## Graph
Product Raw Data
Deep UV Mounted LEDs
DISCLAIMER: The data presented here are typical. Slight variations in performance data will occur from lot to lot. Please contact Technical Support with any questions regarding the use or reliability of this data.
This data may be used in publications. However, please cite Thorlabs as the source.
Additional Information:
For each mounted LED, the normalized output spectrum has been scaled to the minimum specified output power and plotted in the graph to the right. Due to variations in the manufacturing process and operating parameters such as temperature and current, the actual spectral output of any given LED will vary. Output plots are only intended to be used as a guideline.

## Spectra Scaled to Min Power
LED Item # | M233L1 |  | M265L5 |  | M275L4 |  | M280L6 |  | M300L4 |  | M310L1 |  | M325L5 |  | M340L5
Min Output Power (mW) | 0.6 |  | 38.4 |  | 45 |  | 78 |  | 26 |  | 38.5 |  | 25 |  | 45.5
Scaling Constant | 0.067497 |  | 3.0161 |  | 2.8511 |  | 7.3866 |  | 1.5035 |  | 2.1962 |  | 1.6483 |  | 4.0455
Spectra | Wavelength (nm) | Spectral Flux (mW/nm) | Wavelength (nm) | Spectral Flux (mW/nm) | Wavelength (nm) | Spectral Flux (mW/nm) | Wavelength (nm) | Spectral Flux (mW/nm) | Wavelength (nm) | Spectral Flux (mW/nm) | Wavelength (nm) | Spectral Flux (mW/nm) | Wavelength (nm) | Spectral Flux (mW/nm) | Wavelength (nm) | Spectral Flux (mW/nm)
| 181.0823 | 3.8578e-08 | 181.1516 | 0.011485 | 181.0823 | 0.034613 | 181.0823 | 0 | 181.1516 | 0 | 270.239 | 0.0063865 | 181.0823 | 0 | 181.0823 | 0
| 181.1516 | -5.3422e-08 | 181.2208 | 0.015465 | 181.1516 | 0.034613 | 181.1516 | 0 | 181.1516 | 0 | 270.3139 | -0.0095085 | 181.1516 | 0 | 181.1516 | 0
| 181.2208 | 1.0061e-07 | 181.4287 | 0.018738 | 181.2208 | 0.034613 | 181.2208 | 0 | 181.2208 | 0 | 270.3887 | -0.0060162 | 181.2208 | 0 | 181.2208 | 0
| 181.2901 | -9.8062e-08 | 181.498 | 0.025225 | 181.2901 | 0.034613 | 181.2901 | 0 | 181.2901 | 0 | 270.4636 | -0.0078661 | 181.2901 | 0 | 181.2901 | 0
| 181.3594 | 6.5166e-08 | 181.7751 | 0.0029815 | 181.3594 | 0.034613 | 181.3594 | 0 | 181.3594 | 0 | 270.5384 | -0.00598 | 181.3594 | 0 | 181.3594 | 0
| 181.4287 | -3.3178e-08 | 181.9831 | 0.017243 | 181.4287 | 0.034613 | 181.4287 | 0 | 181.4287 | 0 | 270.6133 | -0.015888 | 181.4287 | 0 | 181.4287 | 0
| 181.498 | 1.3513e-07 | 182.0524 | 0.019804 | 181.498 | 0.034613 | 181.498 | 0 | 181.498 | 0 | 270.6881 | 0.0078226 | 181.498 | 0 | 181.498 | 0
| 181.5673 | -5.1913e-08 | 182.1911 | 0.0035488 | 181.5672 | 0.034613 | 181.5672 | 0 | 181.5672 | 0 | 270.763 | -0.025372 | 181.5672 | 0 | 181.5672 | 0
| 181.6365 | 8.1688e-08 | 182.3298 | 0.028876 | 181.6365 | 0.034613 | 181.6365 | 0 | 181.6365 | 0 | 270.8379 | -0.017338 | 181.6365 | 0 | 181.6365 | 0
| 181.7058 | -1.2456e-07 | 182.6072 | 0.011772 | 181.7058 | 0.034613 | 181.7058 | 0 | 181.7058 | 0 | 270.9127 | 0.0046323 | 181.7058 | 0 | 181.7058 | 0
| 181.7751 | 1.0632e-07 | 182.8848 | 0.00057576 | 181.7751 | 0.034613 | 181.7751 | 0 | 181.7751 | 0 | 270.9876 | 0.0012394 | 181.7751 | 0 | 181.7751 | 0
| 181.8445 | -8.4642e-08 | 182.9542 | 0.0012009 | 181.8445 | 0.034613 | 181.8445 | 0 | 181.8445 | 0 | 271.0625 | -0.0057438 | 181.8445 | 0 | 181.8445 | 0
| 181.9138 | 1.5658e-07 | 183.093 | 0.025194 | 181.9138 | 0.034613 | 181.9138 | 0 | 181.9138 | 0 | 271.1374 | 0.015565 | 181.9138 | 0 | 181.9138 | 0
| 181.9831 | -4.7355e-08 | 183.1624 | 0.010956 | 181.9831 | 0.034613 | 181.9831 | 0 | 181.9831 | 0 | 271.2122 | -0.006369 | 181.9831 | 0 | 181.9831 | 0
| 182.0524 | 1.0313e-07 | 183.3012 | 0.015346 | 182.0524 | 0.034613 | 182.0524 | 0 | 182.0524 | 0 | 271.2871 | -0.01209 | 182.0524 | 0 | 182.0524 | 0
| 182.1218 | -3.5058e-08 | 183.3707 | 0.011362 | 182.1218 | 0.034613 | 182.1218 | 0 | 182.1218 | 0 | 271.362 | 0.001726 | 182.1218 | 0 | 182.1218 | 0
| 182.1911 | 1.2652e-07 | 183.4401 | 0.011787 | 182.1911 | 0.034613 | 182.1911 | 0 | 182.1911 | 0 | 271.4369 | -0.010551 | 182.1911 | 0 | 182.1911 | 0
| 182.2604 | -8.3339e-08 | 183.579 | 0.0019164 | 182.2604 | 0.034613 | 182.2605 | 0 | 182.2604 | 0 | 271.5118 | 0.013474 | 182.2604 | 0 | 182.2604 | 0
| 182.3298 | 1.381e-07 | 183.6484 | 0.043112 | 182.3298 | 0.034613 | 182.3298 | 0 | 182.3298 | 0 | 271.5867 | -0.0049258 | 182.3298 | 0 | 182.3298 | 0
| 182.3991 | -9.2515e-08 | 183.7179 | 0.015245 | 182.3991 | 0.034613 | 182.3992 | 0 | 182.3991 | 0 | 271.6616 | -0.0031274 | 182.3992 | 0 | 182.3992 | 0
| 182.4685 | 4.9921e-08 | 183.7873 | 0.001326 | 182.4685 | 0.034613 | 182.4685 | 0 | 182.4685 | 0 | 271.7365 | -0.002337 | 182.4685 | 0 | 182.4685 | 0
| 182.5379 | -1.2173e-07 | 183.9263 | 0.011041 | 182.5379 | 0.034613 | 182.5379 | 0 | 182.5379 | 0 | 271.8115 | 0.019949 | 182.5379 | 0 | 182.5379 | 0
| 182.6072 | 1.1589e-07 | 183.9957 | 0.026779 | 182.6072 | 0.034613 | 182.6072 | 0 | 182.6072 | 0 | 271.8864 | -0.0019619 | 182.6072 | 0 | 182.6072 | 0
| 182.6766 | -1.396e-07 | 184.2042 | 0.011431 | 182.6766 | 0.034613 | 182.6766 | 0 | 182.6766 | 0 | 271.9613 | -0.00094111 | 182.6766 | 0 | 182.6766 | 0
| 182.746 | 8.8357e-08 | 184.2737 | 0.020452 | 182.746 | 0.034613 | 182.746 | 0 | 182.746 | 0 | 272.0362 | -0.0099049 | 182.746 | 0 | 182.746 | 0
| 182.8154 | -1.7145e-07 | 184.4822 | 0.011243 | 182.8154 | 0.034613 | 182.8154 | 0 | 182.8154 | 0 | 272.1111 | 0.0022407 | 182.8154 | 0 | 182.8154 | 0
| 182.8848 | 5.0212e-08 | 184.5517 | 0.023181 | 182.8848 | 0.034613 | 182.8848 | 0 | 182.8848 | 0 | 272.1861 | -0.015759 | 182.8848 | 0 | 182.8848 | 0
| 182.9542 | -9.5862e-08 | 184.6908 | 0.0061912 | 182.9542 | 0.034613 | 182.9542 | 0 | 182.9542 | 0 | 272.261 | 0.017185 | 182.9542 | 0 | 182.9542 | 0
| 183.0236 | 5.1773e-08 | 184.7603 | 0.016952 | 183.0236 | 0.034613 | 183.0236 | 0 | 183.0236 | 0 | 272.336 | -0.01172 | 183.0236 | 0 | 183.0236 | 0
| 183.093 | -2.4364e-08 | 184.8298 | 0.021667 | 183.093 | 0.034613 | 183.093 | 0 | 183.093 | 0 | 272.4109 | -0.00038681 | 183.093 | 0 | 183.093 | 0
| 183.1624 | 1.1476e-07 | 185.108 | 0.025454 | 183.1624 | 0.034613 | 183.1624 | 0 | 183.1624 | 0 | 272.4859 | -0.020623 | 183.1624 | 0 | 183.1624 | 0
| 183.2318 | -8.9358e-08 | 185.1776 | 0.0057126 | 183.2318 | 0.034613 | 183.2318 | 0 | 183.2318 | 0 | 272.5608 | 0.0075978 | 183.2318 | 0 | 183.2318 | 0
| 183.3012 | 1.5207e-07 | 185.2471 | 0.0081087 | 183.3012 | 0.034613 | 183.3012 | 0 | 183.3012 | 0 | 272.6358 | -0.022687 | 183.3012 | 0 | 183.3012 | 0
| 183.3707 | -4.8124e-08 | 185.3167 | 0.00539 | 183.3707 | 0.034613 | 183.3707 | 0 | 183.3707 | 0 | 272.7107 | 0.0040053 | 183.3707 | 0 | 183.3707 | 0
| 183.4401 | 8.6608e-08 | 185.3863 | 0.025899 | 183.4401 | 0.034613 | 183.4401 | 0 | 183.4401 | 0 | 272.7857 | -0.010725 | 183.4401 | 0 | 183.4401 | 0
| 183.5095 | -1.2049e-07 | 185.595 | 0.010355 | 183.5095 | 0.034613 | 183.5095 | 0 | 183.5095 | 0 | 272.8607 | 0.0040384 | 183.5095 | 0 | 183.5095 | 0
| 183.579 | 9.9875e-08 | 185.6647 | 0.014134 | 183.579 | 0.034613 | 183.579 | 0 | 183.579 | 0 | 272.9356 | -0.012667 | 183.579 | 0 | 183.579 | 0
| 183.6484 | -3.3398e-08 | 185.8735 | 0.0012505 | 183.6484 | 0.034613 | 183.6484 | 0 | 183.6484 | 0 | 273.0106 | -0.0085129 | 183.6484 | 0 | 183.6484 | 0
| 183.7179 | 1.2358e-07 | 185.9431 | 0.0093151 | 183.7179 | 0.034613 | 183.7179 | 0 | 183.7179 | 0 | 273.0856 | -0.010687 | 183.7179 | 0 | 183.7179 | 0
| 183.7873 | -5.6281e-08 | 186.0823 | 0.012083 | 183.7873 | 0.034613 | 183.7873 | 0 | 183.7873 | 0 | 273.1606 | 0.012749 | 183.7873 | 0 | 183.7873 | 0
| 183.8568 | 4.2193e-08 | 186.152 | 0.0028618 | 183.8568 | 0.034613 | 183.8568 | 0 | 183.8568 | 0 | 273.2356 | -0.0051648 | 183.8568 | 0 | 183.8568 | 0
| 183.9263 | -1.0108e-07 | 186.2216 | 0.01366 | 183.9263 | 0.034613 | 183.9263 | 0 | 183.9263 | 0 | 273.3105 | 0.03012 | 183.9263 | 0 | 183.9263 | 0
| 183.9957 | 1.1322e-07 | 186.4306 | 0.0040703 | 183.9957 | 0.034613 | 183.9957 | 0 | 183.9957 | 0 | 273.3855 | -0.011402 | 183.9957 | 0 | 183.9957 | 0
| 184.0652 | -8.0582e-08 | 186.7092 | 0.0079044 | 184.0652 | 0.034613 | 184.0652 | 0 | 184.0652 | 0 | 273.4605 | 0.0062561 | 184.0652 | 0 | 184.0652 | 0
| 184.1347 | 9.6058e-08 | 186.9183 | 0.003337 | 184.1347 | 0.034613 | 184.1347 | 0 | 184.1347 | 0 | 273.5356 | -0.0066218 | 184.1347 | 0 | 184.1347 | 0
| 184.2042 | -6.3437e-08 | 187.0577 | 0.0044373 | 184.2042 | 0.034613 | 184.2042 | 0 | 184.2042 | 0 | 273.6105 | -0.0013273 | 184.2042 | 0 | 184.2042 | 0
| 184.2737 | 1.2748e-07 | 187.4062 | 0.0047745 | 184.2737 | 0.034613 | 184.2737 | 0 | 184.2737 | 0 | 273.6855 | -0.017089 | 184.2737 | 0 | 184.2737 | 0
| 184.3432 | -1.4022e-07 | 187.6155 | 0.0063554 | 184.3432 | 0.034613 | 184.3432 | 0 | 184.3432 | 0 | 273.7606 | -0.0040385 | 184.3432 | 0 | 184.3432 | 0
| 184.4127 | 7.1477e-08 | 187.755 | 0.0072548 | 184.4127 | 0.034613 | 184.4127 | 0 | 184.4127 | 0 | 273.8356 | -0.01179 | 184.4127 | 0 | 184.4127 | 0
| 184.4822 | -7.9653e-08 | 187.8247 | 0.0067392 | 184.4822 | 0.034613 | 184.4822 | 0 | 184.4822 | 0 | 273.9106 | -0.0039519 | 184.4822 | 0 | 184.4822 | 0
| 184.5517 | 1.1562e-07 | 187.8945 | 0.02735 | 184.5517 | 0.034613 | 184.5517 | 0 | 184.5517 | 0 | 273.9856 | -0.0093139 | 184.5517 | 0 | 184.5517 | 0
| 184.6212 | -8.9666e-08 | 188.1736 | 0.012559 | 184.6212 | 0.034613 | 184.6212 | 0 | 184.6212 | 0 | 274.0607 | 0.021334 | 184.6212 | 0 | 184.6212 | 0
| 184.6908 | 1.6597e-07 | 188.3829 | 0.0076909 | 184.6908 | 0.034613 | 184.6908 | 0 | 184.6908 | 0 | 274.1357 | -0.011224 | 184.6908 | 0 | 184.6908 | 0
| 184.7603 | -8.0441e-08 | 188.4528 | 0.0044494 | 184.7603 | 0.034613 | 184.7603 | 0 | 184.7603 | 0 | 274.2107 | 0.017734 | 184.7603 | 0 | 184.7603 | 0
| 184.8298 | 8.1977e-08 | 188.732 | 0.010083 | 184.8298 | 0.034613 | 184.8298 | 0 | 184.8298 | 0 | 274.2858 | 0.0056602 | 184.8298 | 0 | 184.8298 | 0
| 184.8994 | -1.3203e-07 | 189.0114 | 0.0021823 | 184.8994 | 0.034613 | 184.8994 | 0 | 184.8994 | 0 | 274.3608 | 0.00084721 | 184.8994 | 0 | 184.8994 | 0
| 184.9689 | 1.9277e-08 | 189.2209 | 0.0036024 | 184.9689 | 0.034613 | 184.9689 | 0 | 184.9689 | 0 | 274.4359 | -0.0035376 | 184.9689 | 0 | 184.9689 | 0
| 185.0385 | -1.4201e-07 | 189.2908 | 0.013654 | 185.0385 | 0.034613 | 185.0385 | 0 | 185.0385 | 0 | 274.5109 | -0.0058207 | 185.0385 | 0 | 185.0385 | 0
| 185.108 | 1.7883e-07 | 189.4305 | 0.0073386 | 185.108 | 0.034613 | 185.108 | 0 | 185.108 | 0 | 274.586 | 8.842e-05 | 185.108 | 0 | 185.108 | 0
| 185.1776 | -5.9315e-08 | 189.5004 | 0.018155 | 185.1776 | 0.034613 | 185.1776 | 0 | 185.1776 | 0 | 274.661 | 0.0076309 | 185.1776 | 0 | 185.1776 | 0
| 185.2472 | 1.7198e-07 | 189.5703 | 0.0047873 | 185.2471 | 0.034613 | 185.2471 | 0 | 185.2471 | 0 | 274.7361 | -0.013841 | 185.2471 | 0 | 185.2471 | 0
| 185.3167 | -1.065e-07 | 189.8499 | 0.040265 | 185.3167 | 0.034613 | 185.3167 | 0 | 185.3167 | 0 | 274.8112 | 0.012425 | 185.3167 | 0 | 185.3167 | 0
| 185.3863 | 1.0805e-07 | 190.1295 | 0.022921 | 185.3863 | 0.034613 | 185.3863 | 0 | 185.3863 | 0 | 274.8862 | -0.017664 | 185.3863 | 0 | 185.3863 | 0
| 185.4559 | -1.3237e-07 | 190.3393 | 0.00095723 | 185.4559 | 0.034613 | 185.4559 | 0 | 185.4559 | 0 | 274.9613 | -0.0012911 | 185.4559 | 0 | 185.4559 | 0
| 185.5255 | 4.1315e-08 | 190.4093 | 0.011725 | 185.5255 | 0.034613 | 185.5255 | 0 | 185.5255 | 0 | 275.0364 | -0.0046917 | 185.5255 | 0 | 185.5255 | 0
| 185.595 | -4.0695e-08 | 190.5492 | 0.0018024 | 185.595 | 0.034613 | 185.595 | 0 | 185.595 | 0 | 275.1115 | 0.0026807 | 185.5951 | 0 | 185.5951 | 0
| 185.6647 | 1.037e-07 | 190.6191 | 0.0033969 | 185.6646 | 0.034613 | 185.6647 | 0 | 185.6646 | 0 | 275.1865 | -0.0091576 | 185.6647 | 0 | 185.6647 | 0
| 185.7343 | -1.1906e-07 | 190.6891 | 0.019176 | 185.7343 | 0.034613 | 185.7343 | 0 | 185.7343 | 0 | 275.2616 | 0.0066969 | 185.7343 | 0 | 185.7343 | 0
| 185.8039 | 5.6022e-09 | 190.899 | 0.0047983 | 185.8039 | 0.034613 | 185.8039 | 0 | 185.8039 | 0 | 275.3367 | -0.011033 | 185.8039 | 0 | 185.8039 | 0
| 185.8735 | -1.4294e-07 | 190.969 | 0.033973 | 185.8735 | 0.034613 | 185.8735 | 0 | 185.8735 | 0 | 275.4118 | -0.0059075 | 185.8735 | 0 | 185.8735 | 0
| 185.9431 | 6.4342e-08 | 191.249 | 0.038724 | 185.9431 | 0.034613 | 185.9431 | 0 | 185.9431 | 0 | 275.4869 | 0.0044508 | 185.9431 | 0 | 185.9431 | 0
| 186.0127 | -9.7568e-08 | 191.319 | 0.0020389 | 186.0127 | 0.034613 | 186.0127 | 0 | 186.0127 | 0 | 275.562 | 0.015026 | 186.0127 | 0 | 186.0127 | 0
| 186.0823 | 1.5798e-07 | 192.0194 | 0.008899 | 186.0823 | 0.034613 | 186.0823 | 0 | 186.0823 | 0 | 275.6371 | -0.0077013 | 186.0823 | 0 | 186.0823 | 0
| 186.152 | -1.0413e-07 | 192.51 | 0.0004244 | 186.152 | 0.034613 | 186.152 | 0 | 186.152 | 0 | 275.7122 | 0.0066094 | 186.152 | 0 | 186.152 | 0
| 186.2216 | 7.7838e-08 | 192.5801 | 0.012231 | 186.2216 | 0.034613 | 186.2216 | 0 | 186.2216 | 0 | 275.7874 | -0.0062872 | 186.2216 | 0 | 186.2216 | 0
| 186.2913 | -8.5515e-08 | 192.6502 | 0.03333 | 186.2913 | 0.034613 | 186.2913 | 0 | 186.2913 | 0 | 275.8625 | 0.0040737 | 186.2913 | 0 | 186.2913 | 0
| 186.3609 | 6.1599e-08 | 192.9306 | 0.0065579 | 186.3609 | 0.034613 | 186.3609 | 0 | 186.3609 | 0 | 275.9376 | 2.9676e-05 | 186.3609 | 0 | 186.3609 | 0
| 186.4306 | -1.2415e-07 | 193.1411 | 0.019143 | 186.4306 | 0.034613 | 186.4306 | 0 | 186.4306 | 0 | 276.0127 | 0.0073029 | 186.4306 | 0 | 186.4306 | 0
| 186.5002 | 2.8012e-09 | 193.2112 | 0.035007 | 186.5002 | 0.034613 | 186.5002 | 0 | 186.5002 | 0 | 276.0878 | -0.011999 | 186.5002 | 0 | 186.5002 | 0
| 186.5699 | -7.53e-08 | 193.2814 | 0.0015676 | 186.5699 | 0.034613 | 186.5699 | 0 | 186.5699 | 0 | 276.163 | 0.0014061 | 186.5699 | 0 | 186.5699 | 0
| 186.6396 | 6.4443e-08 | 193.3515 | 0.01185 | 186.6396 | 0.034613 | 186.6396 | 0 | 186.6396 | 0 | 276.2381 | -0.00074641 | 186.6396 | 0 | 186.6396 | 0
| 186.7092 | -6.9361e-08 | 193.7024 | 0.0025292 | 186.7092 | 0.034613 | 186.7092 | 0 | 186.7092 | 0 | 276.3133 | -0.0037038 | 186.7092 | 0 | 186.7092 | 0
| 186.7789 | 5.4445e-08 | 193.7726 | 0.0056707 | 186.7789 | 0.034613 | 186.7789 | 0 | 186.7789 | 0 | 276.3884 | -0.0031499 | 186.7789 | 0 | 186.7789 | 0
| 186.8486 | -1.214e-07 | 193.8427 | 0.010195 | 186.8486 | 0.034613 | 186.8486 | 0 | 186.8486 | 0 | 276.4635 | -0.012436 | 186.8486 | 0 | 186.8486 | 0
| 186.9183 | 4.9526e-08 | 193.9831 | 0.010848 | 186.9183 | 0.034613 | 186.9183 | 0 | 186.9183 | 0 | 276.5387 | -0.0024822 | 186.9183 | 0 | 186.9183 | 0
| 186.988 | -1.1267e-07 | 194.0533 | 0.017041 | 186.988 | 0.034613 | 186.988 | 0 | 186.988 | 0 | 276.6139 | 0.010614 | 186.988 | 0 | 186.988 | 0
| 187.0577 | 8.8503e-08 | 194.264 | 0.023129 | 187.0577 | 0.034613 | 187.0577 | 0 | 187.0577 | 0 | 276.689 | -0.013824 | 187.0577 | 0 | 187.0577 | 0
| 187.1274 | -1.5634e-07 | 194.5449 | 0.0088359 | 187.1274 | 0.034613 | 187.1274 | 0 | 187.1274 | 0 | 276.7642 | 0.010106 | 187.1274 | 0 | 187.1274 | 0
| 187.1971 | 7.4747e-08 | 194.6152 | 0.0057077 | 187.1971 | 0.034613 | 187.1971 | 0 | 187.1971 | 0 | 276.8393 | -0.012821 | 187.1971 | 0 | 187.1971 | 0
| 187.2668 | -5.9443e-08 | 194.826 | 0.0040217 | 187.2668 | 0.034613 | 187.2668 | 0 | 187.2668 | 0 | 276.9145 | 0.010696 | 187.2668 | 0 | 187.2668 | 0
| 187.3365 | 1.7502e-08 | 194.8962 | 0.020079 | 187.3365 | 0.034613 | 187.3365 | 0 | 187.3365 | 0 | 276.9897 | -0.014923 | 187.3365 | 0 | 187.3365 | 0
| 187.4062 | -5.4938e-08 | 195.0368 | 0.011488 | 187.4062 | 0.034613 | 187.4062 | 0 | 187.4062 | 0 | 277.0648 | 0.013025 | 187.4063 | 0 | 187.4063 | 0
| 187.476 | 3.8162e-08 | 195.1773 | 0.011881 | 187.476 | 0.034613 | 187.476 | 0 | 187.476 | 0 | 277.14 | -0.004252 | 187.476 | 0 | 187.476 | 0
| 187.5457 | -1.8934e-07 | 195.2476 | 0.0041653 | 187.5457 | 0.034613 | 187.5457 | 0 | 187.5457 | 0 | 277.2152 | 0.0016134 | 187.5457 | 0 | 187.5457 | 0
| 187.6155 | 8.4797e-08 | 195.3179 | 0.0054439 | 187.6155 | 0.034613 | 187.6155 | 0 | 187.6155 | 0 | 277.2904 | -0.010836 | 187.6155 | 0 | 187.6155 | 0
| 187.6852 | -1.6754e-07 | 195.7398 | 0.026553 | 187.6852 | 0.034613 | 187.6852 | 0 | 187.6852 | 0 | 277.3656 | 0.0055954 | 187.6852 | 0 | 187.6852 | 0
| 187.755 | 1.6405e-07 | 195.8805 | 0.013787 | 187.755 | 0.034613 | 187.755 | 0 | 187.755 | 0 | 277.4408 | -0.0049853 | 187.755 | 0 | 187.755 | 0
| 187.8247 | -1.1707e-07 | 195.9508 | 0.027087 | 187.8247 | 0.034613 | 187.8247 | 0 | 187.8247 | 0 | 277.516 | -0.0031324 | 187.8247 | 0 | 187.8247 | 0
| 187.8945 | 1.1869e-07 | 196.0212 | 0.0080824 | 187.8945 | 0.034613 | 187.8945 | 0 | 187.8945 | 0 | 277.5912 | 0.0029783 | 187.8945 | 0 | 187.8945 | 0
| 187.9642 | -6.6552e-08 | 196.3026 | 0.0039003 | 187.9642 | 0.034613 | 187.9642 | 0 | 187.9642 | 0 | 277.6664 | -0.0054815 | 187.9642 | 0 | 187.9642 | 0
| 188.034 | 7.3516e-08 | 196.373 | 0.0079041 | 188.034 | 0.034613 | 188.034 | 0 | 188.034 | 0 | 277.7416 | -0.0077124 | 188.034 | 0 | 188.034 | 0
| 188.1038 | -1.1506e-07 | 196.5137 | 0.0041226 | 188.1038 | 0.034613 | 188.1038 | 0 | 188.1038 | 0 | 277.8168 | 0.012755 | 188.1038 | 0 | 188.1038 | 0
| 188.1736 | 7.6206e-08 | 196.7249 | 0.016084 | 188.1736 | 0.034613 | 188.1736 | 0 | 188.1736 | 0 | 277.8921 | -0.0049883 | 188.1736 | 0 | 188.1736 | 0
| 188.2434 | -9.1899e-08 | 196.7953 | 0.00015042 | 188.2434 | 0.034613 | 188.2434 | 0 | 188.2434 | 0 | 277.9673 | 0.010371 | 188.2434 | 0 | 188.2434 | 0
| 188.3132 | 1.8446e-08 | 196.8657 | 0.0044272 | 188.3132 | 0.034613 | 188.3132 | 0 | 188.3132 | 0 | 278.0425 | -0.0041594 | 188.3132 | 0 | 188.3132 | 0
| 188.3829 | -5.8153e-08 | 196.9361 | 0.001259 | 188.3829 | 0.034613 | 188.3829 | 0 | 188.3829 | 0 | 278.1177 | 0.0019981 | 188.3829 | 0 | 188.3829 | 0
| 188.4528 | 7.568e-08 | 197.077 | 0.016985 | 188.4528 | 0.034613 | 188.4528 | 0 | 188.4528 | 0 | 278.193 | -0.00050394 | 188.4528 | 0 | 188.4528 | 0
| 188.5225 | -1.1285e-07 | 197.2882 | 0.0025052 | 188.5226 | 0.034613 | 188.5226 | 0 | 188.5226 | 0 | 278.2682 | 0.0017844 | 188.5226 | 0 | 188.5226 | 0
| 188.5924 | 1.5613e-07 | 197.3587 | 0.0096657 | 188.5924 | 0.034613 | 188.5924 | 0 | 188.5924 | 0 | 278.3434 | -0.0089462 | 188.5924 | 0 | 188.5924 | 0
| 188.6622 | -1.2297e-07 | 197.4291 | 0.02528 | 188.6622 | 0.034613 | 188.6622 | 0 | 188.6622 | 0 | 278.4187 | -0.0068968 | 188.6622 | 0 | 188.6622 | 0
| 188.732 | 4.4652e-08 | 197.6405 | 0.0074763 | 188.732 | 0.034613 | 188.732 | 0 | 188.732 | 0 | 278.4939 | -0.0086543 | 188.732 | 0 | 188.732 | 0
| 188.8018 | -1.2935e-07 | 197.8519 | 0.004447 | 188.8018 | 0.034613 | 188.8018 | 0 | 188.8018 | 0 | 278.5692 | -0.0040897 | 188.8018 | 0 | 188.8018 | 0
| 188.8717 | 3.869e-08 | 197.9224 | 0.0025437 | 188.8717 | 0.034613 | 188.8717 | 0 | 188.8717 | 0 | 278.6444 | -0.002817 | 188.8717 | 0 | 188.8717 | 0
| 188.9415 | -1.2376e-07 | 197.9929 | 0.006429 | 188.9415 | 0.034613 | 188.9415 | 0 | 188.9415 | 0 | 278.7197 | -0.0024448 | 188.9415 | 0 | 188.9415 | 0
| 189.0113 | 4.2109e-08 | 198.2044 | 0.0064697 | 189.0113 | 0.034613 | 189.0114 | 0 | 189.0113 | 0 | 278.795 | -0.0039946 | 189.0114 | 0 | 189.0114 | 0
| 189.0812 | -1.2228e-07 | 198.2749 | 0.04544 | 189.0812 | 0.034613 | 189.0812 | 0 | 189.0812 | 0 | 278.8702 | 0.0061007 | 189.0812 | 0 | 189.0812 | 0
| 189.151 | 3.709e-08 | 198.4864 | 0.0090353 | 189.151 | 0.034613 | 189.151 | 0 | 189.151 | 0 | 278.9455 | -0.0095755 | 189.1511 | 0 | 189.1511 | 0
| 189.2209 | -1.1286e-07 | 198.8391 | 0.010925 | 189.2209 | 0.034613 | 189.2209 | 0 | 189.2209 | 0 | 279.0208 | 0.00017594 | 189.2209 | 0 | 189.2209 | 0
| 189.2908 | 1.0582e-07 | 198.9096 | 0.0027175 | 189.2908 | 0.034613 | 189.2908 | 0 | 189.2908 | 0 | 279.0961 | -0.011898 | 189.2908 | 0 | 189.2908 | 0
| 189.3606 | -9.4887e-08 | 199.0507 | 0.015345 | 189.3606 | 0.034613 | 189.3606 | 0 | 189.3606 | 0 | 279.1713 | 0.0024424 | 189.3606 | 0 | 189.3606 | 0
| 189.4305 | 1.3419e-07 | 199.1213 | 0.011599 | 189.4305 | 0.034613 | 189.4305 | 0 | 189.4305 | 0 | 279.2466 | -0.00074891 | 189.4305 | 0 | 189.4305 | 0
| 189.5004 | -6.9788e-08 | 199.4036 | 0.014008 | 189.5004 | 0.034613 | 189.5004 | 0 | 189.5004 | 0 | 279.3219 | -0.0018595 | 189.5004 | 0 | 189.5004 | 0
| 189.5703 | 4.7622e-08 | 199.5448 | 0.0020528 | 189.5703 | 0.034613 | 189.5703 | 0 | 189.5703 | 0 | 279.3972 | -0.0032565 | 189.5703 | 0 | 189.5703 | 0
| 189.6402 | -1.5348e-07 | 199.6154 | 0.00096694 | 189.6402 | 0.034613 | 189.6402 | 0 | 189.6402 | 0 | 279.4725 | -0.00035544 | 189.6402 | 0 | 189.6402 | 0
| 189.7101 | 8.3895e-08 | 199.686 | 0.0073241 | 189.7101 | 0.034613 | 189.7101 | 0 | 189.7101 | 0 | 279.5478 | -0.0085089 | 189.7101 | 0 | 189.7101 | 0
| 189.78 | -1.6729e-07 | 199.8978 | 0.0028989 | 189.78 | 0.034613 | 189.78 | 0 | 189.78 | 0 | 279.6231 | 0.00061642 | 189.78 | 0 | 189.78 | 0
| 189.8499 | 1.7643e-07 | 199.9685 | 0.0025567 | 189.8499 | 0.034613 | 189.8499 | 0 | 189.8499 | 0 | 279.6984 | -0.0085139 | 189.8499 | 0 | 189.8499 | 0
| 189.9198 | -7.2933e-08 | 200.1097 | 0.0050346 | 189.9198 | 0.034613 | 189.9198 | 0 | 189.9198 | 0 | 279.7737 | -0.0013816 | 189.9198 | 0 | 189.9198 | 0
| 189.9897 | 3.7417e-08 | 200.1804 | 0.0013707 | 189.9897 | 0.034613 | 189.9897 | 0 | 189.9897 | 0 | 279.849 | -0.0031297 | 189.9897 | 0 | 189.9897 | 0
| 190.0596 | -1.1918e-07 | 200.251 | 8.8303e-05 | 190.0596 | 0.034613 | 190.0596 | 0 | 190.0596 | 0 | 279.9243 | 0.0045969 | 190.0596 | 0 | 190.0596 | 0
| 190.1295 | 1.114e-07 | 200.3923 | 0.010458 | 190.1295 | 0.034613 | 190.1295 | 0 | 190.1295 | 0 | 279.9997 | -0.010963 | 190.1295 | 0 | 190.1295 | 0
| 190.1995 | -3.1263e-08 | 200.463 | 0.011526 | 190.1995 | 0.034613 | 190.1995 | 0 | 190.1995 | 0 | 280.075 | 0.0037467 | 190.1995 | 0 | 190.1995 | 0
| 190.2694 | 7.5669e-08 | 200.5336 | 0.0008882 | 190.2694 | 0.034613 | 190.2694 | 0 | 190.2694 | 0 | 280.1503 | 0.00058666 | 190.2694 | 0 | 190.2694 | 0
| 190.3393 | -8.9962e-08 | 200.7456 | 0.0075294 | 190.3393 | 0.034613 | 190.3393 | 0 | 190.3393 | 0 | 280.2256 | -0.002409 | 190.3393 | 0 | 190.3393 | 0
| 190.4093 | 6.4545e-08 | 200.8163 | 0.015948 | 190.4093 | 0.034613 | 190.4093 | 0 | 190.4093 | 0 | 280.301 | -0.0020728 | 190.4093 | 0 | 190.4093 | 0
| 190.4792 | -9.2113e-08 | 201.0284 | 0.013041 | 190.4792 | 0.034613 | 190.4792 | 0 | 190.4792 | 0 | 280.3763 | -0.00093297 | 190.4792 | 0 | 190.4792 | 0
| 190.5492 | 6.9174e-08 | 201.3112 | 0.0098773 | 190.5492 | 0.034613 | 190.5492 | 0 | 190.5492 | 0 | 280.4517 | -0.0083409 | 190.5492 | 0 | 190.5492 | 0
| 190.6191 | -9.5635e-08 | 201.3819 | 0.028586 | 190.6191 | 0.034613 | 190.6191 | 0 | 190.6191 | 0 | 280.527 | 0.0017007 | 190.6191 | 0 | 190.6191 | 0
| 190.6891 | 1.0529e-07 | 201.4527 | 0.0016198 | 190.6891 | 0.034613 | 190.6891 | 0 | 190.6891 | 0 | 280.6024 | 0.001563 | 190.6891 | 0 | 190.6891 | 0
| 190.7591 | -1.4001e-07 | 201.5941 | 0.002928 | 190.7591 | 0.034613 | 190.7591 | 0 | 190.7591 | 0 | 280.6777 | 0.00011634 | 190.7591 | 0 | 190.7591 | 0
| 190.8291 | 4.6552e-08 | 201.8771 | 0.0043548 | 190.829 | 0.034613 | 190.8291 | 0 | 190.829 | 0 | 280.7531 | 0.00085197 | 190.8291 | 0 | 190.8291 | 0
| 190.899 | -1.2857e-07 | 201.9479 | 0.020392 | 190.899 | 0.034613 | 190.899 | 0 | 190.899 | 0 | 280.8285 | 0.01308 | 190.899 | 0 | 190.899 | 0
| 190.969 | 1.5528e-07 | 202.0894 | 0.0015724 | 190.969 | 0.034613 | 190.969 | 0 | 190.969 | 0 | 280.9038 | -0.004927 | 190.969 | 0 | 190.969 | 0
| 191.039 | -9.2596e-08 | 202.1602 | 0.0016047 | 191.039 | 0.034613 | 191.039 | 0 | 191.039 | 0 | 280.9792 | 0.00023136 | 191.039 | 0 | 191.039 | 0
| 191.109 | 1.8062e-08 | 202.231 | 0.0082734 | 191.109 | 0.034613 | 191.109 | 0 | 191.109 | 0 | 281.0546 | -0.007982 | 191.109 | 0 | 191.109 | 0
| 191.179 | -8.6571e-08 | 202.3018 | 0.0012903 | 191.179 | 0.034613 | 191.179 | 0 | 191.179 | 0 | 281.1299 | 0.0033729 | 191.179 | 0 | 191.179 | 0
| 191.249 | 1.4793e-07 | 202.3726 | 0.013407 | 191.249 | 0.034613 | 191.249 | 0 | 191.249 | 0 | 281.2053 | -0.0017287 | 191.249 | 0 | 191.249 | 0
| 191.319 | -6.4026e-08 | 202.4433 | 0.033073 | 191.319 | 0.034613 | 191.319 | 0 | 191.319 | 0 | 281.2807 | -0.0001751 | 191.319 | 0 | 191.319 | 0
| 191.389 | 4.0687e-08 | 202.5141 | 0.027817 | 191.389 | 0.034613 | 191.389 | 0 | 191.389 | 0 | 281.3561 | 0.0087594 | 191.389 | 0 | 191.389 | 0
| 191.4591 | -1.0431e-07 | 202.6558 | 0.0091059 | 191.4591 | 0.034613 | 191.4591 | 0 | 191.4591 | 0 | 281.4315 | 0.0075617 | 191.4591 | 0 | 191.4591 | 0
| 191.5291 | 1.7734e-08 | 202.7974 | 0.020112 | 191.5291 | 0.034613 | 191.5291 | 0 | 191.5291 | 0 | 281.5069 | -0.0095438 | 191.5291 | 0 | 191.5291 | 0
| 191.5991 | -1.8688e-07 | 203.0807 | 0.011884 | 191.5991 | 0.034613 | 191.5991 | 0 | 191.5991 | 0 | 281.5823 | 0.0038733 | 191.5991 | 0 | 191.5991 | 0
| 191.6691 | 1.1218e-07 | 203.2224 | 0.0047726 | 191.6692 | 0.034613 | 191.6691 | 0 | 191.6692 | 0 | 281.6577 | -0.0031328 | 191.6691 | 0 | 191.6691 | 0
| 191.7392 | -1.2154e-07 | 203.3641 | 0.01267 | 191.7392 | 0.034613 | 191.7392 | 0 | 191.7392 | 0 | 281.7331 | 0.014057 | 191.7392 | 0 | 191.7392 | 0
| 191.8092 | 6.853e-08 | 203.435 | 0.0027891 | 191.8092 | 0.034613 | 191.8092 | 0 | 191.8092 | 0 | 281.8085 | 0.0047033 | 191.8092 | 0 | 191.8092 | 0
| 191.8793 | -1.2179e-07 | 203.5058 | 0.0060228 | 191.8793 | 0.034613 | 191.8793 | 0 | 191.8793 | 0 | 281.8839 | 0.0089657 | 191.8793 | 0 | 191.8793 | 0
| 191.9493 | 1.0766e-07 | 203.6476 | 0.0080362 | 191.9493 | 0.034613 | 191.9493 | 0 | 191.9493 | 0 | 281.9593 | -0.010434 | 191.9493 | 0 | 191.9493 | 0
| 192.0194 | -1.3983e-07 | 203.9312 | 0.0034142 | 192.0194 | 0.034613 | 192.0194 | 0 | 192.0194 | 0 | 282.0347 | 0.0068763 | 192.0194 | 0 | 192.0194 | 0
| 192.0895 | 1.1023e-07 | 204.1439 | 0.010155 | 192.0895 | 0.034613 | 192.0895 | 0 | 192.0895 | 0 | 282.1102 | -0.015908 | 192.0895 | 0 | 192.0895 | 0
| 192.1595 | -1.3646e-07 | 204.2148 | 0.004146 | 192.1595 | 0.034613 | 192.1595 | 0 | 192.1595 | 0 | 282.1856 | 0.00042436 | 192.1595 | 0 | 192.1595 | 0
| 192.2296 | 3.1281e-08 | 204.3566 | 0.002453 | 192.2296 | 0.034613 | 192.2296 | 0 | 192.2296 | 0 | 282.261 | -0.0076132 | 192.2296 | 0 | 192.2296 | 0
| 192.2997 | -6.8422e-08 | 204.4276 | 0.018093 | 192.2997 | 0.034613 | 192.2997 | 0 | 192.2997 | 0 | 282.3365 | 0.018368 | 192.2997 | 0 | 192.2997 | 0
| 192.3698 | 2.3708e-08 | 204.6404 | 0.0056838 | 192.3698 | 0.034613 | 192.3698 | 0 | 192.3698 | 0 | 282.4119 | -0.0064612 | 192.3698 | 0 | 192.3698 | 0
| 192.4399 | -1.3192e-07 | 204.7113 | 0.0090976 | 192.4399 | 0.034613 | 192.4399 | 0 | 192.4399 | 0 | 282.4873 | 0.0076893 | 192.4399 | 0 | 192.4399 | 0
| 192.51 | 5.1546e-08 | 204.7823 | 0.021346 | 192.51 | 0.034613 | 192.51 | 0 | 192.51 | 0 | 282.5628 | -0.011071 | 192.51 | 0 | 192.51 | 0
| 192.5801 | -1.1404e-07 | 205.2081 | 0.0018019 | 192.5801 | 0.034613 | 192.5801 | 0 | 192.5801 | 0 | 282.6382 | 0.013966 | 192.5801 | 0 | 192.5801 | 0
| 192.6502 | 1.3297e-07 | 205.3501 | 0.01186 | 192.6502 | 0.034613 | 192.6502 | 0 | 192.6502 | 0 | 282.7137 | -0.0084203 | 192.6502 | 0 | 192.6502 | 0
| 192.7203 | -9.5491e-08 | 205.5631 | 0.0085653 | 192.7203 | 0.034613 | 192.7203 | 0 | 192.7203 | 0 | 282.7892 | -0.0046687 | 192.7203 | 0 | 192.7203 | 0
| 192.7904 | 4.4497e-08 | 205.6341 | 0.011198 | 192.7904 | 0.034613 | 192.7904 | 0 | 192.7904 | 0 | 282.8646 | -0.0016125 | 192.7904 | 0 | 192.7904 | 0
| 192.8605 | -1.4536e-07 | 205.8472 | 0.0043129 | 192.8605 | 0.034613 | 192.8605 | 0 | 192.8605 | 0 | 282.9401 | 0.013327 | 192.8605 | 0 | 192.8605 | 0
| 192.9307 | 9.2071e-08 | 205.9182 | 0.033086 | 192.9307 | 0.034613 | 192.9306 | 0 | 192.9307 | 0 | 283.0155 | -0.0023082 | 192.9306 | 0 | 192.9306 | 0
| 193.0008 | -1.2925e-07 | 206.0603 | 0.0071009 | 193.0008 | 0.034613 | 193.0008 | 0 | 193.0008 | 0 | 283.091 | -0.002075 | 193.0008 | 0 | 193.0008 | 0
| 193.0709 | 4.6147e-08 | 206.2024 | 0.020832 | 193.0709 | 0.034613 | 193.0709 | 0 | 193.0709 | 0 | 283.1665 | -0.0033862 | 193.0709 | 0 | 193.0709 | 0
| 193.1411 | -7.7784e-08 | 206.4866 | 0.014426 | 193.1411 | 0.034613 | 193.1411 | 0 | 193.1411 | 0 | 283.242 | 0.0016353 | 193.1411 | 0 | 193.1411 | 0
| 193.2112 | 1.7068e-07 | 206.6288 | 0.0042397 | 193.2112 | 0.034613 | 193.2112 | 0 | 193.2112 | 0 | 283.3174 | -0.0025254 | 193.2112 | 0 | 193.2112 | 0
| 193.2814 | -5.8448e-08 | 206.771 | 0.011803 | 193.2814 | 0.034613 | 193.2814 | 0 | 193.2814 | 0 | 283.3929 | 0.01096 | 193.2814 | 0 | 193.2814 | 0
| 193.3515 | 8.9673e-08 | 206.9843 | 0.024467 | 193.3515 | 0.034613 | 193.3515 | 0 | 193.3515 | 0 | 283.4684 | -0.0026718 | 193.3515 | 0 | 193.3515 | 0
| 193.4217 | -9.9797e-08 | 207.0554 | 0.029151 | 193.4217 | 0.034613 | 193.4217 | 0 | 193.4217 | 0 | 283.5439 | 0.0030534 | 193.4217 | 0 | 193.4217 | 0
| 193.4918 | 3.846e-08 | 207.1265 | 0.0023726 | 193.4918 | 0.034613 | 193.4918 | 0 | 193.4918 | 0 | 283.6194 | -0.0065424 | 193.4918 | 0 | 193.4918 | 0
| 193.562 | -4.847e-08 | 207.2687 | 0.0041466 | 193.562 | 0.034613 | 193.562 | 0 | 193.562 | 0 | 283.6949 | 0.0014305 | 193.562 | 0 | 193.562 | 0
| 193.6322 | 6.101e-08 | 207.4821 | 0.0020515 | 193.6322 | 0.034613 | 193.6322 | 0 | 193.6322 | 0 | 283.7704 | -0.01275 | 193.6322 | 0 | 193.6322 | 0
| 193.7024 | -8.7612e-08 | 207.5533 | 0.0079404 | 193.7024 | 0.034613 | 193.7024 | 0 | 193.7024 | 0 | 283.8459 | -0.0008811 | 193.7024 | 0 | 193.7024 | 0
| 193.7725 | 7.3107e-08 | 207.7667 | 0.005205 | 193.7725 | 0.034613 | 193.7726 | 0 | 193.7725 | 0 | 283.9214 | -0.0092466 | 193.7726 | 0 | 193.7726 | 0
| 193.8427 | -6.5104e-08 | 207.8379 | 0.038056 | 193.8427 | 0.034613 | 193.8427 | 0 | 193.8427 | 0 | 283.9969 | -0.0029931 | 193.8427 | 0 | 193.8427 | 0
| 193.9129 | 8.5306e-08 | 207.9091 | 0.020017 | 193.9129 | 0.034613 | 193.9129 | 0 | 193.9129 | 0 | 284.0724 | -0.0074853 | 193.9129 | 0 | 193.9129 | 0
| 193.9831 | -6.6628e-08 | 207.9802 | 0.0023916 | 193.9831 | 0.034613 | 193.9831 | 0 | 193.9831 | 0 | 284.148 | 0.02311 | 193.9831 | 0 | 193.9831 | 0
| 194.0533 | 1.1032e-07 | 208.1226 | 0.00042203 | 194.0533 | 0.034613 | 194.0533 | 0 | 194.0533 | 0 | 284.2235 | -0.012207 | 194.0533 | 0 | 194.0533 | 0
| 194.1236 | -1.4021e-07 | 208.1938 | 0.029852 | 194.1236 | 0.034613 | 194.1236 | 0 | 194.1236 | 0 | 284.299 | 0.0052101 | 194.1236 | 0 | 194.1236 | 0
| 194.1938 | 2.8702e-08 | 208.4786 | 0.012882 | 194.1938 | 0.034613 | 194.1938 | 0 | 194.1938 | 0 | 284.3746 | -0.010396 | 194.1938 | 0 | 194.1938 | 0
| 194.264 | -4.1032e-08 | 208.7634 | 0.0023388 | 194.264 | 0.034613 | 194.264 | 0 | 194.264 | 0 | 284.4501 | 0.0088935 | 194.264 | 0 | 194.264 | 0
| 194.3342 | 2.1468e-08 | 208.9771 | 0.0072801 | 194.3342 | 0.034613 | 194.3342 | 0 | 194.3342 | 0 | 284.5256 | 0.0060902 | 194.3342 | 0 | 194.3342 | 0
| 194.4045 | -8.8828e-08 | 209.0484 | 0.023369 | 194.4045 | 0.034613 | 194.4045 | 0 | 194.4045 | 0 | 284.6012 | -0.007015 | 194.4045 | 0 | 194.4045 | 0
| 194.4747 | 3.5248e-08 | 209.2621 | 0.026369 | 194.4747 | 0.034613 | 194.4747 | 0 | 194.4747 | 0 | 284.6767 | -0.0090716 | 194.4747 | 0 | 194.4747 | 0
| 194.5449 | -8.0051e-08 | 209.5472 | 0.0028945 | 194.5449 | 0.034613 | 194.5449 | 0 | 194.5449 | 0 | 284.7523 | 0.0062111 | 194.5449 | 0 | 194.5449 | 0
| 194.6152 | 5.4294e-08 | 209.6185 | 0.012952 | 194.6152 | 0.034613 | 194.6152 | 0 | 194.6152 | 0 | 284.8279 | 0.0062927 | 194.6152 | 0 | 194.6152 | 0
| 194.6854 | -1.0217e-07 | 209.761 | 0.0070375 | 194.6854 | 0.034613 | 194.6854 | 0 | 194.6854 | 0 | 284.9034 | 0.0023269 | 194.6854 | 0 | 194.6854 | 0
| 194.7557 | 5.7698e-08 | 209.8323 | 0.018657 | 194.7557 | 0.034613 | 194.7557 | 0 | 194.7557 | 0 | 284.979 | 0.0018741 | 194.7557 | 0 | 194.7557 | 0
| 194.826 | -1.0517e-07 | 209.9036 | 0.042058 | 194.826 | 0.034613 | 194.826 | 0 | 194.826 | 0 | 285.0545 | 0.022131 | 194.826 | 0 | 194.826 | 0
| 194.8962 | 5.9499e-08 | 210.0462 | 0.0067966 | 194.8962 | 0.034613 | 194.8962 | 0 | 194.8962 | 0 | 285.1301 | -0.0058655 | 194.8962 | 0 | 194.8962 | 0
| 194.9665 | -1.356e-07 | 210.1176 | 0.0012864 | 194.9665 | 0.034613 | 194.9665 | 0 | 194.9665 | 0 | 285.2057 | 0.0093112 | 194.9665 | 0 | 194.9665 | 0
| 195.0368 | 9.0273e-08 | 210.1889 | 0.0063409 | 195.0368 | 0.034613 | 195.0368 | 0 | 195.0368 | 0 | 285.2812 | -0.011449 | 195.0368 | 0 | 195.0368 | 0
| 195.107 | -7.3561e-08 | 210.4029 | 0.02408 | 195.107 | 0.034613 | 195.107 | 0 | 195.107 | 0 | 285.3568 | -0.0015786 | 195.107 | 0 | 195.107 | 0
| 195.1773 | 1.1284e-07 | 210.4742 | 0.0074797 | 195.1773 | 0.034613 | 195.1773 | 0 | 195.1773 | 0 | 285.4324 | 0.0021038 | 195.1773 | 0 | 195.1773 | 0
| 195.2476 | -7.8982e-08 | 210.5455 | 0.012501 | 195.2476 | 0.034613 | 195.2476 | 0 | 195.2476 | 0 | 285.508 | 0.0083542 | 195.2476 | 0 | 195.2476 | 0
| 195.3179 | 6.978e-08 | 210.6882 | 0.027874 | 195.3179 | 0.034613 | 195.3179 | 0 | 195.3179 | 0 | 285.5836 | -0.0061234 | 195.3179 | 0 | 195.3179 | 0
| 195.3882 | -8.8356e-08 | 210.7596 | 0.0079334 | 195.3882 | 0.034613 | 195.3882 | 0 | 195.3882 | 0 | 285.6592 | 0.021018 | 195.3882 | 0 | 195.3882 | 0
| 195.4585 | 4.4228e-08 | 210.9023 | 0.0096017 | 195.4585 | 0.034613 | 195.4585 | 0 | 195.4585 | 0 | 285.7348 | -0.0013177 | 195.4585 | 0 | 195.4585 | 0
| 195.5288 | -1.4344e-07 | 211.0451 | 0.014596 | 195.5288 | 0.034613 | 195.5288 | 0 | 195.5288 | 0 | 285.8104 | 0.00068557 | 195.5288 | 0 | 195.5288 | 0
| 195.5992 | 2.5387e-08 | 211.1879 | 0.0040785 | 195.5992 | 0.034613 | 195.5992 | 0 | 195.5992 | 0 | 285.886 | -0.0064863 | 195.5992 | 0 | 195.5992 | 0
| 195.6695 | -1.3102e-07 | 211.2592 | 0.0071994 | 195.6695 | 0.034613 | 195.6695 | 0 | 195.6695 | 0 | 285.9616 | 0.012627 | 195.6695 | 0 | 195.6695 | 0
| 195.7398 | 1.2256e-07 | 211.3306 | 0.0070147 | 195.7398 | 0.034613 | 195.7398 | 0 | 195.7398 | 0 | 286.0372 | 0.0052959 | 195.7398 | 0 | 195.7398 | 0
| 195.8101 | -1.2056e-07 | 211.402 | 0.0051662 | 195.8101 | 0.034613 | 195.8101 | 0 | 195.8101 | 0 | 286.1128 | 0.0026148 | 195.8101 | 0 | 195.8101 | 0
| 195.8805 | 1.1458e-07 | 211.5448 | 0.008213 | 195.8805 | 0.034613 | 195.8805 | 0 | 195.8805 | 0 | 286.1884 | -0.0013039 | 195.8805 | 0 | 195.8805 | 0
| 195.9508 | -3.7507e-08 | 211.6163 | 0.024083 | 195.9508 | 0.034613 | 195.9508 | 0 | 195.9508 | 0 | 286.264 | -0.0018777 | 195.9508 | 0 | 195.9508 | 0
| 196.0212 | 9.3418e-08 | 211.7591 | 0.020099 | 196.0212 | 0.034613 | 196.0212 | 0 | 196.0212 | 0 | 286.3397 | -0.0068642 | 196.0212 | 0 | 196.0212 | 0
| 196.0915 | -1.467e-07 | 211.8305 | 0.0066787 | 196.0915 | 0.034613 | 196.0915 | 0 | 196.0915 | 0 | 286.4153 | -0.0022184 | 196.0915 | 0 | 196.0915 | 0
| 196.1619 | 4.932e-08 | 211.902 | 0.017123 | 196.1619 | 0.034613 | 196.1619 | 0 | 196.1619 | 0 | 286.4909 | 0.004614 | 196.1619 | 0 | 196.1619 | 0
| 196.2322 | -9.5398e-08 | 211.9734 | 0.0061077 | 196.2322 | 0.034613 | 196.2322 | 0 | 196.2322 | 0 | 286.5666 | 0.0011579 | 196.2322 | 0 | 196.2322 | 0
| 196.3026 | 7.065e-08 | 212.0448 | 0.0043684 | 196.3026 | 0.034613 | 196.3026 | 0 | 196.3026 | 0 | 286.6422 | -0.0093381 | 196.3026 | 0 | 196.3026 | 0
| 196.373 | 3.975e-09 | 212.1163 | 0.002264 | 196.373 | 0.034613 | 196.373 | 0 | 196.373 | 0 | 286.7179 | 0.0042966 | 196.373 | 0 | 196.373 | 0
| 196.4433 | 3.795e-08 | 212.3307 | 0.0011825 | 196.4433 | 0.034613 | 196.4433 | 0 | 196.4433 | 0 | 286.7935 | -0.0028972 | 196.4433 | 0 | 196.4433 | 0
| 196.5137 | -6.6051e-08 | 212.4021 | 0.0092924 | 196.5137 | 0.034613 | 196.5137 | 0 | 196.5137 | 0 | 286.8692 | 0.010922 | 196.5137 | 0 | 196.5137 | 0
| 196.5841 | 6.8215e-08 | 212.4736 | 0.014914 | 196.5841 | 0.034613 | 196.5841 | 0 | 196.5841 | 0 | 286.9448 | -0.0025667 | 196.5841 | 0 | 196.5841 | 0
| 196.6545 | -1.1093e-07 | 212.7595 | 0.0075054 | 196.6545 | 0.034613 | 196.6545 | 0 | 196.6545 | 0 | 287.0205 | 0.010819 | 196.6545 | 0 | 196.6545 | 0
| 196.7249 | 1.3951e-07 | 213.0455 | 0.016094 | 196.7249 | 0.034613 | 196.7249 | 0 | 196.7249 | 0 | 287.0961 | -0.0067757 | 196.7249 | 0 | 196.7249 | 0
| 196.7953 | -9.0628e-08 | 213.3316 | 0.0085841 | 196.7953 | 0.034613 | 196.7953 | 0 | 196.7953 | 0 | 287.1718 | 0.011221 | 196.7953 | 0 | 196.7953 | 0
| 196.8657 | 6.579e-08 | 213.4747 | 0.0028897 | 196.8657 | 0.034613 | 196.8657 | 0 | 196.8657 | 0 | 287.2475 | -0.0035268 | 196.8657 | 0 | 196.8657 | 0
| 196.9361 | -5.635e-08 | 213.5462 | 0.0019839 | 196.9361 | 0.034613 | 196.9361 | 0 | 196.9361 | 0 | 287.3232 | 0.0020057 | 196.9361 | 0 | 196.9361 | 0
| 197.0065 | 4.8325e-08 | 213.6178 | 0.022838 | 197.0065 | 0.034613 | 197.0065 | 0 | 197.0065 | 0 | 287.3988 | -0.013972 | 197.0065 | 0 | 197.0065 | 0
| 197.077 | -6.9382e-08 | 213.8324 | 5.4162e-05 | 197.077 | 0.034613 | 197.077 | 0 | 197.077 | 0 | 287.4745 | 0.0041795 | 197.0769 | 0 | 197.0769 | 0
| 197.1474 | 8.1051e-08 | 213.904 | 0.018649 | 197.1474 | 0.034613 | 197.1474 | 0 | 197.1474 | 0 | 287.5502 | -0.0076284 | 197.1474 | 0 | 197.1474 | 0
| 197.2178 | -1.1623e-07 | 214.1187 | 0.0058476 | 197.2178 | 0.034613 | 197.2178 | 0 | 197.2178 | 0 | 287.6259 | 0.011776 | 197.2178 | 0 | 197.2178 | 0
| 197.2882 | 7.242e-08 | 214.1903 | 0.00028959 | 197.2882 | 0.034613 | 197.2882 | 0 | 197.2882 | 0 | 287.7016 | -0.0017631 | 197.2882 | 0 | 197.2882 | 0
| 197.3587 | -7.0035e-08 | 214.4051 | 0.0097444 | 197.3587 | 0.034613 | 197.3587 | 0 | 197.3587 | 0 | 287.7773 | 0.005367 | 197.3587 | 0 | 197.3587 | 0
| 197.4291 | 1.6051e-07 | 214.4767 | 0.0075628 | 197.4291 | 0.034613 | 197.4291 | 0 | 197.4291 | 0 | 287.8529 | -0.0027944 | 197.4291 | 0 | 197.4291 | 0
| 197.4996 | -7.8434e-08 | 215.0496 | 0.032662 | 197.4996 | 0.034613 | 197.4996 | 0 | 197.4996 | 0 | 287.9286 | 0.011804 | 197.4996 | 0 | 197.4996 | 0
| 197.57 | 5.1782e-08 | 215.2646 | 0.005102 | 197.57 | 0.034613 | 197.57 | 0 | 197.57 | 0 | 288.0044 | -0.0047085 | 197.57 | 0 | 197.57 | 0
| 197.6405 | -7.246e-08 | 215.4796 | 0.0011233 | 197.6405 | 0.034613 | 197.6405 | 0 | 197.6405 | 0 | 288.08 | 0.016495 | 197.6405 | 0 | 197.6405 | 0
| 197.7109 | 2.0283e-08 | 215.6229 | 0.011005 | 197.711 | 0.034613 | 197.711 | 0 | 197.711 | 0 | 288.1558 | 0.00017577 | 197.711 | 0 | 197.711 | 0
| 197.7814 | -1.4248e-07 | 215.838 | 0.0061659 | 197.7814 | 0.034613 | 197.7814 | 0 | 197.7814 | 0 | 288.2315 | -0.0017926 | 197.7814 | 0 | 197.7814 | 0
| 197.8519 | 8.5055e-08 | 216.0531 | 0.00070719 | 197.8519 | 0.034613 | 197.8519 | 0 | 197.8519 | 0 | 288.3072 | 0.0027576 | 197.8519 | 0 | 197.8519 | 0
| 197.9224 | -1.1786e-07 | 216.1965 | 0.015074 | 197.9224 | 0.034613 | 197.9224 | 0 | 197.9224 | 0 | 288.3829 | 0.0076826 | 197.9224 | 0 | 197.9224 | 0
| 197.9929 | 1.1293e-07 | 216.4117 | 0.0062971 | 197.9929 | 0.034613 | 197.9929 | 0 | 197.9929 | 0 | 288.4586 | -0.0071219 | 197.9929 | 0 | 197.9929 | 0
| 198.0634 | -1.0462e-07 | 216.4834 | 0.021351 | 198.0634 | 0.034613 | 198.0634 | 0 | 198.0634 | 0 | 288.5344 | 0.0069494 | 198.0634 | 0 | 198.0634 | 0
| 198.1338 | 1.415e-08 | 216.6269 | 0.0050235 | 198.1338 | 0.034613 | 198.1339 | 0 | 198.1338 | 0 | 288.6101 | -0.0052582 | 198.1339 | 0 | 198.1339 | 0
| 198.2044 | -8.2454e-08 | 216.7704 | 0.05351 | 198.2044 | 0.034613 | 198.2044 | 0 | 198.2044 | 0 | 288.6859 | 0.0073676 | 198.2044 | 0 | 198.2044 | 0
| 198.2749 | 1.7838e-07 | 216.9857 | 0.0074612 | 198.2749 | 0.034613 | 198.2749 | 0.073866 | 198.2749 | 0 | 288.7616 | -0.0024503 | 198.2749 | 0 | 198.2749 | 0
| 198.3454 | -1.1997e-07 | 217.0574 | 0.01697 | 198.3454 | 0.034613 | 198.3454 | 0 | 198.3454 | 0 | 288.8373 | 0.0093393 | 198.3454 | 0 | 198.3454 | 0
| 198.4159 | 3.7762e-08 | 217.201 | 0.0032926 | 198.4159 | 0.034613 | 198.4159 | 0 | 198.4159 | 0 | 288.9131 | 0.0082221 | 198.4159 | 0 | 198.4159 | 0
| 198.4864 | -5.4193e-08 | 217.2728 | 0.0034344 | 198.4864 | 0.034613 | 198.4864 | 0 | 198.4864 | 0 | 288.9888 | 0.0059234 | 198.4864 | 0 | 198.4864 | 0
| 198.5569 | 5.759e-08 | 217.3445 | 0.0096467 | 198.5569 | 0.034613 | 198.5569 | 0 | 198.5569 | 0 | 289.0646 | 0.0010015 | 198.5569 | 0 | 198.5569 | 0
| 198.6275 | -1.2319e-07 | 217.4881 | 0.0080266 | 198.6275 | 0.034613 | 198.6275 | 0 | 198.6275 | 0 | 289.1404 | 0.0059972 | 198.6275 | 0 | 198.6275 | 0
| 198.698 | 7.9431e-08 | 217.7754 | 0.006132 | 198.698 | 0.034613 | 198.698 | 0 | 198.698 | 0 | 289.2161 | 0.0019619 | 198.698 | 0 | 198.698 | 0
| 198.7685 | -1.4243e-07 | 217.8472 | 0.023918 | 198.7685 | 0.034613 | 198.7685 | 0 | 198.7685 | 0 | 289.2919 | 0.0085987 | 198.7685 | 0 | 198.7685 | 0
| 198.8391 | 1.4211e-07 | 217.919 | 0.016366 | 198.8391 | 0.034613 | 198.8391 | 0 | 198.8391 | 0 | 289.3676 | -0.0017216 | 198.8391 | 0 | 198.8391 | 0
| 198.9096 | -8.2131e-08 | 218.0627 | 0.0079053 | 198.9096 | 0.034613 | 198.9096 | 0 | 198.9096 | 0 | 289.4434 | 0.0062682 | 198.9096 | 0 | 198.9096 | 0
| 198.9802 | 5.1186e-08 | 218.1345 | 0.021144 | 198.9802 | 0.034613 | 198.9802 | 0 | 198.9802 | 0 | 289.5192 | 0.0088535 | 198.9802 | 0 | 198.9802 | 0
| 199.0507 | -3.684e-08 | 218.2064 | 0.017345 | 199.0507 | 0.034613 | 199.0507 | 0 | 199.0507 | 0 | 289.595 | 0.0023613 | 199.0507 | 0 | 199.0507 | 0
| 199.1213 | 8.4161e-08 | 218.2782 | 0.00030716 | 199.1213 | 0.034613 | 199.1213 | 0 | 199.1213 | 0 | 289.6707 | 0.00061173 | 199.1213 | 0 | 199.1213 | 0
| 199.1919 | -1.2212e-07 | 218.4219 | 0.01951 | 199.1919 | 0.034613 | 199.1919 | 0 | 199.1919 | 0 | 289.7465 | 0.0090539 | 199.1919 | 0 | 199.1919 | 0
| 199.2625 | 5.214e-08 | 218.4938 | 0.0070152 | 199.2624 | 0.034613 | 199.2625 | 0 | 199.2624 | 0 | 289.8223 | -0.00011839 | 199.2624 | 0 | 199.2624 | 0
| 199.333 | -1.2273e-07 | 218.6375 | 0.0052667 | 199.333 | 0.034613 | 199.333 | 0 | 199.333 | 0 | 289.8981 | 0.0063727 | 199.333 | 0 | 199.333 | 0
| 199.4036 | 1.006e-07 | 218.7094 | 0.0018019 | 199.4036 | 0.034613 | 199.4036 | 0 | 199.4036 | 0 | 289.9739 | -0.0037947 | 199.4036 | 0 | 199.4036 | 0
| 199.4742 | -1.0205e-07 | 218.7813 | 0.0010299 | 199.4742 | 0.034613 | 199.4742 | 0 | 199.4742 | 0 | 290.0497 | 0.00024105 | 199.4742 | 0 | 199.4742 | 0
| 199.5448 | 1.2173e-07 | 218.9969 | 0.0096039 | 199.5448 | 0.034613 | 199.5448 | 0 | 199.5448 | 0 | 290.1255 | 0.0070895 | 199.5448 | 0 | 199.5448 | 0
| 199.6154 | -1.0046e-07 | 219.2846 | 0.0093961 | 199.6154 | 0.034613 | 199.6154 | 0 | 199.6154 | 0 | 290.2013 | 0.015719 | 199.6154 | 0 | 199.6154 | 0
| 199.686 | 6.3958e-08 | 219.3565 | 0.0022156 | 199.686 | 0.034613 | 199.686 | 0 | 199.686 | 0 | 290.2771 | 6.5601e-06 | 199.686 | 0 | 199.686 | 0
| 199.7566 | -9.0473e-08 | 219.6442 | 0.0068195 | 199.7566 | 0.034613 | 199.7566 | 0 | 199.7566 | 0 | 290.3529 | 0.008604 | 199.7566 | 0 | 199.7566 | 0
| 199.8272 | 7.7433e-08 | 219.86 | 0.00040304 | 199.8272 | 0.034613 | 199.8272 | 0 | 199.8272 | 0 | 290.4287 | 0.0020689 | 199.8272 | 0 | 199.8272 | 0
| 199.8978 | -1.1374e-07 | 219.932 | 0.050806 | 199.8978 | 0.034613 | 199.8978 | 0 | 199.8978 | 0 | 290.5046 | 0.001414 | 199.8978 | 0 | 199.8978 | 0
| 199.9685 | 1.0108e-07 | 220.0759 | 0.0048602 | 199.9684 | 0.034613 | 199.9685 | 0 | 199.9684 | 0 | 290.5804 | 0.0037178 | 199.9685 | 0 | 199.9685 | 0
| 200.0391 | -5.0963e-07 | 220.1479 | 0.034147 | 200.0391 | 0.034613 | 200.0391 | 0 | 200.0391 | 0 | 290.6562 | -0.0003664 | 200.0391 | 0 | 200.0391 | 0
| 200.1097 | 6.0218e-07 | 220.2198 | 0.017879 | 200.1097 | 0.034613 | 200.1097 | 0 | 200.1097 | 0 | 290.7321 | 0.010671 | 200.1097 | 0 | 200.1097 | 0
| 200.1804 | -3.5675e-07 | 220.3638 | 0.0060105 | 200.1804 | 0.034613 | 200.1804 | 0 | 200.1804 | 0 | 290.8079 | -0.0036784 | 200.1804 | 0 | 200.1804 | 0
| 200.251 | 2.9878e-07 | 220.5078 | 0.0034772 | 200.251 | 0.034613 | 200.251 | 0 | 200.251 | 0 | 290.8837 | 0.0051332 | 200.251 | 0 | 200.251 | 0
| 200.3216 | -4.2515e-07 | 220.7238 | 0.0057606 | 200.3216 | 0.034613 | 200.3216 | 0 | 200.3216 | 0 | 290.9596 | 0.0062512 | 200.3216 | 0 | 200.3216 | 0
| 200.3923 | 4.9264e-07 | 220.7958 | 0.0094011 | 200.3923 | 0.034613 | 200.3923 | 0 | 200.3923 | 0 | 291.0354 | 0.015208 | 200.3923 | 0 | 200.3923 | 0
| 200.463 | -3.1457e-07 | 220.9398 | 0.0058349 | 200.463 | 0.034613 | 200.463 | 0 | 200.463 | 0 | 291.1113 | 0.0036555 | 200.463 | 0 | 200.463 | 0
| 200.5336 | 3.7135e-07 | 221.0839 | 0.0099847 | 200.5336 | 0.034613 | 200.5336 | 0 | 200.5336 | 0 | 291.1871 | 0.010505 | 200.5336 | 0 | 200.5336 | 0
| 200.6043 | -4.4148e-07 | 221.3 | 0.028609 | 200.6043 | 0.034613 | 200.6043 | 0 | 200.6043 | 0 | 291.263 | 0.0056826 | 200.6043 | 0 | 200.6043 | 0
| 200.675 | 3.6351e-07 | 221.372 | 0.015128 | 200.675 | 0.034613 | 200.675 | 0 | 200.675 | 0 | 291.3388 | 0.016676 | 200.675 | 0 | 200.675 | 0
| 200.7456 | -3.9325e-07 | 221.4441 | 0.0051372 | 200.7456 | 0.034613 | 200.7456 | 0 | 200.7456 | 0 | 291.4147 | 0.0077055 | 200.7456 | 0 | 200.7456 | 0
| 200.8163 | 4.7914e-07 | 221.5882 | 0.0037807 | 200.8163 | 0.034613 | 200.8163 | 0 | 200.8163 | 0 | 291.4906 | 0.00779 | 200.8163 | 0 | 200.8163 | 0
| 200.887 | -5.7609e-07 | 221.6602 | 0.003424 | 200.887 | 0.034613 | 200.887 | 0 | 200.887 | 0 | 291.5664 | 0.0050355 | 200.887 | 0 | 200.887 | 0
| 200.9577 | 2.8888e-08 | 221.9486 | 0.008907 | 200.9577 | 0.034613 | 200.9577 | 0 | 200.9577 | 0 | 291.6423 | 0.011004 | 200.9577 | 0 | 200.9577 | 0
| 201.0284 | -2.7498e-07 | 222.1648 | 0.0037161 | 201.0284 | 0.034613 | 201.0284 | 0 | 201.0284 | 0 | 291.7182 | 0.002232 | 201.0284 | 0 | 201.0284 | 0
| 201.0991 | 5.4111e-07 | 222.2369 | 0.0038828 | 201.0991 | 0.034613 | 201.0991 | 0 | 201.0991 | 0 | 291.7941 | 0.012016 | 201.0991 | 0 | 201.0991 | 0
| 201.1698 | -4.1853e-07 | 222.8139 | 0.011775 | 201.1698 | 0.034613 | 201.1698 | 0 | 201.1698 | 0 | 291.87 | 0.01377 | 201.1698 | 0 | 201.1698 | 0
| 201.2405 | 3.1882e-07 | 222.9582 | 0.0011533 | 201.2405 | 0.034613 | 201.2405 | 0 | 201.2405 | 0 | 291.9458 | 0.02574 | 201.2405 | 0 | 201.2405 | 0
| 201.3112 | -2.9529e-07 | 223.0303 | 0.024024 | 201.3112 | 0.034613 | 201.3112 | 0 | 201.3112 | 0 | 292.0217 | 0.0065859 | 201.3112 | 0 | 201.3112 | 0
| 201.3819 | 7.2648e-07 | 223.1025 | 0.040008 | 201.3819 | 0.034613 | 201.3819 | 0 | 201.3819 | 0 | 292.0976 | 0.015247 | 201.3819 | 0 | 201.3819 | 0
| 201.4527 | -3.5024e-07 | 223.319 | 0.012912 | 201.4527 | 0.034613 | 201.4527 | 0 | 201.4527 | 0 | 292.1735 | 0.016752 | 201.4527 | 0 | 201.4527 | 0
| 201.5234 | 3.6114e-07 | 223.3912 | 0.0040591 | 201.5234 | 0.034613 | 201.5234 | 0 | 201.5234 | 0 | 292.2494 | 0.012534 | 201.5234 | 0 | 201.5234 | 0
| 201.5941 | -4.4483e-07 | 223.6799 | 0.0072343 | 201.5941 | 0.034613 | 201.5941 | 0 | 201.5941 | 0 | 292.3253 | 0.01565 | 201.5941 | 0 | 201.5941 | 0
| 201.6649 | 3.4873e-07 | 224.1854 | 0.028734 | 201.6649 | 0.034613 | 201.6649 | 0 | 201.6649 | 0 | 292.4012 | 0.015151 | 201.6649 | 0 | 201.6649 | 0
| 201.7356 | -2.5076e-07 | 224.2576 | 0.027077 | 201.7356 | 0.034613 | 201.7356 | 0 | 201.7356 | 0 | 292.4771 | 0.012807 | 201.7356 | 0 | 201.7356 | 0
| 201.8064 | 3.388e-07 | 224.7633 | 0.018354 | 201.8064 | 0.034613 | 201.8064 | 0 | 201.8064 | 0 | 292.5531 | 0.022429 | 201.8064 | 0 | 201.8064 | 0
| 201.8771 | -3.0384e-07 | 224.8356 | 0.0052403 | 201.8771 | 0.034613 | 201.8771 | 0 | 201.8771 | 0 | 292.629 | 0.0068862 | 201.8771 | 0 | 201.8771 | 0
| 201.9479 | 5.9481e-07 | 225.0524 | 0.0044374 | 201.9479 | 0.034613 | 201.9479 | 0 | 201.9479 | 0 | 292.7049 | 0.022611 | 201.9479 | 0 | 201.9479 | 0
| 202.0187 | -5.1197e-07 | 225.1247 | 0.0007909 | 202.0187 | 0.034613 | 202.0187 | 0 | 202.0187 | 0 | 292.7808 | 0.010514 | 202.0187 | 0 | 202.0187 | 0
| 202.0894 | 4.6866e-07 | 225.3416 | 0.010575 | 202.0894 | 0.034613 | 202.0894 | 0 | 202.0894 | 0 | 292.8568 | 0.024065 | 202.0894 | 0 | 202.0894 | 0
| 202.1602 | -4.3446e-07 | 225.6308 | 0.013583 | 202.1602 | 0.034613 | 202.1602 | 0 | 202.1602 | 0 | 292.9327 | 0.012416 | 202.1602 | 0 | 202.1602 | 0
| 202.231 | 5.0157e-07 | 225.7031 | 0.0054479 | 202.231 | 0.034613 | 202.231 | 0 | 202.231 | 0 | 293.0086 | 0.025139 | 202.231 | 0 | 202.231 | 0
| 202.3018 | -2.3141e-07 | 225.9201 | 0.011985 | 202.3018 | 0.034613 | 202.3018 | 0 | 202.3018 | 0 | 293.0846 | 0.021443 | 202.3018 | 0 | 202.3018 | 0
| 202.3726 | 5.4739e-07 | 226.2094 | 0.0009637 | 202.3725 | 0.034613 | 202.3726 | 0 | 202.3725 | 0 | 293.1605 | 0.03054 | 202.3726 | 0 | 202.3726 | 0
| 202.4433 | -9.2781e-10 | 226.2818 | 0.013162 | 202.4434 | 0.034613 | 202.4433 | 0 | 202.4434 | 0 | 293.2365 | 0.01689 | 202.4433 | 0 | 202.4433 | 0
| 202.5141 | 6.6753e-07 | 226.3542 | 0.00084972 | 202.5142 | 0.034613 | 202.5141 | 0 | 202.5142 | 0 | 293.3124 | 0.021377 | 202.5141 | 0 | 202.5141 | 0
| 202.5849 | -5.9268e-07 | 226.4265 | 0.0031345 | 202.5849 | 0.034613 | 202.5849 | 0 | 202.5849 | 0 | 293.3884 | 0.020248 | 202.585 | 0 | 202.585 | 0
| 202.6558 | 6.746e-07 | 226.5713 | 0.014228 | 202.6558 | 0.034613 | 202.6558 | 0 | 202.6558 | 0 | 293.4643 | 0.016756 | 202.6558 | 0 | 202.6558 | 0
| 202.7266 | -5.0421e-07 | 226.8608 | 0.0040829 | 202.7266 | 0.034613 | 202.7266 | 0 | 202.7266 | 0 | 293.5403 | 0.020706 | 202.7266 | 0 | 202.7266 | 0
| 202.7974 | 6.4071e-07 | 227.3676 | 0.019966 | 202.7974 | 0.034613 | 202.7974 | 0 | 202.7974 | 0 | 293.6162 | 0.028824 | 202.7974 | 0 | 202.7974 | 0
| 202.8682 | -5.2646e-07 | 227.6574 | 0.013405 | 202.8682 | 0.034613 | 202.8682 | 0 | 202.8682 | 0 | 293.6922 | 0.017821 | 202.8682 | 0 | 202.8682 | 0
| 202.939 | 3.5811e-07 | 227.7298 | 0.016728 | 202.939 | 0.034613 | 202.939 | 0 | 202.939 | 0 | 293.7682 | 0.028004 | 202.939 | 0 | 202.939 | 0
| 203.0099 | -5.6921e-07 | 227.9472 | 0.0031655 | 203.0099 | 0.034613 | 203.0099 | 0 | 203.0099 | 0 | 293.8441 | 0.020781 | 203.0099 | 0 | 203.0099 | 0
| 203.0807 | 3.8457e-07 | 228.0196 | 0.0071137 | 203.0807 | 0.034613 | 203.0807 | 0 | 203.0807 | 0 | 293.9201 | 0.029417 | 203.0807 | 0 | 203.0807 | 0
| 203.1516 | -5.3047e-07 | 228.1646 | 0.00098991 | 203.1516 | 0.034613 | 203.1516 | 0 | 203.1516 | 0 | 293.9961 | 0.022115 | 203.1516 | 0 | 203.1516 | 0
| 203.2224 | 5.2984e-07 | 228.3095 | 0.036459 | 203.2224 | 0.034613 | 203.2224 | 0 | 203.2224 | 0 | 294.0721 | 0.034038 | 203.2224 | 0 | 203.2224 | 0
| 203.2933 | -5.972e-07 | 228.527 | 0.016477 | 203.2933 | 0.034613 | 203.2933 | 0 | 203.2933 | 0 | 294.1481 | 0.029716 | 203.2933 | 0 | 203.2933 | 0
| 203.3641 | 4.9827e-07 | 228.5995 | 0.02468 | 203.3641 | 0.034613 | 203.3641 | 0 | 203.3641 | 0 | 294.2241 | 0.028832 | 203.3641 | 0 | 203.3641 | 0
| 203.435 | -2.2146e-07 | 228.7445 | 0.0015368 | 203.435 | 0.034613 | 203.435 | 0 | 203.435 | 0 | 294.3001 | 0.038068 | 203.435 | 0 | 203.435 | 0
| 203.5058 | 5.3588e-07 | 228.817 | 0.032607 | 203.5059 | 0.034613 | 203.5058 | 0 | 203.5059 | 0 | 294.3761 | 0.039826 | 203.5058 | 0 | 203.5058 | 0
| 203.5767 | -5.5238e-07 | 229.0346 | 0.0018601 | 203.5767 | 0.034613 | 203.5767 | 0 | 203.5767 | 0 | 294.4521 | 0.03219 | 203.5767 | 0 | 203.5767 | 0
| 203.6476 | 3.6022e-07 | 229.1796 | 0.0061931 | 203.6476 | 0.034613 | 203.6476 | 0 | 203.6476 | 0 | 294.5281 | 0.047788 | 203.6476 | 0 | 203.6476 | 0
| 203.7185 | -2.7091e-07 | 229.4698 | 0.025482 | 203.7185 | 0.034613 | 203.7185 | 0 | 203.7185 | 0 | 294.6041 | 0.033913 | 203.7185 | 0 | 203.7185 | 0
| 203.7894 | 3.2222e-07 | 229.6149 | 0.00083447 | 203.7894 | 0.034613 | 203.7894 | 0 | 203.7894 | 0 | 294.6801 | 0.041637 | 203.7894 | 0 | 203.7894 | 0
| 203.8603 | -4.4429e-07 | 229.76 | 0.0065544 | 203.8603 | 0.034613 | 203.8603 | 0 | 203.8603 | 0 | 294.7561 | 0.031324 | 203.8603 | 0 | 203.8603 | 0
| 203.9312 | 2.2175e-07 | 229.9778 | 0.013489 | 203.9312 | 0.034613 | 203.9312 | 0 | 203.9312 | 0 | 294.8321 | 0.044309 | 203.9312 | 0 | 203.9312 | 0
| 204.0021 | -4.9237e-07 | 230.0504 | 0.034452 | 204.002 | 0.034613 | 204.0021 | 0 | 204.002 | 0 | 294.9081 | 0.043453 | 204.0021 | 0 | 204.0021 | 0
| 204.0729 | 3.0944e-07 | 230.1956 | 0.0012607 | 204.073 | 0.034613 | 204.073 | 0 | 204.073 | 0 | 294.9842 | 0.042822 | 204.073 | 0 | 204.073 | 0
| 204.1439 | -3.3599e-07 | 230.3408 | 0.0029918 | 204.1439 | 0.034613 | 204.1439 | 0 | 204.1439 | 0 | 295.0602 | 0.049401 | 204.1439 | 0 | 204.1439 | 0
| 204.2148 | 4.1251e-07 | 230.5586 | 0.020099 | 204.2148 | 0.034613 | 204.2148 | 0 | 204.2148 | 0 | 295.1362 | 0.049143 | 204.2148 | 0 | 204.2148 | 0
| 204.2857 | -4.9816e-07 | 230.6312 | 0.0052528 | 204.2857 | 0.034613 | 204.2857 | 0 | 204.2857 | 0 | 295.2123 | 0.043039 | 204.2857 | 0 | 204.2857 | 0
| 204.3566 | 4.1607e-07 | 230.8491 | 0.0039178 | 204.3566 | 0.034613 | 204.3566 | 0 | 204.3566 | 0 | 295.2883 | 0.053511 | 204.3566 | 0 | 204.3566 | 0
| 204.4276 | -1.4158e-07 | 230.9217 | 0.031975 | 204.4276 | 0.034613 | 204.4276 | 0 | 204.4276 | 0 | 295.3643 | 0.056088 | 204.4276 | 0 | 204.4276 | 0
| 204.4985 | 2.5321e-07 | 230.9944 | 0.0013028 | 204.4985 | 0.034613 | 204.4985 | 0 | 204.4985 | 0 | 295.4404 | 0.053494 | 204.4985 | 0 | 204.4985 | 0
| 204.5694 | -3.1469e-07 | 231.2123 | 0.0014089 | 204.5694 | 0.034613 | 204.5694 | 0 | 204.5694 | 0 | 295.5164 | 0.054258 | 204.5694 | 0 | 204.5694 | 0
| 204.6404 | 6.1587e-07 | 231.4303 | 0.009931 | 204.6404 | 0.034613 | 204.6404 | 0 | 204.6404 | 0 | 295.5925 | 0.057844 | 204.6404 | 0 | 204.6404 | 0
| 204.7113 | -1.9861e-07 | 231.503 | 0.0097969 | 204.7113 | 0.034613 | 204.7113 | 0 | 204.7113 | 0 | 295.6686 | 0.056287 | 204.7113 | 0 | 204.7113 | 0
| 204.7823 | 6.929e-07 | 231.7938 | 0.017198 | 204.7823 | 0.034613 | 204.7823 | 0 | 204.7823 | 0 | 295.7446 | 0.061724 | 204.7823 | 0 | 204.7823 | 0
| 204.8532 | -4.8267e-07 | 232.0119 | 0.00069001 | 204.8533 | 0.034613 | 204.8532 | 0 | 204.8533 | 0 | 295.8207 | 0.059352 | 204.8532 | 0 | 204.8532 | 0
| 204.9242 | 2.6969e-07 | 232.3755 | 0.0088871 | 204.9242 | 0.034613 | 204.9242 | 0 | 204.9242 | 0 | 295.8968 | 0.067586 | 204.9242 | 0 | 204.9242 | 0
| 204.9952 | -6.0809e-07 | 232.9574 | 0.016191 | 204.9952 | 0.034613 | 204.9952 | 0 | 204.9952 | 0 | 295.9728 | 0.065722 | 204.9952 | 0 | 204.9952 | 0
| 205.0661 | 3.7275e-07 | 233.1758 | 0.0066667 | 205.0661 | 0.034613 | 205.0661 | 0 | 205.0661 | 0 | 296.0489 | 0.081308 | 205.0662 | 0 | 205.0662 | 0
| 205.1371 | -3.415e-07 | 233.2485 | 0.013999 | 205.1371 | 0.034613 | 205.1371 | 0 | 205.1371 | 0 | 296.125 | 0.06938 | 205.1371 | 0 | 205.1371 | 0
| 205.2081 | 6.3838e-07 | 233.4669 | 0.016829 | 205.2081 | 0.034613 | 205.2081 | 0 | 205.2081 | 0 | 296.201 | 0.079705 | 205.2081 | 0 | 205.2081 | 0
| 205.2791 | -4.4721e-07 | 233.5397 | 0.0087779 | 205.2791 | 0.034613 | 205.2791 | 0 | 205.2791 | 0 | 296.2772 | 0.076806 | 205.2791 | 0 | 205.2791 | 0
| 205.3501 | 4.6403e-07 | 233.6853 | 0.020234 | 205.3501 | 0.034613 | 205.3501 | 0 | 205.3501 | 0 | 296.3532 | 0.084525 | 205.3501 | 0 | 205.3501 | 0
| 205.4211 | -3.7086e-07 | 233.9766 | 0.0044045 | 205.4211 | 0.034613 | 205.4211 | 0 | 205.4211 | 0 | 296.4293 | 0.071097 | 205.4211 | 0 | 205.4211 | 0
| 205.4921 | 4.449e-07 | 234.1222 | 0.00062796 | 205.4921 | 0.034613 | 205.4921 | 0 | 205.4921 | 0 | 296.5054 | 0.086552 | 205.4921 | 0 | 205.4921 | 0
| 205.5631 | -3.0172e-07 | 234.705 | 0.007574 | 205.5631 | 0.034613 | 205.5631 | 0 | 205.5631 | 0 | 296.5815 | 0.084624 | 205.5631 | 0 | 205.5631 | 0
| 205.6341 | 4.2158e-07 | 234.9237 | 0.016372 | 205.6341 | 0.034613 | 205.6341 | 0 | 205.6341 | 0 | 296.6576 | 0.081231 | 205.6341 | 0 | 205.6341 | 0
| 205.7051 | -5.3718e-07 | 234.9966 | 0.00071349 | 205.7051 | 0.034613 | 205.7051 | 0 | 205.7051 | 0 | 296.7337 | 0.09799 | 205.7051 | 0 | 205.7051 | 0
| 205.7762 | 2.878e-07 | 235.2881 | 0.018159 | 205.7762 | 0.034613 | 205.7762 | 0 | 205.7762 | 0 | 296.8098 | 0.09899 | 205.7762 | 0 | 205.7762 | 0
| 205.8472 | -3.0861e-07 | 235.5069 | 0.012328 | 205.8472 | 0.034613 | 205.8472 | 0 | 205.8472 | 0 | 296.886 | 0.091872 | 205.8472 | 0 | 205.8472 | 0
| 205.9182 | 8.5762e-07 | 235.5798 | 0.019288 | 205.9182 | 0.034613 | 205.9182 | 0 | 205.9182 | 0 | 296.9621 | 0.098341 | 205.9182 | 0 | 205.9182 | 0
| 205.9893 | -6.2262e-07 | 235.7986 | 0.0017836 | 205.9892 | 0.034613 | 205.9893 | 0 | 205.9892 | 0 | 297.0382 | 0.10241 | 205.9893 | 0 | 205.9893 | 0
| 206.0603 | 7.7652e-07 | 235.8715 | 0.038649 | 206.0603 | 0.034613 | 206.0603 | 0 | 206.0603 | 0 | 297.1143 | 0.11379 | 206.0603 | 0 | 206.0603 | 0
| 206.1313 | -4.8888e-07 | 236.1633 | 0.0050424 | 206.1313 | 0.034613 | 206.1313 | 0 | 206.1313 | 0 | 297.1904 | 0.11167 | 206.1313 | 0 | 206.1313 | 0
| 206.2024 | 5.8884e-07 | 236.3822 | 0.025332 | 206.2024 | 0.034613 | 206.2024 | 0 | 206.2024 | 0 | 297.2666 | 0.12003 | 206.2024 | 0 | 206.2024 | 0
| 206.2734 | -5.4415e-07 | 236.4552 | 0.012048 | 206.2734 | 0.034613 | 206.2735 | 0 | 206.2734 | 0 | 297.3427 | 0.12115 | 206.2734 | 0 | 206.2734 | 0
| 206.3445 | 8.8415e-08 | 236.6741 | 0.016828 | 206.3445 | 0.034613 | 206.3445 | 0 | 206.3445 | 0 | 297.4188 | 0.13542 | 206.3445 | 0 | 206.3445 | 0
| 206.4156 | -4.9698e-07 | 236.7471 | 0.0070094 | 206.4156 | 0.034613 | 206.4156 | -0.073866 | 206.4156 | 0 | 297.495 | 0.12345 | 206.4156 | 0 | 206.4156 | 0
| 206.4866 | 5.1456e-07 | 236.8931 | 0.0033299 | 206.4866 | 0.034613 | 206.4866 | 0 | 206.4866 | 0 | 297.5711 | 0.14067 | 206.4866 | 0 | 206.4866 | 0
| 206.5577 | -6.8952e-07 | 236.9661 | 0.0047899 | 206.5577 | 0.034613 | 206.5577 | 0 | 206.5577 | 0 | 297.6472 | 0.13401 | 206.5577 | 0 | 206.5577 | 0
| 206.6288 | 3.9579e-07 | 237.2582 | 0.0049175 | 206.6288 | 0.034613 | 206.6288 | 0 | 206.6288 | 0 | 297.7234 | 0.1481 | 206.6288 | 0 | 206.6288 | 0
| 206.6999 | -5.7606e-07 | 237.4772 | 0.0024065 | 206.6999 | 0.034613 | 206.6999 | 0 | 206.6999 | 0 | 297.7996 | 0.1368 | 206.6999 | 0 | 206.6999 | 0
| 206.771 | 4.2505e-07 | 237.5503 | 0.0050136 | 206.771 | 0.034613 | 206.771 | 0 | 206.771 | 0 | 297.8757 | 0.1499 | 206.771 | 0 | 206.771 | 0
| 206.8421 | -3.8589e-07 | 237.6233 | 0.021926 | 206.8421 | 0.034613 | 206.8421 | 0 | 206.8421 | 0 | 297.9519 | 0.15643 | 206.8421 | 0 | 206.8421 | 0
| 206.9132 | 3.42e-07 | 237.6964 | 0.0010559 | 206.9132 | 0.034613 | 206.9132 | 0 | 206.9132 | 0 | 298.028 | 0.16878 | 206.9132 | 0 | 206.9132 | 0
| 206.9843 | -1.5023e-08 | 237.9155 | 0.012617 | 206.9843 | 0.034613 | 206.9843 | 0 | 206.9843 | 0 | 298.1042 | 0.15593 | 206.9843 | 0 | 206.9843 | 0
| 207.0554 | 6.0634e-07 | 238.0617 | 0.0017576 | 207.0554 | 0.034613 | 207.0554 | 0 | 207.0554 | 0 | 298.1804 | 0.16852 | 207.0554 | 0 | 207.0554 | 0
| 207.1265 | -2.8734e-07 | 238.4271 | 0.0084532 | 207.1265 | 0.034613 | 207.1265 | 0 | 207.1265 | 0 | 298.2565 | 0.1715 | 207.1265 | 0 | 207.1265 | 0
| 207.1976 | 4.4015e-09 | 238.7195 | 0.0001441 | 207.1976 | 0.034613 | 207.1976 | 0 | 207.1976 | 0 | 298.3327 | 0.18177 | 207.1976 | 0 | 207.1976 | 0
| 207.2687 | -4.058e-07 | 238.9388 | 0.00784 | 207.2687 | 0.034613 | 207.2687 | 0 | 207.2687 | 0 | 298.4089 | 0.18031 | 207.2687 | 0 | 207.2687 | 0
| 207.3399 | 2.7594e-07 | 239.0119 | 0.012253 | 207.3399 | 0.034613 | 207.3399 | 0 | 207.3399 | 0 | 298.4851 | 0.19975 | 207.3399 | 0 | 207.3399 | 0
| 207.411 | -6.0476e-07 | 239.0851 | 0.009481 | 207.411 | 0.034613 | 207.411 | 0 | 207.411 | 0 | 298.5613 | 0.19374 | 207.411 | 0 | 207.411 | 0
| 207.4821 | 4.3863e-07 | 239.6702 | 0.013506 | 207.4821 | 0.034613 | 207.4821 | 0 | 207.4821 | 0 | 298.6375 | 0.20311 | 207.4821 | 0 | 207.4821 | 0
| 207.5533 | -2.3811e-07 | 239.8897 | 0.0087671 | 207.5533 | 0.034613 | 207.5533 | 0 | 207.5533 | 0 | 298.7137 | 0.20684 | 207.5533 | 0 | 207.5533 | 0
| 207.6244 | 2.0496e-07 | 239.9629 | 0.0011433 | 207.6244 | 0.034613 | 207.6244 | 0 | 207.6244 | 0 | 298.7899 | 0.22097 | 207.6244 | 0 | 207.6244 | 0
| 207.6956 | -4.3904e-07 | 240.5485 | 0.0050953 | 207.6956 | 0.034613 | 207.6956 | 0 | 207.6956 | 0 | 298.8661 | 0.20568 | 207.6956 | 0 | 207.6956 | 0
| 207.7667 | 3.64e-07 | 240.9879 | 0.00028272 | 207.7667 | 0.034613 | 207.7667 | 0 | 207.7667 | 0 | 298.9423 | 0.22974 | 207.7667 | 0 | 207.7667 | 0
| 207.8379 | -2.0373e-08 | 241.1344 | 0.020445 | 207.8379 | 0.034613 | 207.8379 | 0 | 207.8379 | 0 | 299.0185 | 0.23037 | 207.8379 | 0 | 207.8379 | 0
| 207.9091 | 6.5252e-07 | 241.2809 | 0.0031511 | 207.9091 | 0.034613 | 207.9091 | 0 | 207.9091 | 0 | 299.0947 | 0.24017 | 207.9091 | 0 | 207.9091 | 0
| 207.9802 | -4.1065e-07 | 241.3541 | 0.020829 | 207.9802 | 0.034613 | 207.9802 | 0 | 207.9802 | 0 | 299.1709 | 0.25611 | 207.9802 | 0 | 207.9802 | 0
| 208.0514 | 4.0496e-07 | 241.4274 | 0.029044 | 208.0514 | 0.034613 | 208.0514 | 0 | 208.0514 | 0 | 299.2471 | 0.26249 | 208.0514 | 0 | 208.0514 | 0
| 208.1226 | -2.5173e-07 | 241.7205 | 0.012035 | 208.1226 | 0.034613 | 208.1226 | 0 | 208.1226 | 0 | 299.3233 | 0.24761 | 208.1226 | 0 | 208.1226 | 0
| 208.1938 | 7.308e-07 | 242.0137 | 0.045675 | 208.1938 | 0.034613 | 208.1938 | 0 | 208.1938 | 0 | 299.3995 | 0.2807 | 208.1938 | 0 | 208.1938 | 0
| 208.2649 | -4.3227e-07 | 242.3069 | 0.015749 | 208.265 | 0.034613 | 208.265 | 0 | 208.265 | 0 | 299.4758 | 0.26828 | 208.265 | 0 | 208.265 | 0
| 208.3362 | 2.905e-07 | 242.5269 | 0.0050644 | 208.3362 | 0.034613 | 208.3362 | 0 | 208.3362 | 0 | 299.552 | 0.29747 | 208.3362 | 0 | 208.3362 | 0
| 208.4074 | -4.6509e-07 | 242.6002 | 0.022877 | 208.4074 | 0.034613 | 208.4073 | 0 | 208.4074 | 0 | 299.6282 | 0.28592 | 208.4073 | 0 | 208.4073 | 0
| 208.4786 | 4.8237e-07 | 242.8936 | 0.013605 | 208.4786 | 0.034613 | 208.4786 | 0 | 208.4786 | 0 | 299.7045 | 0.30216 | 208.4786 | 0 | 208.4786 | 0
| 208.5498 | -3.1762e-07 | 243.0403 | 0.011372 | 208.5498 | 0.034613 | 208.5498 | 0 | 208.5498 | 0 | 299.7807 | 0.29892 | 208.5498 | 0 | 208.5498 | 0
| 208.621 | 5.3789e-07 | 243.187 | 0.018315 | 208.621 | 0.034613 | 208.621 | 0 | 208.621 | 0 | 299.857 | 0.31883 | 208.621 | 0 | 208.621 | 0
| 208.6922 | -5.1007e-07 | 243.3338 | 0.00083498 | 208.6922 | 0.034613 | 208.6922 | 0 | 208.6922 | 0 | 299.9332 | 0.3176 | 208.6922 | 0 | 208.6922 | 0
| 208.7634 | 3.6439e-07 | 243.4805 | 0.015269 | 208.7634 | 0.034613 | 208.7634 | 0 | 208.7634 | 0 | 300.0095 | 0.32752 | 208.7634 | 0 | 208.7634 | 0
| 208.8346 | -4.0583e-07 | 243.5539 | 0.0008001 | 208.8347 | 0.034613 | 208.8346 | 0 | 208.8347 | 0 | 300.0857 | 0.33279 | 208.8346 | 0 | 208.8346 | 0
| 208.9059 | 5.1454e-07 | 243.7007 | 0.0065069 | 208.9059 | 0.034613 | 208.9059 | 0 | 208.9059 | 0 | 300.162 | 0.34949 | 208.9059 | 0 | 208.9059 | 0
| 208.9771 | -3.0734e-07 | 244.0677 | 0.0018991 | 208.9771 | 0.034613 | 208.9771 | 0 | 208.9771 | 0 | 300.2382 | 0.35284 | 208.9771 | 0 | 208.9771 | 0
| 209.0484 | 5.9177e-07 | 244.288 | 0.0065183 | 209.0484 | 0.034613 | 209.0484 | 0 | 209.0484 | 0 | 300.3145 | 0.36797 | 209.0484 | 0 | 209.0484 | 0
| 209.1196 | -2.0992e-07 | 244.5818 | 0.0049145 | 209.1196 | 0.034613 | 209.1196 | 0 | 209.1196 | 0 | 300.3908 | 0.36745 | 209.1196 | 0 | 209.1196 | 0
| 209.1909 | 3.6995e-07 | 244.6552 | 0.0017412 | 209.1909 | 0.034613 | 209.1909 | 0 | 209.1909 | 0 | 300.467 | 0.38715 | 209.1909 | 0 | 209.1909 | 0
| 209.2621 | -9.0715e-08 | 244.9491 | 0.011069 | 209.2621 | 0.034613 | 209.2621 | 0 | 209.2621 | 0 | 300.5433 | 0.3943 | 209.2621 | 0 | 209.2621 | 0
| 209.3334 | 3.7565e-07 | 245.1695 | 0.0052767 | 209.3334 | 0.034613 | 209.3334 | 0 | 209.3334 | 0 | 300.6196 | 0.39724 | 209.3334 | 0 | 209.3334 | 0
| 209.4047 | -6.2191e-07 | 245.243 | 0.013405 | 209.4046 | 0.034613 | 209.4046 | 0 | 209.4046 | 0 | 300.6959 | 0.40757 | 209.4046 | 0 | 209.4046 | 0
| 209.4759 | 3.4063e-07 | 245.4634 | 0.0030087 | 209.4759 | 0.034613 | 209.4759 | 0 | 209.4759 | 0 | 300.7722 | 0.4292 | 209.4759 | 0 | 209.4759 | 0
| 209.5472 | -2.6304e-07 | 245.831 | 0.014415 | 209.5472 | 0.034613 | 209.5472 | 0 | 209.5472 | 0 | 300.8484 | 0.42541 | 209.5472 | 0 | 209.5472 | 0
| 209.6185 | 4.4531e-07 | 246.0516 | 0.0062938 | 209.6185 | 0.034613 | 209.6185 | 0 | 209.6185 | 0 | 300.9247 | 0.44655 | 209.6185 | 0 | 209.6185 | 0
| 209.6898 | -4.3881e-07 | 246.1251 | 0.014772 | 209.6898 | 0.034613 | 209.6898 | 0 | 209.6898 | 0 | 301.001 | 0.45044 | 209.6898 | 0 | 209.6898 | 0
| 209.7611 | 7.209e-07 | 246.4193 | 0.0021018 | 209.7611 | 0.034613 | 209.761 | 0 | 209.7611 | 0 | 301.0773 | 0.47045 | 209.761 | 0 | 209.761 | 0
| 209.8323 | -2.06e-07 | 246.7135 | 0.0024864 | 209.8323 | 0.034613 | 209.8323 | 0 | 209.8323 | 0 | 301.1536 | 0.47931 | 209.8323 | 0 | 209.8323 | 0
| 209.9036 | 8.4774e-07 | 246.7871 | 0.010054 | 209.9036 | 0.034613 | 209.9036 | 0 | 209.9036 | 0 | 301.2299 | 0.49929 | 209.9036 | 0 | 209.9036 | 0
| 209.975 | -3.7666e-07 | 247.8912 | 0.034265 | 209.975 | 0.034613 | 209.9749 | 0 | 209.975 | 0 | 301.3062 | 0.49851 | 209.9749 | 0 | 209.9749 | 0
| 210.0462 | 5.8903e-07 | 248.1121 | 0.0053132 | 210.0463 | 0.034613 | 210.0462 | 0 | 210.0463 | 0 | 301.3825 | 0.52588 | 210.0463 | 0 | 210.0463 | 0
| 210.1176 | -2.6866e-07 | 248.5541 | 0.0018735 | 210.1176 | 0.034613 | 210.1176 | 0 | 210.1176 | 0 | 301.4589 | 0.52365 | 210.1176 | 0 | 210.1176 | 0
| 210.1889 | 3.6969e-07 | 248.7014 | 0.0097052 | 210.1889 | 0.034613 | 210.1889 | 0 | 210.1889 | 0 | 301.5352 | 0.53488 | 210.1889 | 0 | 210.1889 | 0
| 210.2602 | -5.8532e-07 | 248.7751 | 0.0034062 | 210.2602 | 0.034613 | 210.2602 | 0 | 210.2602 | 0 | 301.6115 | 0.54477 | 210.2602 | 0 | 210.2602 | 0
| 210.3315 | 3.866e-07 | 248.9962 | 0.019191 | 210.3315 | 0.034613 | 210.3315 | 0 | 210.3315 | 0 | 301.6878 | 0.52583 | 210.3315 | 0 | 210.3315 | 0
| 210.4029 | -3.7894e-08 | 249.0699 | 0.040121 | 210.4029 | 0.034613 | 210.4029 | 0 | 210.4029 | 0 | 301.7642 | 0.58255 | 210.4029 | 0 | 210.4029 | 0
| 210.4742 | 4.6003e-07 | 249.3647 | 0.022439 | 210.4742 | 0.034613 | 210.4742 | 0 | 210.4742 | 0 | 301.8405 | 0.59099 | 210.4742 | 0 | 210.4742 | 0
| 210.5455 | 1.3641e-07 | 249.5859 | 0.002714 | 210.5455 | 0.034613 | 210.5455 | 0 | 210.5455 | 0 | 301.9168 | 0.59397 | 210.5456 | 0 | 210.5456 | 0
| 210.6169 | 3.3364e-07 | 249.6597 | 0.027274 | 210.6169 | 0.034613 | 210.6169 | 0 | 210.6169 | 0 | 301.9932 | 0.61654 | 210.6169 | 0 | 210.6169 | 0
| 210.6883 | -8.49e-08 | 249.8809 | 0.0097944 | 210.6883 | 0.034613 | 210.6882 | 0 | 210.6883 | 0 | 302.0695 | 0.62901 | 210.6883 | 0 | 210.6883 | 0
| 210.7596 | 4.3796e-07 | 249.9546 | 0.0059066 | 210.7596 | 0.034613 | 210.7596 | 0 | 210.7596 | 0 | 302.1458 | 0.65724 | 210.7596 | 0 | 210.7596 | 0
| 210.831 | -4.7698e-07 | 250.1022 | 0.0018684 | 210.831 | 0.034613 | 210.831 | 0 | 210.831 | 0 | 302.2222 | 0.66365 | 210.831 | 0 | 210.831 | 0
| 210.9023 | 5.9961e-07 | 250.1759 | 0.0030633 | 210.9023 | 0.034613 | 210.9023 | 0 | 210.9023 | 0 | 302.2986 | 0.67387 | 210.9023 | 0 | 210.9023 | 0
| 210.9737 | -5.5436e-07 | 250.2497 | 0.025689 | 210.9737 | 0.034613 | 210.9737 | 0 | 210.9737 | 0 | 302.3749 | 0.68963 | 210.9737 | 0 | 210.9737 | 0
| 211.0451 | 4.426e-07 | 250.3972 | 0.0019597 | 211.0451 | 0.034613 | 211.0451 | 0 | 211.0451 | 0 | 302.4513 | 0.70789 | 211.0451 | 0 | 211.0451 | 0
| 211.1165 | -5.1668e-07 | 250.471 | 0.0051518 | 211.1165 | 0.034613 | 211.1165 | 0 | 211.1165 | 0 | 302.5276 | 0.72287 | 211.1165 | 0 | 211.1165 | 0
| 211.1878 | 6.371e-07 | 250.5448 | 0.041263 | 211.1878 | 0.034613 | 211.1879 | 0 | 211.1878 | 0 | 302.604 | 0.736 | 211.1878 | 0 | 211.1878 | 0
| 211.2592 | -2.3082e-07 | 250.6924 | 0.007694 | 211.2592 | 0.034613 | 211.2592 | 0 | 211.2592 | 0 | 302.6804 | 0.75517 | 211.2592 | 0 | 211.2592 | 0
| 211.3306 | 3.7636e-07 | 250.7662 | 0.0075689 | 211.3306 | 0.034613 | 211.3306 | 0 | 211.3306 | 0 | 302.7567 | 0.77709 | 211.3306 | 0 | 211.3306 | 0
| 211.402 | -7.5013e-09 | 250.9876 | 0.0043936 | 211.402 | 0.034613 | 211.402 | 0 | 211.402 | 0 | 302.8331 | 0.7794 | 211.402 | 0 | 211.402 | 0
| 211.4734 | 3.681e-07 | 251.1352 | 0.025164 | 211.4734 | 0.034613 | 211.4734 | 0 | 211.4734 | 0 | 302.9095 | 0.80457 | 211.4734 | 0 | 211.4734 | 0
| 211.5448 | -3.0105e-07 | 251.3567 | 0.012658 | 211.5448 | 0.034613 | 211.5448 | 0 | 211.5448 | 0 | 302.9859 | 0.81402 | 211.5448 | 0 | 211.5448 | 0
| 211.6163 | 7.8816e-07 | 251.4305 | 0.026198 | 211.6163 | 0.034613 | 211.6163 | 0 | 211.6163 | 0 | 303.0623 | 0.83924 | 211.6163 | 0 | 211.6163 | 0
| 211.6877 | -5.0879e-07 | 251.5043 | 0.00098299 | 211.6877 | 0.034613 | 211.6877 | 0 | 211.6877 | 0 | 303.1386 | 0.84727 | 211.6877 | 0 | 211.6877 | 0
| 211.7591 | 5.8753e-07 | 251.5782 | 0.004262 | 211.7591 | 0.034613 | 211.7591 | 0 | 211.7591 | 0 | 303.215 | 0.8602 | 211.7591 | 0 | 211.7591 | 0
| 211.8305 | -4.257e-07 | 251.652 | 0.013726 | 211.8305 | 0.034613 | 211.8305 | 0 | 211.8305 | 0 | 303.2914 | 0.87171 | 211.8305 | 0 | 211.8305 | 0
| 211.902 | 6.6194e-07 | 251.7259 | 0.036247 | 211.902 | 0.034613 | 211.902 | 0 | 211.902 | 0 | 303.3678 | 0.90109 | 211.902 | 0 | 211.902 | 0
| 211.9734 | -3.1459e-08 | 251.7997 | 0.0068871 | 211.9734 | 0.034613 | 211.9734 | 0 | 211.9734 | 0 | 303.4442 | 0.91066 | 211.9734 | 0 | 211.9734 | 0
| 212.0448 | 6.819e-07 | 251.9475 | 0.0003699 | 212.0448 | 0.034613 | 212.0448 | 0 | 212.0448 | 0 | 303.5206 | 0.94898 | 212.0448 | 0 | 212.0448 | 0
| 212.1163 | -3.8263e-07 | 252.0213 | 0.027546 | 212.1163 | 0.034613 | 212.1163 | 0 | 212.1163 | 0 | 303.597 | 0.96881 | 212.1163 | 0 | 212.1163 | 0
| 212.1877 | 3.0467e-07 | 252.0952 | 0.012622 | 212.1877 | 0.034613 | 212.1877 | 0 | 212.1877 | 0 | 303.6735 | 0.99817 | 212.1877 | 0 | 212.1877 | 0
| 212.2592 | -2.8999e-07 | 252.243 | 0.036666 | 212.2592 | 0.034613 | 212.2592 | 0 | 212.2592 | 0 | 303.7498 | 1.0001 | 212.2592 | 0 | 212.2592 | 0
| 212.3307 | 5.9413e-07 | 252.3168 | 0.0026194 | 212.3306 | 0.034613 | 212.3307 | 0 | 212.3306 | 0 | 303.8263 | 1.0126 | 212.3307 | 0 | 212.3307 | 0
| 212.4021 | -1.4783e-07 | 252.3907 | 0.0024761 | 212.4021 | 0.034613 | 212.4021 | 0 | 212.4021 | 0 | 303.9027 | 1.028 | 212.4021 | 0 | 212.4021 | 0
| 212.4736 | 5.0083e-07 | 252.4646 | 0.015207 | 212.4736 | 0.034613 | 212.4736 | 0 | 212.4736 | 0 | 303.9791 | 1.0454 | 212.4736 | 0 | 212.4736 | 0
| 212.5451 | -2.0282e-07 | 252.5385 | 0.026931 | 212.5451 | 0.034613 | 212.5451 | 0 | 212.5451 | 0 | 304.0555 | 1.0556 | 212.5451 | 0 | 212.5451 | 0
| 212.6165 | 5.4169e-07 | 252.6124 | 0.004118 | 212.6165 | 0.034613 | 212.6165 | 0 | 212.6165 | 0 | 304.132 | 1.0856 | 212.6165 | 0 | 212.6165 | 0
| 212.688 | -4.9078e-07 | 252.6863 | 0.0076504 | 212.688 | 0.034613 | 212.688 | 0 | 212.688 | 0 | 304.2084 | 1.1098 | 212.688 | 0 | 212.688 | 0
| 212.7595 | 3.291e-07 | 252.7602 | 0.013168 | 212.7595 | 0.034613 | 212.7595 | 0 | 212.7595 | 0 | 304.2849 | 1.1332 | 212.7595 | 0 | 212.7595 | 0
| 212.831 | -4.2615e-07 | 252.8341 | 0.02866 | 212.831 | 0.034613 | 212.831 | 0 | 212.831 | 0 | 304.3613 | 1.1523 | 212.831 | 0 | 212.831 | 0
| 212.9025 | 5.2432e-07 | 252.908 | 0.0053783 | 212.9025 | 0.034613 | 212.9025 | 0 | 212.9025 | 0 | 304.4377 | 1.1763 | 212.9025 | 0 | 212.9025 | 0
| 212.974 | -7.2224e-07 | 252.9819 | 0.0067385 | 212.974 | 0.034613 | 212.974 | 0 | 212.974 | 0 | 304.5142 | 1.1924 | 212.974 | 0 | 212.974 | 0
| 213.0455 | 4.6813e-07 | 253.0559 | 0.030643 | 213.0455 | 0.034613 | 213.0455 | 0 | 213.0455 | 0 | 304.5906 | 1.2171 | 213.0455 | 0 | 213.0455 | 0
| 213.117 | -4.1482e-07 | 253.1298 | 0.035434 | 213.117 | 0.034613 | 213.117 | 0 | 213.117 | 0 | 304.6671 | 1.2351 | 213.117 | 0 | 213.117 | 0
| 213.1885 | 4.9274e-07 | 253.2037 | 0.011558 | 213.1885 | 0.034613 | 213.1886 | 0 | 213.1885 | 0 | 304.7436 | 1.2583 | 213.1885 | 0 | 213.1885 | 0
| 213.2601 | -5.0302e-07 | 253.2777 | 0.023485 | 213.2601 | 0.034613 | 213.2601 | 0 | 213.2601 | 0 | 304.82 | 1.2687 | 213.2601 | 0 | 213.2601 | 0
| 213.3316 | 5.3192e-07 | 253.3516 | 0.031351 | 213.3316 | 0.034613 | 213.3316 | 0 | 213.3316 | 0 | 304.8965 | 1.2851 | 213.3316 | 0 | 213.3316 | 0
| 213.4031 | -3.6743e-07 | 253.4256 | 0.055864 | 213.4031 | 0.034613 | 213.4031 | 0 | 213.4031 | 0 | 304.973 | 1.3092 | 213.4031 | 0 | 213.4031 | 0
| 213.4747 | 6.1933e-07 | 253.4995 | 0.024488 | 213.4747 | 0.034613 | 213.4747 | 0 | 213.4747 | 0 | 305.0494 | 1.3355 | 213.4747 | 0 | 213.4747 | 0
| 213.5462 | -2.5853e-07 | 253.5735 | 0.033219 | 213.5462 | 0.034613 | 213.5462 | 0 | 213.5462 | 0 | 305.1259 | 1.3549 | 213.5462 | 0 | 213.5462 | 0
| 213.6178 | 7.0559e-07 | 253.6474 | 0.045532 | 213.6178 | 0.034613 | 213.6178 | 0 | 213.6178 | 0 | 305.2024 | 1.3843 | 213.6177 | 0 | 213.6177 | 0
| 213.6893 | -2.1667e-07 | 253.7214 | 0.040603 | 213.6893 | 0.034613 | 213.6893 | 0 | 213.6893 | 0 | 305.2788 | 1.393 | 213.6893 | 0 | 213.6893 | 0
| 213.7609 | 3.1946e-07 | 253.7953 | 0.022202 | 213.7609 | 0.034613 | 213.7608 | 0 | 213.7609 | 0 | 305.3553 | 1.4215 | 213.7609 | 0 | 213.7609 | 0
| 213.8324 | -2.5516e-07 | 253.8693 | 0.031152 | 213.8324 | 0.034613 | 213.8324 | 0 | 213.8324 | 0 | 305.4318 | 1.4402 | 213.8324 | 0 | 213.8324 | 0
| 213.904 | 6.1993e-07 | 253.9433 | 0.028263 | 213.904 | 0.034613 | 213.904 | 0 | 213.904 | 0 | 305.5083 | 1.4738 | 213.904 | 0 | 213.904 | 0
| 213.9755 | -2.0516e-07 | 254.0172 | 0.051559 | 213.9755 | 0.034613 | 213.9755 | 0 | 213.9755 | 0 | 305.5848 | 1.4837 | 213.9755 | 0 | 213.9755 | 0
| 214.0471 | 4.4666e-07 | 254.0912 | 0.02991 | 214.0471 | 0.034613 | 214.0471 | 0 | 214.0471 | 0 | 305.6613 | 1.5097 | 214.0471 | 0 | 214.0471 | 0
| 214.1187 | -2.6339e-07 | 254.1652 | 0.037109 | 214.1187 | 0.034613 | 214.1187 | 0 | 214.1187 | 0 | 305.7378 | 1.5252 | 214.1187 | 0 | 214.1187 | 0
| 214.1903 | 4.4256e-07 | 254.2392 | 0.070118 | 214.1903 | 0.034613 | 214.1903 | 0 | 214.1903 | 0 | 305.8143 | 1.5544 | 214.1903 | 0 | 214.1903 | 0
| 214.2619 | -4.6536e-07 | 254.3132 | 0.05026 | 214.2619 | 0.034613 | 214.2619 | 0 | 214.2619 | 0 | 305.8908 | 1.5677 | 214.2619 | 0 | 214.2619 | 0
| 214.3334 | 3.8095e-07 | 254.3872 | 0.031948 | 214.3335 | 0.034613 | 214.3335 | 0 | 214.3335 | 0 | 305.9673 | 1.5863 | 214.3335 | 0 | 214.3335 | 0
| 214.4051 | -2.3365e-07 | 254.4612 | 0.045238 | 214.405 | 0.034613 | 214.4051 | 0 | 214.405 | 0 | 306.0439 | 1.5978 | 214.4051 | 0 | 214.4051 | 0
| 214.4767 | 4.705e-07 | 254.5352 | 0.068107 | 214.4767 | 0.034613 | 214.4767 | 0 | 214.4767 | 0 | 306.1204 | 1.6362 | 214.4767 | 0 | 214.4767 | 0
| 214.5483 | -2.61e-07 | 254.6092 | 0.076974 | 214.5483 | 0.034613 | 214.5483 | 0 | 214.5483 | 0 | 306.1969 | 1.651 | 214.5483 | 0 | 214.5483 | 0
| 214.6199 | 5.1716e-07 | 254.6832 | 0.050266 | 214.6199 | 0.034613 | 214.6199 | 0 | 214.6199 | 0 | 306.2734 | 1.675 | 214.6199 | 0 | 214.6199 | 0
| 214.6915 | -3.9817e-07 | 254.7572 | 0.070163 | 214.6915 | 0.034613 | 214.6915 | 0 | 214.6915 | 0 | 306.3499 | 1.6952 | 214.6915 | 0 | 214.6915 | 0
| 214.7631 | 3.9718e-07 | 254.8313 | 0.059695 | 214.7631 | 0.034613 | 214.7631 | 0 | 214.7631 | 0 | 306.4265 | 1.7294 | 214.7631 | 0 | 214.7631 | 0
| 214.8347 | -2.5208e-07 | 254.9053 | 0.084182 | 214.8347 | 0.034613 | 214.8347 | 0 | 214.8347 | 0 | 306.503 | 1.7407 | 214.8347 | 0 | 214.8347 | 0
| 214.9064 | 5.2333e-07 | 254.9793 | 0.068018 | 214.9064 | 0.034613 | 214.9064 | 0 | 214.9064 | 0 | 306.5795 | 1.7546 | 214.9064 | 0 | 214.9064 | 0
| 214.978 | -4.7835e-07 | 255.0533 | 0.085787 | 214.978 | 0.034613 | 214.978 | 0 | 214.978 | 0 | 306.6561 | 1.7672 | 214.978 | 0 | 214.978 | 0
| 215.0496 | 9.0061e-07 | 255.1274 | 0.087377 | 215.0496 | 0.034613 | 215.0496 | 0 | 215.0496 | 0 | 306.7326 | 1.787 | 215.0496 | 0 | 215.0496 | 0
| 215.1213 | -1.1663e-07 | 255.2014 | 0.078656 | 215.1213 | 0.034613 | 215.1213 | 0 | 215.1213 | 0 | 306.8091 | 1.799 | 215.1213 | 0 | 215.1213 | 0
| 215.1929 | 5.2167e-07 | 255.2755 | 0.085028 | 215.1929 | 0.034613 | 215.1929 | 0 | 215.1929 | 0 | 306.8857 | 1.8166 | 215.1929 | 0 | 215.1929 | 0
| 215.2646 | -2.0037e-07 | 255.3495 | 0.093935 | 215.2646 | 0.034613 | 215.2646 | 0 | 215.2646 | 0 | 306.9622 | 1.8339 | 215.2646 | 0 | 215.2646 | 0
| 215.3362 | 3.2052e-07 | 255.4236 | 0.096793 | 215.3362 | 0.034613 | 215.3362 | 0 | 215.3362 | 0 | 307.0388 | 1.8613 | 215.3362 | 0 | 215.3362 | 0
| 215.4079 | -2.6333e-07 | 255.4976 | 0.079396 | 215.4079 | 0.034613 | 215.4079 | 0 | 215.4079 | 0 | 307.1154 | 1.8691 | 215.4079 | 0 | 215.4079 | 0
| 215.4796 | 6.5975e-07 | 255.5717 | 0.088941 | 215.4796 | 0.034613 | 215.4796 | 0 | 215.4796 | 0 | 307.1919 | 1.8958 | 215.4796 | 0 | 215.4796 | 0
| 215.5512 | -3.8986e-07 | 255.6457 | 0.11019 | 215.5512 | 0.034613 | 215.5512 | 0 | 215.5512 | 0 | 307.2685 | 1.8949 | 215.5512 | 0 | 215.5512 | 0
| 215.6229 | 7.6718e-07 | 255.7198 | 0.12038 | 215.6229 | 0.034613 | 215.6229 | 0 | 215.6229 | 0 | 307.3451 | 1.9209 | 215.6229 | 0 | 215.6229 | 0
| 215.6946 | -3.9833e-07 | 255.7939 | 0.11273 | 215.6946 | 0.034613 | 215.6946 | 0 | 215.6946 | 0 | 307.4216 | 1.9272 | 215.6946 | 0 | 215.6946 | 0
| 215.7663 | 3.5518e-07 | 255.868 | 0.11392 | 215.7663 | 0.034613 | 215.7663 | 0 | 215.7663 | 0 | 307.4982 | 1.9379 | 215.7663 | 0 | 215.7663 | 0
| 215.838 | -1.7242e-07 | 255.942 | 0.12043 | 215.838 | 0.034613 | 215.838 | 0 | 215.838 | 0 | 307.5748 | 1.9568 | 215.838 | 0 | 215.838 | 0
| 215.9097 | 3.9654e-07 | 256.0161 | 0.10178 | 215.9097 | 0.034613 | 215.9097 | 0 | 215.9097 | 0 | 307.6514 | 1.9821 | 215.9097 | 0 | 215.9097 | 0
| 215.9814 | -2.618e-07 | 256.0902 | 0.13893 | 215.9814 | 0.034613 | 215.9814 | 0 | 215.9814 | 0 | 307.728 | 1.9874 | 215.9814 | 0 | 215.9814 | 0
| 216.0531 | 5.7994e-07 | 256.1643 | 0.14009 | 216.0531 | 0.034613 | 216.0531 | 0 | 216.0531 | 0 | 307.8046 | 1.9978 | 216.0531 | 0 | 216.0531 | 0
| 216.1248 | -3.564e-07 | 256.2384 | 0.14327 | 216.1248 | 0.034613 | 216.1248 | 0 | 216.1248 | 0 | 307.8812 | 2.0073 | 216.1248 | 0 | 216.1248 | 0
| 216.1965 | 7.6985e-07 | 256.3125 | 0.15476 | 216.1965 | 0.034613 | 216.1965 | 0 | 216.1965 | 0 | 307.9577 | 2.0296 | 216.1965 | 0 | 216.1965 | 0
| 216.2682 | -1.6856e-07 | 256.3866 | 0.18477 | 216.2682 | 0.034613 | 216.2682 | 0 | 216.2682 | 0 | 308.0343 | 2.0355 | 216.2682 | 0 | 216.2682 | 0
| 216.3399 | 6.6771e-07 | 256.4607 | 0.17003 | 216.3399 | 0.034613 | 216.3399 | 0 | 216.3399 | 0 | 308.1109 | 2.055 | 216.3399 | 0 | 216.3399 | 0
| 216.4117 | -2.135e-07 | 256.5348 | 0.18016 | 216.4117 | 0.034613 | 216.4117 | 0 | 216.4117 | 0 | 308.1876 | 2.0512 | 216.4117 | 0 | 216.4117 | 0
| 216.4834 | 7.2739e-07 | 256.6089 | 0.18812 | 216.4834 | 0.034613 | 216.4834 | 0 | 216.4834 | 0 | 308.2642 | 2.0607 | 216.4834 | 0 | 216.4834 | 0
| 216.5551 | -4.1987e-07 | 256.6831 | 0.20668 | 216.5551 | 0.034613 | 216.5551 | 0 | 216.5551 | 0 | 308.3408 | 2.0704 | 216.5551 | 0 | 216.5551 | 0
| 216.6269 | 7.5629e-07 | 256.7572 | 0.19161 | 216.6269 | 0.034613 | 216.6269 | 0 | 216.6269 | 0 | 308.4174 | 2.0918 | 216.6269 | 0 | 216.6269 | 0
| 216.6986 | -3.125e-07 | 256.8313 | 0.21418 | 216.6986 | 0.034613 | 216.6986 | 0 | 216.6986 | 0 | 308.494 | 2.0738 | 216.6986 | 0 | 216.6986 | 0
| 216.7704 | 1.2174e-06 | 256.9055 | 0.24564 | 216.7704 | 0.034613 | 216.7704 | 0.073866 | 216.7704 | 0 | 308.5706 | 2.0954 | 216.7704 | 0 | 216.7704 | 0
| 216.8421 | -3.858e-07 | 256.9796 | 0.2693 | 216.8421 | 0.034613 | 216.8421 | 0 | 216.8421 | 0 | 308.6472 | 2.1081 | 216.8421 | 0 | 216.8421 | 0
| 216.9139 | 4.8483e-07 | 257.0537 | 0.2471 | 216.9139 | 0.034613 | 216.9139 | 0 | 216.9139 | 0 | 308.7239 | 2.1347 | 216.9139 | 0 | 216.9139 | 0
| 216.9857 | -1.8914e-07 | 257.1279 | 0.26773 | 216.9856 | 0.034613 | 216.9857 | 0 | 216.9856 | 0 | 308.8005 | 2.1445 | 216.9857 | 0 | 216.9857 | 0
| 217.0574 | 6.0205e-07 | 257.202 | 0.24851 | 217.0574 | 0.034613 | 217.0574 | 0 | 217.0574 | 0 | 308.8771 | 2.1677 | 217.0574 | 0 | 217.0574 | 0
| 217.1292 | -3.326e-07 | 257.2762 | 0.27671 | 217.1292 | 0.034613 | 217.1292 | 0 | 217.1292 | 0 | 308.9538 | 2.1652 | 217.1292 | 0 | 217.1292 | 0
| 217.201 | 8.1371e-07 | 257.3503 | 0.2423 | 217.201 | 0.034613 | 217.201 | 0 | 217.201 | 0 | 309.0304 | 2.1568 | 217.201 | 0 | 217.201 | 0
| 217.2728 | -2.3913e-07 | 257.4245 | 0.30254 | 217.2728 | 0.034613 | 217.2728 | 0 | 217.2728 | 0 | 309.1071 | 2.1351 | 217.2728 | 0 | 217.2728 | 0
| 217.3445 | 5.6278e-07 | 257.4987 | 0.32148 | 217.3445 | 0.034613 | 217.3445 | 0 | 217.3445 | 0 | 309.1837 | 2.1357 | 217.3445 | 0 | 217.3445 | 0
| 217.4163 | -3.2433e-07 | 257.5728 | 0.3412 | 217.4163 | 0.034613 | 217.4163 | 0 | 217.4163 | 0 | 309.2604 | 2.1311 | 217.4163 | 0 | 217.4163 | 0
| 217.4881 | 8.894e-07 | 257.647 | 0.33543 | 217.4881 | 0.034613 | 217.4881 | 0 | 217.4881 | 0 | 309.337 | 2.1638 | 217.4881 | 0 | 217.4881 | 0
| 217.5599 | -2.6847e-07 | 257.7212 | 0.35975 | 217.5599 | 0.034613 | 217.5599 | 0 | 217.5599 | 0 | 309.4137 | 2.1833 | 217.5599 | 0 | 217.5599 | 0
| 217.6317 | 5.9214e-07 | 257.7954 | 0.37035 | 217.6317 | 0.034613 | 217.6317 | 0 | 217.6317 | 0 | 309.4903 | 2.1958 | 217.6317 | 0 | 217.6317 | 0
| 217.7036 | -2.7795e-07 | 257.8696 | 0.39878 | 217.7036 | 0.034613 | 217.7036 | 0 | 217.7036 | 0 | 309.567 | 2.1962 | 217.7036 | 0 | 217.7036 | 0
| 217.7754 | 6.1981e-07 | 257.9438 | 0.39606 | 217.7754 | 0.034613 | 217.7754 | 0 | 217.7754 | 0 | 309.6437 | 2.1958 | 217.7754 | 0 | 217.7754 | 0
| 217.8472 | 9.0005e-08 | 258.0179 | 0.42783 | 217.8472 | 0.034613 | 217.8472 | 0 | 217.8472 | 0 | 309.7203 | 2.1842 | 217.8472 | 0 | 217.8472 | 0
| 217.919 | 7.6553e-07 | 258.0921 | 0.42331 | 217.919 | 0.034613 | 217.919 | 0 | 217.919 | 0 | 309.797 | 2.1927 | 217.919 | 0 | 217.919 | 0
| 217.9908 | -1.9168e-07 | 258.1664 | 0.45551 | 217.9908 | 0.034613 | 217.9908 | 0 | 217.9908 | 0 | 309.8737 | 2.1825 | 217.9908 | 0 | 217.9908 | 0
| 218.0627 | 9.4438e-07 | 258.2405 | 0.4653 | 218.0627 | 0.034613 | 218.0627 | 0 | 218.0627 | 0 | 309.9503 | 2.1871 | 218.0627 | 0 | 218.0627 | 0
| 218.1345 | 1.2658e-07 | 258.3148 | 0.49931 | 218.1345 | 0.034613 | 218.1345 | 0 | 218.1345 | 0 | 310.027 | 2.1734 | 218.1345 | 0 | 218.1345 | 0
| 218.2064 | 1.1182e-06 | 258.389 | 0.50664 | 218.2064 | 0.034613 | 218.2064 | 0 | 218.2064 | 0 | 310.1037 | 2.1771 | 218.2064 | 0 | 218.2064 | 0
| 218.2782 | 1.0461e-07 | 258.4632 | 0.52833 | 218.2782 | 0.034613 | 218.2782 | 0 | 218.2782 | 0 | 310.1804 | 2.1932 | 218.2782 | 0 | 218.2782 | 0
| 218.3501 | 7.1147e-07 | 258.5374 | 0.51014 | 218.3501 | 0.034613 | 218.3501 | 0 | 218.3501 | 0 | 310.2571 | 2.1674 | 218.3501 | 0 | 218.3501 | 0
| 218.4219 | 1.1196e-07 | 258.6116 | 0.55715 | 218.4219 | 0.034613 | 218.4219 | 0 | 218.4219 | 0 | 310.3338 | 2.1828 | 218.4219 | 0 | 218.4219 | 0
| 218.4938 | 6.55e-07 | 258.6859 | 0.5754 | 218.4938 | 0.034613 | 218.4938 | 0 | 218.4938 | 0 | 310.4105 | 2.1796 | 218.4938 | 0 | 218.4938 | 0
| 218.5656 | -2.0507e-07 | 258.7601 | 0.60127 | 218.5656 | 0.034613 | 218.5656 | 0 | 218.5656 | 0 | 310.4872 | 2.183 | 218.5656 | 0 | 218.5656 | 0
| 218.6375 | 7.5067e-07 | 258.8344 | 0.61776 | 218.6375 | 0.034613 | 218.6375 | 0 | 218.6375 | 0 | 310.5639 | 2.1724 | 218.6375 | 0 | 218.6375 | 0
| 218.7094 | -1.5739e-07 | 258.9086 | 0.64148 | 218.7094 | 0.034613 | 218.7094 | 0 | 218.7094 | 0 | 310.6406 | 2.1622 | 218.7094 | 0 | 218.7094 | 0
| 218.7813 | 5.4378e-07 | 258.9828 | 0.67923 | 218.7813 | 0.034613 | 218.7813 | 0 | 218.7813 | 0 | 310.7173 | 2.1616 | 218.7813 | 0 | 218.7813 | 0
| 218.8531 | -3.1181e-07 | 259.0571 | 0.7318 | 218.8532 | 0.034613 | 218.8531 | 0 | 218.8532 | 0 | 310.794 | 2.1566 | 218.8532 | 0 | 218.8532 | 0
| 218.925 | 5.5045e-07 | 259.1313 | 0.71113 | 218.925 | 0.034613 | 218.925 | 0 | 218.925 | 0 | 310.8708 | 2.138 | 218.925 | 0 | 218.925 | 0
| 218.9969 | -1.4856e-08 | 259.2056 | 0.72465 | 218.9969 | 0.034613 | 218.9969 | 0 | 218.9969 | 0 | 310.9475 | 2.1364 | 218.9969 | 0 | 218.9969 | 0
| 219.0688 | 5.6947e-07 | 259.2798 | 0.74919 | 219.0688 | 0.034613 | 219.0688 | 0 | 219.0688 | 0 | 311.0242 | 2.1379 | 219.0688 | 0 | 219.0688 | 0
| 219.1407 | -2.1055e-07 | 259.3541 | 0.76253 | 219.1407 | 0.034613 | 219.1407 | 0 | 219.1407 | 0 | 311.101 | 2.1271 | 219.1407 | 0 | 219.1407 | 0
| 219.2126 | 6.2547e-07 | 259.4284 | 0.77372 | 219.2126 | 0.034613 | 219.2126 | 0 | 219.2126 | 0 | 311.1777 | 2.108 | 219.2127 | 0 | 219.2127 | 0
| 219.2846 | -1.1733e-07 | 259.5027 | 0.7922 | 219.2846 | 0.034613 | 219.2846 | 0 | 219.2846 | 0 | 311.2544 | 2.119 | 219.2846 | 0 | 219.2846 | 0
| 219.3565 | 6.8864e-07 | 259.5769 | 0.83154 | 219.3565 | 0.034613 | 219.3565 | 0 | 219.3565 | 0 | 311.3311 | 2.1023 | 219.3565 | 0 | 219.3565 | 0
| 219.4284 | -5.9274e-08 | 259.6512 | 0.86065 | 219.4284 | 0.034613 | 219.4284 | 0 | 219.4284 | 0 | 311.4079 | 2.0928 | 219.4284 | 0 | 219.4284 | 0
| 219.5003 | 8.9265e-07 | 259.7255 | 0.85416 | 219.5003 | 0.034613 | 219.5003 | 0 | 219.5003 | 0 | 311.4846 | 2.0754 | 219.5003 | 0 | 219.5003 | 0
| 219.5723 | 1.7842e-07 | 259.7998 | 0.89036 | 219.5723 | 0.034613 | 219.5723 | -0.073866 | 219.5723 | 0 | 311.5614 | 2.0769 | 219.5723 | 0 | 219.5723 | 0
| 219.6442 | 7.9377e-07 | 259.8741 | 0.92379 | 219.6442 | 0.034613 | 219.6442 | 0 | 219.6442 | 0 | 311.6381 | 2.0601 | 219.6442 | 0 | 219.6442 | 0
| 219.7161 | 8.5746e-08 | 259.9484 | 0.94678 | 219.7161 | 0.034613 | 219.7161 | 0 | 219.7161 | 0 | 311.7149 | 2.0504 | 219.7161 | 0 | 219.7161 | 0
| 219.7881 | 0.00072492 | 260.0227 | 0.93827 | 219.7881 | 0.034613 | 219.7881 | 0 | 219.7881 | 0 | 311.7916 | 2.0384 | 219.7881 | 0 | 219.7881 | 0
| 219.86 | 5.6956e-05 | 260.097 | 0.92865 | 219.86 | 0.034613 | 219.86 | 0 | 219.86 | 0 | 311.8684 | 2.0261 | 219.86 | 0 | 219.86 | 0
| 219.932 | 0.0013547 | 260.1713 | 0.94455 | 219.932 | 0.034613 | 219.932 | 0 | 219.932 | 0 | 311.9452 | 2.0178 | 219.932 | 0 | 219.932 | 0
| 220.0039 | 0.00012149 | 260.2456 | 0.98456 | 220.0039 | 0.034613 | 220.0039 | 0 | 220.0039 | 0 | 312.0219 | 2.0244 | 220.0039 | 0 | 220.0039 | 0
| 220.0759 | 0.00090041 | 260.3199 | 1.0303 | 220.0759 | 0.034613 | 220.0759 | 0 | 220.0759 | 0 | 312.0987 | 2.0009 | 220.0759 | 0 | 220.0759 | 0
| 220.1479 | 0.00042928 | 260.3943 | 1.07 | 220.1479 | 0.034613 | 220.1479 | 0 | 220.1479 | 0 | 312.1755 | 1.9914 | 220.1479 | 0 | 220.1479 | 0
| 220.2199 | 0.0010354 | 260.4686 | 1.0706 | 220.2199 | 0.034613 | 220.2198 | 0 | 220.2199 | 0 | 312.2522 | 1.9825 | 220.2198 | 0 | 220.2198 | 0
| 220.2918 | 5.996e-05 | 260.5429 | 1.1367 | 220.2918 | 0.034613 | 220.2918 | 0 | 220.2918 | 0 | 312.329 | 1.9798 | 220.2918 | 0 | 220.2918 | 0
| 220.3638 | 0.00097061 | 260.6172 | 1.0904 | 220.3638 | 0.034613 | 220.3638 | 0 | 220.3638 | 0 | 312.4058 | 1.9636 | 220.3638 | 0 | 220.3638 | 0
| 220.4358 | -5.3505e-05 | 260.6916 | 1.0965 | 220.4358 | 0.034613 | 220.4358 | 0 | 220.4358 | 0 | 312.4826 | 1.9391 | 220.4358 | 0 | 220.4358 | 0
| 220.5078 | 0.00085114 | 260.7659 | 1.1194 | 220.5078 | 0.034613 | 220.5078 | 0 | 220.5078 | 0 | 312.5594 | 1.9343 | 220.5078 | 0 | 220.5078 | 0
| 220.5798 | 0.00013162 | 260.8403 | 1.1338 | 220.5798 | 0.034613 | 220.5798 | 0 | 220.5798 | 0 | 312.6362 | 1.9388 | 220.5798 | 0 | 220.5798 | 0
| 220.6518 | 0.00079579 | 260.9146 | 1.1298 | 220.6518 | 0.034613 | 220.6518 | 0 | 220.6518 | 0 | 312.713 | 1.9156 | 220.6518 | 0 | 220.6518 | 0
| 220.7238 | 0.00019372 | 260.989 | 1.1428 | 220.7238 | 0.034613 | 220.7238 | 0 | 220.7238 | 0 | 312.7898 | 1.91 | 220.7238 | 0 | 220.7238 | 0
| 220.7958 | 0.00099221 | 261.0633 | 1.1762 | 220.7958 | 0.034613 | 220.7958 | 0 | 220.7958 | 0 | 312.8665 | 1.8796 | 220.7958 | 0 | 220.7958 | 0
| 220.8678 | 0.00043401 | 261.1377 | 1.2268 | 220.8678 | 0.034613 | 220.8678 | 0 | 220.8678 | 0 | 312.9434 | 1.8957 | 220.8678 | 0 | 220.8678 | 0
| 220.9398 | 0.0012764 | 261.212 | 1.2417 | 220.9398 | 0.034613 | 220.9398 | 0 | 220.9398 | 0 | 313.0202 | 1.8724 | 220.9398 | 0 | 220.9398 | 0
| 221.0118 | 0.00033816 | 261.2864 | 1.2492 | 221.0118 | 0.034613 | 221.0118 | 0 | 221.0118 | 0 | 313.097 | 1.8424 | 221.0118 | 0 | 221.0118 | 0
| 221.0839 | 0.0010071 | 261.3608 | 1.2486 | 221.0839 | 0.034613 | 221.0839 | 0 | 221.0839 | 0 | 313.1738 | 1.8371 | 221.0839 | 0 | 221.0839 | 0
| 221.1559 | 0.00039283 | 261.4352 | 1.2959 | 221.1559 | 0.034613 | 221.1559 | 0 | 221.1559 | 0 | 313.2506 | 1.8334 | 221.1559 | 0 | 221.1559 | 0
| 221.2279 | 0.0012777 | 261.5096 | 1.2679 | 221.2279 | 0.034613 | 221.2279 | 0 | 221.2279 | 0 | 313.3274 | 1.814 | 221.2279 | 0 | 221.2279 | 0
| 221.3 | 0.00065067 | 261.5839 | 1.2877 | 221.3 | 0.034613 | 221.3 | 0 | 221.3 | 0 | 313.4043 | 1.7984 | 221.3 | 0 | 221.3 | 0
| 221.372 | 0.0013277 | 261.6583 | 1.3003 | 221.372 | 0.034613 | 221.372 | 0 | 221.372 | 0 | 313.4811 | 1.7842 | 221.372 | 0 | 221.372 | 0
| 221.4441 | 0.0006662 | 261.7327 | 1.3632 | 221.4441 | 0.034613 | 221.4441 | 0 | 221.4441 | 0 | 313.5579 | 1.792 | 221.4441 | 0 | 221.4441 | 0
| 221.5161 | 0.0010638 | 261.8071 | 1.3674 | 221.5161 | 0.034613 | 221.5161 | 0 | 221.5161 | 0 | 313.6347 | 1.7674 | 221.5161 | 0 | 221.5161 | 0
| 221.5882 | 0.00054538 | 261.8815 | 1.3922 | 221.5882 | 0.034613 | 221.5882 | 0 | 221.5882 | 0 | 313.7116 | 1.7566 | 221.5882 | 0 | 221.5882 | 0
| 221.6602 | 0.0012676 | 261.9559 | 1.4044 | 221.6602 | 0.034613 | 221.6602 | 0 | 221.6602 | 0 | 313.7884 | 1.7313 | 221.6603 | 0 | 221.6603 | 0
| 221.7323 | 0.00042861 | 262.0303 | 1.42 | 221.7323 | 0.034613 | 221.7323 | 0 | 221.7323 | 0 | 313.8653 | 1.7472 | 221.7323 | 0 | 221.7323 | 0
| 221.8044 | 0.0015086 | 262.1047 | 1.4162 | 221.8044 | 0.034613 | 221.8044 | 0 | 221.8044 | 0 | 313.9421 | 1.721 | 221.8044 | 0 | 221.8044 | 0
| 221.8765 | 0.00055483 | 262.1791 | 1.442 | 221.8765 | 0.034613 | 221.8765 | 0 | 221.8765 | 0 | 314.019 | 1.7182 | 221.8765 | 0 | 221.8765 | 0
| 221.9486 | 0.0017313 | 262.2536 | 1.4578 | 221.9486 | 0.034613 | 221.9486 | 0 | 221.9486 | 0 | 314.0958 | 1.6898 | 221.9486 | 0 | 221.9486 | 0
| 222.0206 | 0.000677 | 262.328 | 1.4686 | 222.0206 | 0.034613 | 222.0206 | 0 | 222.0206 | 0 | 314.1727 | 1.6882 | 222.0206 | 0 | 222.0206 | 0
| 222.0927 | 0.0015869 | 262.4024 | 1.4878 | 222.0927 | 0.034613 | 222.0927 | 0 | 222.0927 | 0 | 314.2495 | 1.6483 | 222.0927 | 0 | 222.0927 | 0
| 222.1648 | 0.00087409 | 262.4769 | 1.5257 | 222.1648 | 0.034613 | 222.1648 | 0 | 222.1648 | 0 | 314.3264 | 1.6382 | 222.1648 | 0 | 222.1648 | 0
| 222.2369 | 0.0018481 | 262.5513 | 1.5629 | 222.2369 | 0.034613 | 222.2369 | 0 | 222.2369 | 0 | 314.4033 | 1.635 | 222.2369 | 0 | 222.2369 | 0
| 222.309 | 0.0010226 | 262.6257 | 1.5469 | 222.309 | 0.034613 | 222.309 | 0 | 222.309 | 0 | 314.4801 | 1.6337 | 222.309 | 0 | 222.309 | 0
| 222.3811 | 0.0017596 | 262.7002 | 1.5403 | 222.3811 | 0.034613 | 222.3811 | 0 | 222.3811 | 0 | 314.557 | 1.6388 | 222.3811 | 0 | 222.3811 | 0
| 222.4533 | 0.0010415 | 262.7746 | 1.609 | 222.4533 | 0.034613 | 222.4533 | 0 | 222.4533 | 0 | 314.6339 | 1.6381 | 222.4533 | 0 | 222.4533 | 0
| 222.5254 | 0.0019993 | 262.8491 | 1.646 | 222.5254 | 0.034613 | 222.5254 | 0 | 222.5254 | 0 | 314.7107 | 1.6055 | 222.5254 | 0 | 222.5254 | 0
| 222.5975 | 0.0014465 | 262.9235 | 1.6327 | 222.5975 | 0.034613 | 222.5975 | 0 | 222.5975 | 0 | 314.7876 | 1.6017 | 222.5975 | 0 | 222.5975 | 0
| 222.6696 | 0.0022301 | 262.998 | 1.6289 | 222.6696 | 0.034613 | 222.6696 | 0 | 222.6696 | 0 | 314.8645 | 1.56 | 222.6696 | 0 | 222.6696 | 0
| 222.7418 | 0.0012797 | 263.0724 | 1.6466 | 222.7418 | 0.034613 | 222.7418 | 0 | 222.7418 | 0 | 314.9414 | 1.5444 | 222.7418 | 0 | 222.7418 | 0
| 222.8139 | 0.0024704 | 263.1469 | 1.6824 | 222.8139 | 0.034613 | 222.8139 | 0 | 222.8139 | 0 | 315.0183 | 1.5322 | 222.8139 | 0 | 222.8139 | 0
| 222.886 | 0.0017407 | 263.2214 | 1.7318 | 222.886 | 0.034613 | 222.886 | 0 | 222.886 | 0 | 315.0952 | 1.5337 | 222.886 | 0 | 222.886 | 0
| 222.9582 | 0.0028032 | 263.2959 | 1.7126 | 222.9582 | 0.034613 | 222.9582 | 0 | 222.9582 | 0 | 315.1721 | 1.5332 | 222.9582 | 0 | 222.9582 | 0
| 223.0303 | 0.0022962 | 263.3703 | 1.7477 | 223.0303 | 0.034613 | 223.0303 | 0 | 223.0303 | 0 | 315.249 | 1.5184 | 223.0303 | 0 | 223.0303 | 0
| 223.1025 | 0.0032345 | 263.4448 | 1.7498 | 223.1025 | 0.034613 | 223.1025 | 0 | 223.1025 | 0 | 315.3259 | 1.5036 | 223.1025 | 0 | 223.1025 | 0
| 223.1747 | 0.0023793 | 263.5193 | 1.7914 | 223.1747 | 0.034613 | 223.1747 | 0 | 223.1747 | 0 | 315.4028 | 1.4993 | 223.1747 | 0 | 223.1747 | 0
| 223.2468 | 0.0030738 | 263.5938 | 1.7881 | 223.2468 | 0.034613 | 223.2468 | 0 | 223.2468 | 0 | 315.4797 | 1.4812 | 223.2468 | 0 | 223.2468 | 0
| 223.319 | 0.0025669 | 263.6683 | 1.8279 | 223.319 | 0.034613 | 223.319 | 0 | 223.319 | 0 | 315.5566 | 1.4787 | 223.319 | 0 | 223.319 | 0
| 223.3912 | 0.0034113 | 263.7428 | 1.8589 | 223.3912 | 0.034613 | 223.3912 | 0 | 223.3912 | 0 | 315.6335 | 1.4485 | 223.3912 | 0 | 223.3912 | 0
| 223.4633 | 0.0027674 | 263.8173 | 1.8516 | 223.4633 | 0.034613 | 223.4633 | 0 | 223.4633 | 0 | 315.7104 | 1.4488 | 223.4633 | 0 | 223.4633 | 0
| 223.5355 | 0.0039816 | 263.8918 | 1.9053 | 223.5355 | 0.034613 | 223.5355 | 0 | 223.5355 | 0 | 315.7874 | 1.4394 | 223.5355 | 0 | 223.5355 | 0
| 223.6077 | 0.0030806 | 263.9663 | 1.9153 | 223.6077 | 0.034613 | 223.6077 | 0 | 223.6077 | 0 | 315.8643 | 1.4233 | 223.6077 | 0 | 223.6077 | 0
| 223.6799 | 0.0041241 | 264.0408 | 1.941 | 223.6799 | 0.034613 | 223.6799 | 0 | 223.6799 | 0 | 315.9412 | 1.406 | 223.6799 | 0 | 223.6799 | 0
| 223.7521 | 0.0037015 | 264.1154 | 1.944 | 223.7521 | 0.034613 | 223.7521 | 0 | 223.7521 | 0 | 316.0181 | 1.4052 | 223.7521 | 0 | 223.7521 | 0
| 223.8243 | 0.0043698 | 264.1899 | 1.9634 | 223.8243 | 0.034613 | 223.8243 | 0 | 223.8243 | 0 | 316.0951 | 1.3926 | 223.8243 | 0 | 223.8243 | 0
| 223.8965 | 0.0038122 | 264.2644 | 1.987 | 223.8965 | 0.034613 | 223.8965 | 0 | 223.8965 | 0 | 316.172 | 1.3751 | 223.8965 | 0 | 223.8965 | 0
| 223.9687 | 0.0049428 | 264.3389 | 2.0263 | 223.9687 | 0.034613 | 223.9687 | 0 | 223.9687 | 0 | 316.2489 | 1.3667 | 223.9687 | 0 | 223.9687 | 0
| 224.0409 | 0.0046019 | 264.4135 | 2.0702 | 224.0409 | 0.034613 | 224.0409 | 0 | 224.0409 | 0 | 316.3259 | 1.3608 | 224.0409 | 0 | 224.0409 | 0
| 224.1131 | 0.0055699 | 264.488 | 2.0851 | 224.1131 | 0.034613 | 224.1131 | 0 | 224.1131 | 0 | 316.4028 | 1.3482 | 224.1131 | 0 | 224.1131 | 0
| 224.1854 | 0.0054713 | 264.5625 | 2.1224 | 224.1854 | 0.034613 | 224.1854 | 0 | 224.1854 | 0 | 316.4798 | 1.3357 | 224.1854 | 0 | 224.1854 | 0
| 224.2576 | 0.0064068 | 264.6371 | 2.1671 | 224.2576 | 0.034613 | 224.2576 | 0 | 224.2576 | 0 | 316.5567 | 1.3214 | 224.2576 | 0 | 224.2576 | 0
| 224.3298 | 0.0056394 | 264.7116 | 2.1867 | 224.3298 | 0.034613 | 224.3298 | 0 | 224.3298 | 0 | 316.6337 | 1.3199 | 224.3298 | 0 | 224.3298 | 0
| 224.4021 | 0.0067112 | 264.7862 | 2.1367 | 224.4021 | 0.034613 | 224.4021 | 0 | 224.4021 | 0 | 316.7106 | 1.3071 | 224.4021 | 0 | 224.4021 | 0
| 224.4743 | 0.0063947 | 264.8607 | 2.158 | 224.4743 | 0.034613 | 224.4743 | 0 | 224.4743 | 0 | 316.7876 | 1.2954 | 224.4743 | 0 | 224.4743 | 0
| 224.5465 | 0.0071263 | 264.9353 | 2.1777 | 224.5465 | 0.034613 | 224.5465 | 0 | 224.5465 | 0 | 316.8646 | 1.2841 | 224.5465 | 0 | 224.5465 | 0
| 224.6188 | 0.0071547 | 265.0099 | 2.1739 | 224.6188 | 0.034613 | 224.6188 | 0 | 224.6188 | 0 | 316.9415 | 1.2855 | 224.6188 | 0 | 224.6188 | 0
| 224.6911 | 0.0080902 | 265.0844 | 2.1707 | 224.691 | 0.034613 | 224.6911 | 0 | 224.691 | 0 | 317.0185 | 1.265 | 224.691 | 0 | 224.691 | 0
| 224.7633 | 0.0079282 | 265.159 | 2.2326 | 224.7633 | 0.034613 | 224.7633 | 0 | 224.7633 | 0 | 317.0955 | 1.257 | 224.7633 | 0 | 224.7633 | 0
| 224.8356 | 0.0085822 | 265.2336 | 2.3123 | 224.8356 | 0.034613 | 224.8356 | 0 | 224.8356 | 0 | 317.1725 | 1.2388 | 224.8356 | 0 | 224.8356 | 0
| 224.9078 | 0.0081692 | 265.3082 | 2.386 | 224.9078 | 0.034613 | 224.9078 | 0 | 224.9078 | 0 | 317.2495 | 1.239 | 224.9078 | 0 | 224.9078 | 0
| 224.9801 | 0.0092457 | 265.3828 | 2.4372 | 224.9801 | 0.034613 | 224.9801 | 0 | 224.9801 | 0 | 317.3264 | 1.2142 | 224.9801 | 0 | 224.9801 | 0
| 225.0524 | 0.0091344 | 265.4573 | 2.4724 | 225.0524 | 0.034613 | 225.0524 | 0 | 225.0524 | 0 | 317.4034 | 1.2131 | 225.0524 | 0 | 225.0524 | 0
| 225.1247 | 0.010045 | 265.5319 | 2.4865 | 225.1247 | 0.034613 | 225.1247 | 0 | 225.1247 | 0 | 317.4804 | 1.1928 | 225.1247 | 0 | 225.1247 | 0
| 225.197 | 0.0096932 | 265.6065 | 2.4405 | 225.197 | 0.034613 | 225.197 | 0 | 225.197 | 0 | 317.5574 | 1.1944 | 225.197 | 0 | 225.197 | 0
| 225.2693 | 0.010861 | 265.6811 | 2.3872 | 225.2692 | 0.034613 | 225.2693 | 0 | 225.2692 | 0 | 317.6344 | 1.1975 | 225.2692 | 0 | 225.2692 | 0
| 225.3416 | 0.010743 | 265.7557 | 2.3813 | 225.3416 | 0.034613 | 225.3416 | 0 | 225.3416 | 0 | 317.7114 | 1.1819 | 225.3415 | 0 | 225.3415 | 0
| 225.4138 | 0.011541 | 265.8304 | 2.4023 | 225.4138 | 0.034613 | 225.4138 | 0 | 225.4138 | 0 | 317.7884 | 1.1723 | 225.4138 | 0 | 225.4138 | 0
| 225.4862 | 0.011359 | 265.905 | 2.457 | 225.4862 | 0.034613 | 225.4861 | 0 | 225.4862 | 0 | 317.8654 | 1.1749 | 225.4861 | 0 | 225.4861 | 0
| 225.5585 | 0.01224 | 265.9796 | 2.4571 | 225.5585 | 0.034613 | 225.5585 | 0 | 225.5585 | 0 | 317.9424 | 1.1651 | 225.5585 | 0 | 225.5585 | 0
| 225.6308 | 0.012433 | 266.0542 | 2.5263 | 225.6308 | 0.034613 | 225.6308 | 0 | 225.6308 | 0 | 318.0194 | 1.1627 | 225.6308 | 0 | 225.6308 | 0
| 225.7031 | 0.013331 | 266.1288 | 2.5616 | 225.7031 | 0.034613 | 225.7031 | 0 | 225.7031 | 0 | 318.0964 | 1.1409 | 225.7031 | 0 | 225.7031 | 0
| 225.7754 | 0.013027 | 266.2034 | 2.62 | 225.7754 | 0.034613 | 225.7754 | 0 | 225.7754 | 0 | 318.1735 | 1.1362 | 225.7754 | 0 | 225.7754 | 0
| 225.8477 | 0.013807 | 266.2781 | 2.6366 | 225.8477 | 0.034613 | 225.8477 | 0 | 225.8477 | 0 | 318.2505 | 1.123 | 225.8477 | 0 | 225.8477 | 0
| 225.9201 | 0.013799 | 266.3527 | 2.6563 | 225.9201 | 0.034613 | 225.9201 | 0 | 225.9201 | 0 | 318.3275 | 1.1199 | 225.9201 | 0 | 225.9201 | 0
| 225.9924 | 0.014683 | 266.4273 | 2.765 | 225.9924 | 0.034613 | 225.9924 | 0 | 225.9924 | 0 | 318.4045 | 1.1108 | 225.9924 | 0 | 225.9924 | 0
| 226.0647 | 0.014737 | 266.502 | 2.8225 | 226.0648 | 0.034613 | 226.0647 | 0 | 226.0648 | 0 | 318.4816 | 1.0904 | 226.0647 | 0 | 226.0647 | 0
| 226.1371 | 0.015735 | 266.5766 | 2.8172 | 226.1371 | 0.034613 | 226.1371 | 0 | 226.1371 | 0 | 318.5586 | 1.084 | 226.1371 | 0 | 226.1371 | 0
| 226.2094 | 0.015707 | 266.6513 | 2.8226 | 226.2094 | 0.034613 | 226.2094 | 0 | 226.2094 | 0 | 318.6356 | 1.0766 | 226.2094 | 0 | 226.2094 | 0
| 226.2818 | 0.017042 | 266.726 | 2.8535 | 226.2818 | 0.034613 | 226.2818 | 0 | 226.2818 | 0 | 318.7127 | 1.0631 | 226.2818 | 0 | 226.2818 | 0
| 226.3542 | 0.01702 | 266.8006 | 2.8306 | 226.3542 | 0.034613 | 226.3542 | 0 | 226.3542 | 0 | 318.7897 | 1.0633 | 226.3542 | 0 | 226.3542 | 0
| 226.4265 | 0.017776 | 266.8752 | 2.7743 | 226.4265 | 0.034613 | 226.4265 | 0 | 226.4265 | 0 | 318.8668 | 1.0545 | 226.4265 | 0 | 226.4265 | 0
| 226.4989 | 0.017613 | 266.9499 | 2.8084 | 226.4989 | 0.034613 | 226.4989 | 0 | 226.4989 | 0 | 318.9438 | 1.049 | 226.4989 | 0 | 226.4989 | 0
| 226.5713 | 0.018957 | 267.0246 | 2.8284 | 226.5713 | 0.034613 | 226.5713 | 0 | 226.5713 | 0 | 319.0208 | 1.0293 | 226.5713 | 0 | 226.5713 | 0
| 226.6436 | 0.018776 | 267.0993 | 2.8994 | 226.6436 | 0.034613 | 226.6436 | 0 | 226.6436 | 0 | 319.0979 | 1.027 | 226.6436 | 0 | 226.6436 | 0
| 226.716 | 0.01975 | 267.174 | 2.9649 | 226.716 | 0.034613 | 226.716 | 0 | 226.716 | 0 | 319.175 | 1.0119 | 226.716 | 0 | 226.716 | 0
| 226.7884 | 0.019891 | 267.2486 | 2.9791 | 226.7884 | 0.034613 | 226.7884 | 0 | 226.7884 | 0 | 319.252 | 1.0172 | 226.7884 | 0 | 226.7884 | 0
| 226.8608 | 0.021112 | 267.3233 | 2.9686 | 226.8608 | 0.034613 | 226.8608 | 0 | 226.8608 | 0 | 319.3291 | 1.0066 | 226.8608 | 0 | 226.8608 | 0
| 226.9332 | 0.021002 | 267.398 | 3.0161 | 226.9332 | 0.034613 | 226.9332 | 0 | 226.9332 | 0 | 319.4062 | 0.98285 | 226.9332 | 0 | 226.9332 | 0
| 227.0056 | 0.022041 | 267.4727 | 2.9831 | 227.0056 | 0.034613 | 227.0056 | 0 | 227.0056 | 0 | 319.4832 | 0.97486 | 227.0056 | 0 | 227.0056 | 0
| 227.078 | 0.021712 | 267.5474 | 2.9846 | 227.078 | 0.034613 | 227.078 | 0 | 227.078 | 0 | 319.5603 | 0.98325 | 227.078 | 0 | 227.078 | 0
| 227.1504 | 0.023008 | 267.6221 | 2.9633 | 227.1504 | 0.034613 | 227.1504 | 0 | 227.1504 | 0 | 319.6374 | 0.96241 | 227.1504 | 0 | 227.1504 | 0
| 227.2228 | 0.023305 | 267.6968 | 2.9774 | 227.2228 | 0.034613 | 227.2228 | 0 | 227.2228 | 0 | 319.7144 | 0.96245 | 227.2228 | 0 | 227.2228 | 0
| 227.2952 | 0.024292 | 267.7715 | 2.9364 | 227.2952 | 0.034613 | 227.2952 | 0 | 227.2952 | 0 | 319.7915 | 0.95649 | 227.2952 | 0 | 227.2952 | 0
| 227.3676 | 0.024767 | 267.8462 | 2.9698 | 227.3676 | 0.034613 | 227.3676 | 0 | 227.3676 | 0 | 319.8686 | 0.94895 | 227.3676 | 0 | 227.3676 | 0
| 227.4401 | 0.025759 | 267.9209 | 2.9487 | 227.4401 | 0.034613 | 227.4401 | 0 | 227.4401 | 0 | 319.9457 | 0.94136 | 227.4401 | 0 | 227.4401 | 0
| 227.5125 | 0.026096 | 267.9957 | 2.9602 | 227.5125 | 0.034613 | 227.5125 | 0 | 227.5125 | 0 | 320.0228 | 0.92786 | 227.5125 | 0 | 227.5125 | 0
| 227.5849 | 0.02654 | 268.0704 | 2.9288 | 227.5849 | 0.034613 | 227.5849 | 0 | 227.5849 | 0 | 320.0999 | 0.91391 | 227.5849 | 0 | 227.5849 | 0
| 227.6574 | 0.027047 | 268.1451 | 2.9163 | 227.6574 | 0.034613 | 227.6574 | 0 | 227.6574 | 0 | 320.177 | 0.91609 | 227.6574 | 0 | 227.6574 | 0
| 227.7298 | 0.028094 | 268.2198 | 2.9128 | 227.7298 | 0.034613 | 227.7298 | 0 | 227.7298 | 0 | 320.2541 | 0.90238 | 227.7298 | 0 | 227.7298 | 0
| 227.8023 | 0.028328 | 268.2946 | 2.8891 | 227.8023 | 0.034613 | 227.8023 | 0 | 227.8023 | 0 | 320.3312 | 0.90264 | 227.8023 | 0 | 227.8023 | 0
| 227.8747 | 0.029162 | 268.3693 | 2.8923 | 227.8747 | 0.034613 | 227.8747 | 0 | 227.8747 | 0 | 320.4083 | 0.88829 | 227.8747 | 0 | 227.8747 | 0
| 227.9472 | 0.029604 | 268.4441 | 2.8889 | 227.9472 | 0.034613 | 227.9472 | 0 | 227.9472 | 0 | 320.4854 | 0.88397 | 227.9472 | 0 | 227.9472 | 0
| 228.0196 | 0.030676 | 268.5188 | 2.8524 | 228.0196 | 0.034613 | 228.0196 | 0 | 228.0196 | 0 | 320.5625 | 0.87518 | 228.0196 | 0 | 228.0196 | 0
| 228.0921 | 0.030515 | 268.5936 | 2.8305 | 228.0921 | 0.034613 | 228.0921 | 0 | 228.0921 | 0 | 320.6396 | 0.87203 | 228.0921 | 0 | 228.0921 | 0
| 228.1646 | 0.031295 | 268.6683 | 2.8038 | 228.1646 | 0.034613 | 228.1646 | 0 | 228.1646 | 0 | 320.7168 | 0.8552 | 228.1646 | 0 | 228.1646 | 0
| 228.2371 | 0.031628 | 268.7431 | 2.8041 | 228.2371 | 0.034613 | 228.237 | 0 | 228.2371 | 0 | 320.7939 | 0.85565 | 228.237 | 0 | 228.237 | 0
| 228.3095 | 0.032746 | 268.8178 | 2.7482 | 228.3095 | 0.034613 | 228.3095 | 0 | 228.3095 | 0 | 320.871 | 0.84569 | 228.3095 | 0 | 228.3095 | 0
| 228.382 | 0.033132 | 268.8926 | 2.6937 | 228.382 | 0.034613 | 228.382 | 0 | 228.382 | 0 | 320.9482 | 0.84202 | 228.382 | 0 | 228.382 | 0
| 228.4545 | 0.034032 | 268.9674 | 2.7117 | 228.4545 | 0.034613 | 228.4545 | 0 | 228.4545 | 0 | 321.0253 | 0.82529 | 228.4545 | 0 | 228.4545 | 0
| 228.527 | 0.034866 | 269.0421 | 2.6698 | 228.527 | 0.034613 | 228.527 | 0 | 228.527 | 0 | 321.1024 | 0.82167 | 228.527 | 0 | 228.527 | 0
| 228.5995 | 0.036066 | 269.1169 | 2.6296 | 228.5995 | 0.034613 | 228.5995 | 0 | 228.5995 | 0 | 321.1796 | 0.82036 | 228.5995 | 0 | 228.5995 | 0
| 228.672 | 0.036167 | 269.1917 | 2.6297 | 228.672 | 0.034613 | 228.672 | 0 | 228.672 | 0 | 321.2567 | 0.80914 | 228.672 | 0 | 228.672 | 0
| 228.7445 | 0.037229 | 269.2665 | 2.5776 | 228.7445 | 0.034613 | 228.7445 | 0 | 228.7445 | 0 | 321.3338 | 0.80757 | 228.7445 | 0 | 228.7445 | 0
| 228.817 | 0.037864 | 269.3413 | 2.5127 | 228.817 | 0.034613 | 228.817 | 0 | 228.817 | 0 | 321.411 | 0.80397 | 228.817 | 0 | 228.817 | 0
| 228.8895 | 0.039129 | 269.4161 | 2.4971 | 228.8895 | 0.034613 | 228.8895 | 0 | 228.8895 | 0 | 321.4881 | 0.77636 | 228.8895 | 0 | 228.8895 | 0
| 228.962 | 0.039617 | 269.4909 | 2.46 | 228.962 | 0.034613 | 228.962 | 0 | 228.962 | 0 | 321.5653 | 0.77252 | 228.962 | 0 | 228.962 | 0
| 229.0346 | 0.040734 | 269.5657 | 2.4396 | 229.0346 | 0.034613 | 229.0346 | 0 | 229.0346 | 0 | 321.6425 | 0.77381 | 229.0346 | 0 | 229.0346 | 0
| 229.1071 | 0.041297 | 269.6405 | 2.393 | 229.1071 | 0.034613 | 229.1071 | 0 | 229.1071 | 0 | 321.7196 | 0.7677 | 229.1071 | 0 | 229.1071 | 0
| 229.1796 | 0.042415 | 269.7153 | 2.3216 | 229.1796 | 0.034613 | 229.1796 | 0 | 229.1796 | 0 | 321.7968 | 0.76577 | 229.1796 | 0 | 229.1796 | 0
| 229.2522 | 0.043159 | 269.7901 | 2.3078 | 229.2522 | 0.034613 | 229.2522 | 0 | 229.2522 | 0 | 321.8739 | 0.75842 | 229.2522 | 0 | 229.2522 | 0
| 229.3247 | 0.044237 | 269.8649 | 2.2506 | 229.3247 | 0.034613 | 229.3247 | 0 | 229.3247 | 0 | 321.9511 | 0.74242 | 229.3247 | 0 | 229.3247 | 0
| 229.3973 | 0.044641 | 269.9397 | 2.2335 | 229.3973 | 0.034613 | 229.3972 | 0 | 229.3973 | 0 | 322.0283 | 0.74206 | 229.3972 | 0 | 229.3972 | 0
| 229.4698 | 0.045573 | 270.0146 | 2.1706 | 229.4698 | 0.034613 | 229.4698 | 0 | 229.4698 | 0 | 322.1054 | 0.73859 | 229.4698 | 0 | 229.4698 | 0
| 229.5424 | 0.046234 | 270.0894 | 2.113 | 229.5423 | 0.034613 | 229.5424 | 0 | 229.5423 | 0 | 322.1826 | 0.73506 | 229.5424 | 0 | 229.5424 | 0
| 229.6149 | 0.047613 | 270.1642 | 2.0738 | 229.6149 | 0.034613 | 229.6149 | 0 | 229.6149 | 0 | 322.2598 | 0.72768 | 229.6149 | 0 | 229.6149 | 0
| 229.6875 | 0.048278 | 270.239 | 2.0563 | 229.6875 | 0.034613 | 229.6875 | 0 | 229.6875 | 0 | 322.337 | 0.72188 | 229.6875 | 0 | 229.6875 | 0
| 229.76 | 0.049301 | 270.3139 | 1.9927 | 229.7601 | 0.034613 | 229.76 | 0 | 229.7601 | 0 | 322.4142 | 0.72023 | 229.76 | 0 | 229.76 | 0
| 229.8326 | 0.049572 | 270.3887 | 1.9541 | 229.8326 | 0.034613 | 229.8326 | 0 | 229.8326 | 0 | 322.4914 | 0.71431 | 229.8326 | 0 | 229.8326 | 0
| 229.9052 | 0.050484 | 270.4636 | 1.9279 | 229.9052 | 0.034613 | 229.9052 | 0 | 229.9052 | 0 | 322.5686 | 0.69931 | 229.9052 | 0 | 229.9052 | 0
| 229.9778 | 0.051257 | 270.5384 | 1.9038 | 229.9778 | 0.034613 | 229.9778 | 0 | 229.9778 | 0 | 322.6458 | 0.69672 | 229.9778 | 0 | 229.9778 | 0
| 230.0504 | 0.051891 | 270.6133 | 1.8501 | 230.0504 | 0.034613 | 230.0504 | 0 | 230.0504 | 0 | 322.723 | 0.69255 | 230.0504 | 0 | 230.0504 | 0
| 230.123 | 0.052801 | 270.6881 | 1.8171 | 230.123 | 0.034613 | 230.123 | 0 | 230.123 | 0 | 322.8002 | 0.68495 | 230.123 | 0 | 230.123 | 0
| 230.1956 | 0.05382 | 270.763 | 1.7113 | 230.1955 | 0.034613 | 230.1956 | 0 | 230.1955 | 0 | 322.8773 | 0.67209 | 230.1955 | 0 | 230.1955 | 0
| 230.2681 | 0.054323 | 270.8379 | 1.6252 | 230.2681 | 0.034613 | 230.2681 | 0 | 230.2681 | 0 | 322.9546 | 0.67562 | 230.2681 | 0 | 230.2681 | 0
| 230.3408 | 0.054958 | 270.9127 | 1.6204 | 230.3408 | 0.034613 | 230.3408 | 0 | 230.3408 | 0 | 323.0318 | 0.66938 | 230.3408 | 0 | 230.3408 | 0
| 230.4134 | 0.055179 | 270.9876 | 1.5749 | 230.4134 | 0.034613 | 230.4134 | 0 | 230.4134 | 0 | 323.109 | 0.67278 | 230.4134 | 0 | 230.4134 | 0
| 230.486 | 0.056234 | 271.0625 | 1.5848 | 230.486 | 0.034613 | 230.486 | 0 | 230.486 | 0 | 323.1862 | 0.65027 | 230.486 | 0 | 230.486 | 0
| 230.5586 | 0.056735 | 271.1374 | 1.6009 | 230.5586 | 0.034613 | 230.5586 | 0 | 230.5586 | 0 | 323.2634 | 0.6485 | 230.5586 | 0 | 230.5586 | 0
| 230.6312 | 0.057245 | 271.2122 | 1.5136 | 230.6312 | 0.034613 | 230.6312 | 0 | 230.6312 | 0 | 323.3407 | 0.64343 | 230.6312 | 0 | 230.6312 | 0
| 230.7038 | 0.057963 | 271.2871 | 1.4677 | 230.7038 | 0.034613 | 230.7038 | 0 | 230.7038 | 0 | 323.4179 | 0.64102 | 230.7038 | 0 | 230.7038 | 0
| 230.7765 | 0.058576 | 271.362 | 1.4292 | 230.7765 | 0.034613 | 230.7765 | 0 | 230.7765 | 0 | 323.4951 | 0.62457 | 230.7765 | 0 | 230.7765 | 0
| 230.8491 | 0.058703 | 271.4369 | 1.3887 | 230.8491 | 0.034613 | 230.8491 | 0 | 230.8491 | 0 | 323.5724 | 0.63441 | 230.8491 | 0 | 230.8491 | 0
| 230.9217 | 0.058841 | 271.5118 | 1.3617 | 230.9217 | 0.034613 | 230.9217 | 0 | 230.9217 | 0 | 323.6496 | 0.61602 | 230.9217 | 0 | 230.9217 | 0
| 230.9944 | 0.059551 | 271.5867 | 1.3051 | 230.9944 | 0.034613 | 230.9944 | 0 | 230.9944 | 0 | 323.7268 | 0.6127 | 230.9944 | 0 | 230.9944 | 0
| 231.067 | 0.060815 | 271.6616 | 1.2802 | 231.067 | 0.034613 | 231.067 | 0 | 231.067 | 0 | 323.804 | 0.60678 | 231.067 | 0 | 231.067 | 0
| 231.1397 | 0.061845 | 271.7365 | 1.2394 | 231.1397 | 0.034613 | 231.1397 | 0 | 231.1397 | 0 | 323.8813 | 0.60267 | 231.1397 | 0 | 231.1397 | 0
| 231.2123 | 0.062122 | 271.8115 | 1.2267 | 231.2123 | 0.034613 | 231.2123 | 0 | 231.2123 | 0 | 323.9586 | 0.60442 | 231.2123 | 0 | 231.2123 | 0
| 231.285 | 0.062418 | 271.8864 | 1.1785 | 231.285 | 0.034613 | 231.285 | 0 | 231.285 | 0 | 324.0358 | 0.60176 | 231.285 | 0 | 231.285 | 0
| 231.3577 | 0.063033 | 271.9613 | 1.1399 | 231.3577 | 0.034613 | 231.3577 | 0 | 231.3577 | 0 | 324.1131 | 0.58421 | 231.3577 | 0 | 231.3577 | 0
| 231.4303 | 0.063085 | 272.0362 | 1.1329 | 231.4303 | 0.034613 | 231.4303 | 0 | 231.4303 | 0 | 324.1903 | 0.59133 | 231.4303 | 0 | 231.4303 | 0
| 231.503 | 0.063296 | 272.1111 | 1.1112 | 231.503 | 0.034613 | 231.503 | 0 | 231.503 | 0 | 324.2676 | 0.57743 | 231.503 | 0 | 231.503 | 0
| 231.5757 | 0.065277 | 272.1861 | 1.0659 | 231.5757 | 0.034613 | 231.5757 | 0 | 231.5757 | 0 | 324.3448 | 0.57438 | 231.5757 | 0 | 231.5757 | 0
| 231.6484 | 0.06612 | 272.261 | 1.0788 | 231.6484 | 0.034613 | 231.6484 | 0 | 231.6484 | 0 | 324.4221 | 0.56305 | 231.6484 | 0 | 231.6484 | 0
| 231.7211 | 0.06652 | 272.336 | 1.0358 | 231.7211 | 0.034613 | 231.7211 | 0 | 231.7211 | 0 | 324.4994 | 0.55706 | 231.7211 | 0 | 231.7211 | 0
| 231.7938 | 0.066903 | 272.4109 | 1.0171 | 231.7938 | 0.034613 | 231.7938 | 0 | 231.7938 | 0 | 324.5766 | 0.54806 | 231.7938 | 0 | 231.7938 | 0
| 231.8665 | 0.066941 | 272.4859 | 0.96645 | 231.8664 | 0.034613 | 231.8665 | 0 | 231.8664 | 0 | 324.6539 | 0.54708 | 231.8665 | 0 | 231.8665 | 0
| 231.9392 | 0.067422 | 272.5608 | 0.96532 | 231.9392 | 0.034613 | 231.9392 | 0 | 231.9392 | 0 | 324.7312 | 0.54101 | 231.9392 | 0 | 231.9392 | 0
| 232.0119 | 0.067474 | 272.6358 | 0.92648 | 232.0119 | 0.034613 | 232.0119 | 0 | 232.0119 | 0 | 324.8085 | 0.54495 | 232.0119 | 0 | 232.0119 | 0
| 232.0846 | 0.067497 | 272.7107 | 0.93982 | 232.0846 | 0.034613 | 232.0846 | 0 | 232.0846 | 0 | 324.8857 | 0.53509 | 232.0846 | 0 | 232.0846 | 0
| 232.1573 | 0.067256 | 272.7857 | 0.90785 | 232.1573 | 0.034613 | 232.1573 | 0 | 232.1573 | 0 | 324.963 | 0.53176 | 232.1573 | 0 | 232.1573 | 0
| 232.23 | 0.067294 | 272.8607 | 0.88941 | 232.23 | 0.034613 | 232.23 | 0 | 232.23 | 0 | 325.0403 | 0.53178 | 232.23 | 0 | 232.23 | 0
| 232.3027 | 0.067427 | 272.9356 | 0.86836 | 232.3027 | 0.034613 | 232.3027 | 0 | 232.3027 | 0 | 325.1176 | 0.52286 | 232.3027 | 0 | 232.3027 | 0
| 232.3755 | 0.065876 | 273.0106 | 0.84219 | 232.3755 | 0.034613 | 232.3755 | 0 | 232.3755 | 0 | 325.1949 | 0.50111 | 232.3755 | 0 | 232.3755 | 0
| 232.4482 | 0.065608 | 273.0856 | 0.83843 | 232.4482 | 0.034613 | 232.4482 | 0 | 232.4482 | 0 | 325.2722 | 0.51956 | 232.4482 | 0 | 232.4482 | 0
| 232.5209 | 0.065567 | 273.1606 | 0.83564 | 232.5209 | 0.034613 | 232.5209 | 0 | 232.5209 | 0 | 325.3495 | 0.50849 | 232.5209 | 0 | 232.5209 | 0
| 232.5937 | 0.065273 | 273.2356 | 0.83004 | 232.5937 | 0.034613 | 232.5937 | 0 | 232.5937 | 0 | 325.4268 | 0.49117 | 232.5937 | 0 | 232.5937 | 0
| 232.6664 | 0.065023 | 273.3105 | 0.82298 | 232.6664 | 0.034613 | 232.6664 | 0 | 232.6664 | 0 | 325.5041 | 0.5007 | 232.6664 | 0 | 232.6664 | 0
| 232.7391 | 0.064861 | 273.3855 | 0.77817 | 232.7392 | 0.034613 | 232.7392 | 0 | 232.7392 | 0 | 325.5815 | 0.50206 | 232.7392 | 0 | 232.7392 | 0
| 232.8119 | 0.064547 | 273.4605 | 0.76311 | 232.8119 | 0.034613 | 232.8119 | 0 | 232.8119 | 0 | 325.6588 | 0.48825 | 232.8119 | 0 | 232.8119 | 0
| 232.8847 | 0.064106 | 273.5356 | 0.75116 | 232.8847 | 0.034613 | 232.8847 | 0 | 232.8847 | 0 | 325.7361 | 0.4788 | 232.8847 | 0 | 232.8847 | 0
| 232.9574 | 0.063868 | 273.6105 | 0.73468 | 232.9574 | 0.034613 | 232.9574 | 0 | 232.9574 | 0 | 325.8134 | 0.46756 | 232.9574 | 0 | 232.9574 | 0
| 233.0302 | 0.063582 | 273.6855 | 0.71724 | 233.0302 | 0.034613 | 233.0302 | 0 | 233.0302 | 0 | 325.8907 | 0.47075 | 233.0302 | 0 | 233.0302 | 0
| 233.103 | 0.06315 | 273.7606 | 0.70255 | 233.103 | 0.034613 | 233.103 | 0 | 233.103 | 0 | 325.968 | 0.46464 | 233.103 | 0 | 233.103 | 0
| 233.1757 | 0.062557 | 273.8356 | 0.70439 | 233.1757 | 0.034613 | 233.1758 | 0 | 233.1757 | 0 | 326.0453 | 0.4733 | 233.1757 | 0 | 233.1757 | 0
| 233.2485 | 0.062237 | 273.9106 | 0.69199 | 233.2485 | 0.034613 | 233.2485 | 0 | 233.2485 | 0 | 326.1227 | 0.46519 | 233.2485 | 0 | 233.2485 | 0
| 233.3213 | 0.061567 | 273.9856 | 0.68293 | 233.3213 | 0.034613 | 233.3213 | 0 | 233.3213 | 0 | 326.2 | 0.4665 | 233.3213 | 0 | 233.3213 | 0
| 233.3941 | 0.060394 | 274.0607 | 0.68707 | 233.3941 | 0.034613 | 233.3941 | 0 | 233.3941 | 0 | 326.2774 | 0.4593 | 233.3941 | 0 | 233.3941 | 0
| 233.4669 | 0.05909 | 274.1357 | 0.66005 | 233.4669 | 0.034613 | 233.4669 | 0 | 233.4669 | 0 | 326.3547 | 0.45417 | 233.4669 | 0 | 233.4669 | 0
| 233.5397 | 0.058027 | 274.2107 | 0.67772 | 233.5397 | 0.034613 | 233.5397 | 0 | 233.5397 | 0 | 326.432 | 0.43974 | 233.5397 | 0 | 233.5397 | 0
| 233.6125 | 0.057576 | 274.2858 | 0.63532 | 233.6125 | 0.034613 | 233.6125 | 0 | 233.6125 | 0 | 326.5094 | 0.44592 | 233.6125 | 0 | 233.6125 | 0
| 233.6853 | 0.057297 | 274.3608 | 0.61954 | 233.6853 | 0.034613 | 233.6853 | 0 | 233.6853 | 0 | 326.5867 | 0.43827 | 233.6853 | 0 | 233.6853 | 0
| 233.7581 | 0.057176 | 274.4359 | 0.6273 | 233.7581 | 0.034613 | 233.7581 | 0 | 233.7581 | 0 | 326.6641 | 0.42162 | 233.7581 | 0 | 233.7581 | 0
| 233.8309 | 0.056831 | 274.5109 | 0.61026 | 233.8309 | 0.034613 | 233.8309 | 0 | 233.8309 | 0 | 326.7415 | 0.42195 | 233.8309 | 0 | 233.8309 | 0
| 233.9038 | 0.055733 | 274.586 | 0.61828 | 233.9038 | 0.034613 | 233.9037 | 0 | 233.9038 | 0 | 326.8188 | 0.43122 | 233.9037 | 0 | 233.9037 | 0
| 233.9766 | 0.054463 | 274.661 | 0.60776 | 233.9766 | 0.034613 | 233.9766 | 0 | 233.9766 | 0 | 326.8962 | 0.41936 | 233.9766 | 0 | 233.9766 | 0
| 234.0494 | 0.053089 | 274.7361 | 0.59387 | 234.0494 | 0.034613 | 234.0494 | 0 | 234.0494 | 0 | 326.9735 | 0.40929 | 234.0494 | 0 | 234.0494 | 0
| 234.1222 | 0.052294 | 274.8112 | 0.60423 | 234.1222 | 0.034613 | 234.1222 | 0 | 234.1222 | 0 | 327.0509 | 0.40378 | 234.1222 | 0 | 234.1222 | 0
| 234.1951 | 0.051601 | 274.8862 | 0.55969 | 234.1951 | 0.034613 | 234.1951 | 0 | 234.1951 | 0 | 327.1283 | 0.4157 | 234.1951 | 0 | 234.1951 | 0
| 234.2679 | 0.050615 | 274.9613 | 0.55515 | 234.2679 | 0.034613 | 234.2679 | 0 | 234.2679 | 0 | 327.2057 | 0.40332 | 234.2679 | 0 | 234.2679 | 0
| 234.3408 | 0.049847 | 275.0364 | 0.56605 | 234.3408 | 0.034613 | 234.3408 | 0 | 234.3408 | 0 | 327.283 | 0.40924 | 234.3408 | 0 | 234.3408 | 0
| 234.4136 | 0.049373 | 275.1115 | 0.5748 | 234.4136 | 0.034613 | 234.4136 | 0 | 234.4136 | 0 | 327.3604 | 0.40233 | 234.4136 | 0 | 234.4136 | 0
| 234.4865 | 0.048534 | 275.1865 | 0.5492 | 234.4865 | 0.034613 | 234.4865 | 0 | 234.4865 | 0 | 327.4378 | 0.39871 | 234.4865 | 0 | 234.4865 | 0
| 234.5593 | 0.047693 | 275.2616 | 0.54484 | 234.5593 | 0.034613 | 234.5593 | 0 | 234.5593 | 0 | 327.5152 | 0.38833 | 234.5593 | 0 | 234.5593 | 0
| 234.6322 | 0.046667 | 275.3367 | 0.54328 | 234.6322 | 0.034613 | 234.6322 | 0 | 234.6322 | 0 | 327.5926 | 0.39073 | 234.6322 | 0 | 234.6322 | 0
| 234.705 | 0.046132 | 275.4118 | 0.53407 | 234.705 | 0.034613 | 234.705 | 0 | 234.705 | 0 | 327.67 | 0.38076 | 234.705 | 0 | 234.705 | 0
| 234.7779 | 0.045318 | 275.4869 | 0.54886 | 234.7779 | 0.034613 | 234.7779 | 0 | 234.7779 | 0 | 327.7473 | 0.39514 | 234.7779 | 0 | 234.7779 | 0
| 234.8508 | 0.044165 | 275.562 | 0.55251 | 234.8508 | 0.034613 | 234.8508 | 0 | 234.8508 | 0 | 327.8247 | 0.37269 | 234.8508 | 0 | 234.8508 | 0
| 234.9237 | 0.0433 | 275.6371 | 0.53432 | 234.9237 | 0.034613 | 234.9237 | 0 | 234.9237 | 0 | 327.9021 | 0.37659 | 234.9237 | 0 | 234.9237 | 0
| 234.9966 | 0.042529 | 275.7122 | 0.5377 | 234.9966 | 0.034613 | 234.9966 | 0 | 234.9966 | 0 | 327.9795 | 0.35901 | 234.9966 | 0 | 234.9966 | 0
| 235.0695 | 0.041785 | 275.7874 | 0.51909 | 235.0694 | 0.034613 | 235.0695 | 0 | 235.0694 | 0 | 328.0569 | 0.38289 | 235.0695 | 0 | 235.0695 | 0
| 235.1423 | 0.040797 | 275.8625 | 0.51316 | 235.1423 | 0.034613 | 235.1423 | 0 | 235.1423 | 0 | 328.1343 | 0.35671 | 235.1423 | 0 | 235.1423 | 0
| 235.2152 | 0.040109 | 275.9376 | 0.51317 | 235.2152 | 0.034613 | 235.2152 | 0 | 235.2152 | 0 | 328.2118 | 0.36904 | 235.2152 | 0 | 235.2152 | 0
| 235.2882 | 0.039487 | 276.0127 | 0.51936 | 235.2882 | 0.034613 | 235.2881 | 0 | 235.2882 | 0 | 328.2892 | 0.3486 | 235.2881 | 0 | 235.2881 | 0
| 235.3611 | 0.038568 | 276.0878 | 0.48663 | 235.3611 | 0.034613 | 235.3611 | 0 | 235.3611 | 0 | 328.3666 | 0.33665 | 235.3611 | 0 | 235.3611 | 0
| 235.434 | 0.037829 | 276.163 | 0.50144 | 235.434 | 0.034613 | 235.434 | 0 | 235.434 | 0 | 328.444 | 0.33043 | 235.434 | 0 | 235.434 | 0
| 235.5069 | 0.037146 | 276.2381 | 0.51984 | 235.5069 | 0.034613 | 235.5069 | 0 | 235.5069 | 0 | 328.5214 | 0.34635 | 235.5069 | 0 | 235.5069 | 0
| 235.5798 | 0.036446 | 276.3133 | 0.51197 | 235.5798 | 0.034613 | 235.5798 | 0 | 235.5798 | 0 | 328.5989 | 0.34215 | 235.5798 | 0 | 235.5798 | 0
| 235.6527 | 0.035512 | 276.3884 | 0.50055 | 235.6527 | 0.034613 | 235.6527 | 0 | 235.6527 | 0 | 328.6763 | 0.34515 | 235.6527 | 0 | 235.6527 | 0
| 235.7257 | 0.034857 | 276.4635 | 0.4697 | 235.7257 | 0.034613 | 235.7256 | 0 | 235.7257 | 0 | 328.7537 | 0.33431 | 235.7257 | 0 | 235.7257 | 0
| 235.7986 | 0.034066 | 276.5387 | 0.48758 | 235.7986 | 0.034613 | 235.7986 | 0 | 235.7986 | 0 | 328.8311 | 0.33717 | 235.7986 | 0 | 235.7986 | 0
| 235.8715 | 0.033464 | 276.6139 | 0.498 | 235.8715 | 0.034613 | 235.8715 | 0 | 235.8715 | 0 | 328.9086 | 0.31998 | 235.8715 | 0 | 235.8715 | 0
| 235.9445 | 0.032723 | 276.689 | 0.46171 | 235.9445 | 0.034613 | 235.9445 | 0 | 235.9445 | 0 | 328.9861 | 0.33033 | 235.9445 | 0 | 235.9445 | 0
| 236.0174 | 0.032162 | 276.7642 | 0.47341 | 236.0174 | 0.034613 | 236.0174 | 0 | 236.0174 | 0 | 329.0635 | 0.32151 | 236.0174 | 0 | 236.0174 | 0
| 236.0904 | 0.03146 | 276.8393 | 0.4637 | 236.0904 | 0.034613 | 236.0904 | 0 | 236.0904 | 0 | 329.1409 | 0.32031 | 236.0904 | 0 | 236.0904 | 0
| 236.1633 | 0.030833 | 276.9145 | 0.49454 | 236.1633 | 0.034613 | 236.1633 | 0 | 236.1633 | 0 | 329.2184 | 0.30833 | 236.1633 | 0 | 236.1633 | 0
| 236.2363 | 0.030251 | 276.9897 | 0.46344 | 236.2363 | 0.034613 | 236.2363 | 0 | 236.2363 | 0 | 329.2958 | 0.31213 | 236.2363 | 0 | 236.2363 | 0
| 236.3092 | 0.029692 | 277.0648 | 0.48788 | 236.3092 | 0.034613 | 236.3092 | 0 | 236.3092 | 0 | 329.3733 | 0.31016 | 236.3092 | 0 | 236.3092 | 0
| 236.3822 | 0.029069 | 277.14 | 0.46472 | 236.3822 | 0.034613 | 236.3822 | 0 | 236.3822 | 0 | 329.4507 | 0.31174 | 236.3822 | 0 | 236.3822 | 0
| 236.4552 | 0.028432 | 277.2152 | 0.46893 | 236.4552 | 0.034613 | 236.4552 | 0 | 236.4552 | 0 | 329.5282 | 0.30434 | 236.4552 | 0 | 236.4552 | 0
| 236.5282 | 0.027778 | 277.2904 | 0.45327 | 236.5282 | 0.034613 | 236.5282 | 0 | 236.5282 | 0 | 329.6057 | 0.30258 | 236.5282 | 0 | 236.5282 | 0
| 236.6011 | 0.027308 | 277.3656 | 0.46151 | 236.6011 | 0.034613 | 236.6011 | 0 | 236.6011 | 0 | 329.6831 | 0.29662 | 236.6011 | 0 | 236.6011 | 0
| 236.6741 | 0.026798 | 277.4408 | 0.46882 | 236.6741 | 0.034613 | 236.6741 | 0 | 236.6741 | 0 | 329.7606 | 0.28131 | 236.6741 | 0 | 236.6741 | 0
| 236.7471 | 0.026184 | 277.516 | 0.44763 | 236.7471 | 0.034613 | 236.7471 | 0 | 236.7471 | 0 | 329.8381 | 0.29878 | 236.7471 | 0 | 236.7471 | 0
| 236.8201 | 0.025548 | 277.5912 | 0.46211 | 236.8201 | 0.034613 | 236.8201 | 0 | 236.8201 | 0 | 329.9156 | 0.27948 | 236.8201 | 0 | 236.8201 | 0
| 236.8931 | 0.025185 | 277.6664 | 0.45423 | 236.8931 | 0.034613 | 236.8931 | 0 | 236.8931 | 0 | 329.993 | 0.28625 | 236.8931 | 0 | 236.8931 | 0
| 236.9661 | 0.024875 | 277.7416 | 0.44631 | 236.9661 | 0.034613 | 236.9661 | 0 | 236.9661 | 0 | 330.0705 | 0.27242 | 236.9661 | 0 | 236.9661 | 0
| 237.0391 | 0.024472 | 277.8168 | 0.48415 | 237.0391 | 0.034613 | 237.0391 | 0 | 237.0391 | 0 | 330.148 | 0.28732 | 237.0391 | 0 | 237.0391 | 0
| 237.1121 | 0.023924 | 277.8921 | 0.43776 | 237.1121 | 0.034613 | 237.1121 | 0 | 237.1121 | 0 | 330.2255 | 0.27181 | 237.1121 | 0 | 237.1121 | 0
| 237.1851 | 0.023471 | 277.9673 | 0.46054 | 237.1851 | 0.034613 | 237.1851 | 0 | 237.1851 | 0 | 330.303 | 0.2718 | 237.1851 | 0 | 237.1851 | 0
| 237.2582 | 0.023056 | 278.0425 | 0.44565 | 237.2582 | 0.034613 | 237.2582 | 0 | 237.2582 | 0 | 330.3805 | 0.2724 | 237.2582 | 0 | 237.2582 | 0
| 237.3312 | 0.022484 | 278.1177 | 0.44681 | 237.3312 | 0.034613 | 237.3312 | 0 | 237.3312 | 0 | 330.458 | 0.2666 | 237.3312 | 0 | 237.3312 | 0
| 237.4042 | 0.021922 | 278.193 | 0.44193 | 237.4042 | 0.034613 | 237.4042 | 0 | 237.4042 | 0 | 330.5355 | 0.26593 | 237.4042 | 0 | 237.4042 | 0
| 237.4772 | 0.021663 | 278.2682 | 0.43087 | 237.4772 | 0.034613 | 237.4772 | 0 | 237.4772 | 0 | 330.613 | 0.26024 | 237.4772 | 0 | 237.4772 | 0
| 237.5503 | 0.021258 | 278.3434 | 0.42935 | 237.5503 | 0.034613 | 237.5503 | 0 | 237.5503 | 0 | 330.6905 | 0.26291 | 237.5503 | 0 | 237.5503 | 0
| 237.6233 | 0.020798 | 278.4187 | 0.42102 | 237.6233 | 0.034613 | 237.6233 | 0 | 237.6233 | 0 | 330.768 | 0.26307 | 237.6233 | 0 | 237.6233 | 0
| 237.6964 | 0.020296 | 278.4939 | 0.41304 | 237.6964 | 0.034613 | 237.6964 | 0 | 237.6964 | 0 | 330.8455 | 0.25123 | 237.6964 | 0 | 237.6964 | 0
| 237.7694 | 0.019975 | 278.5692 | 0.41941 | 237.7694 | 0.034613 | 237.7694 | 0 | 237.7694 | 0 | 330.923 | 0.27091 | 237.7694 | 0 | 237.7694 | 0
| 237.8425 | 0.019625 | 278.6444 | 0.4189 | 237.8425 | 0.034613 | 237.8425 | 0 | 237.8425 | 0 | 331.0005 | 0.24284 | 237.8425 | 0 | 237.8425 | 0
| 237.9155 | 0.019073 | 278.7197 | 0.41453 | 237.9155 | 0.034613 | 237.9155 | 0 | 237.9155 | 0 | 331.0781 | 0.24865 | 237.9155 | 0 | 237.9155 | 0
| 237.9886 | 0.01868 | 278.795 | 0.40888 | 237.9886 | 0.034613 | 237.9886 | 0 | 237.9886 | 0 | 331.1556 | 0.24617 | 237.9886 | 0 | 237.9886 | 0
| 238.0617 | 0.018545 | 278.8702 | 0.41844 | 238.0617 | 0.034613 | 238.0617 | 0 | 238.0617 | 0 | 331.2331 | 0.24826 | 238.0617 | 0 | 238.0617 | 0
| 238.1347 | 0.018226 | 278.9455 | 0.40586 | 238.1347 | 0.034613 | 238.1347 | 0 | 238.1347 | 0 | 331.3106 | 0.20654 | 238.1347 | 0 | 238.1347 | 0
| 238.2078 | 0.017868 | 279.0208 | 0.40943 | 238.2078 | 0.034613 | 238.2078 | 0 | 238.2078 | 0 | 331.3882 | 0.24391 | 238.2078 | 0 | 238.2078 | 0
| 238.2809 | 0.017428 | 279.0961 | 0.37786 | 238.2809 | 0.034613 | 238.2809 | 0 | 238.2809 | 0 | 331.4657 | 0.23151 | 238.2809 | 0 | 238.2809 | 0
| 238.354 | 0.017091 | 279.1713 | 0.39953 | 238.354 | 0.034613 | 238.354 | 0 | 238.354 | 0 | 331.5432 | 0.23969 | 238.354 | 0 | 238.354 | 0
| 238.4271 | 0.016666 | 279.2466 | 0.41208 | 238.4271 | 0.034613 | 238.4271 | 0 | 238.4271 | 0 | 331.6208 | 0.22859 | 238.4271 | 0 | 238.4271 | 0
| 238.5001 | 0.016163 | 279.3219 | 0.39577 | 238.5001 | 0.034613 | 238.5002 | 0 | 238.5001 | 0 | 331.6983 | 0.23639 | 238.5002 | 0 | 238.5002 | 0
| 238.5732 | 0.015769 | 279.3972 | 0.38924 | 238.5733 | 0.034613 | 238.5732 | 0 | 238.5733 | 0 | 331.7758 | 0.22184 | 238.5732 | 0 | 238.5732 | 0
| 238.6464 | 0.015692 | 279.4725 | 0.38186 | 238.6464 | 0.034613 | 238.6463 | 0 | 238.6464 | 0 | 331.8534 | 0.22864 | 238.6464 | 0 | 238.6464 | 0
| 238.7194 | 0.015655 | 279.5478 | 0.37745 | 238.7195 | 0.034613 | 238.7195 | 0 | 238.7195 | 0 | 331.931 | 0.2206 | 238.7195 | 0 | 238.7195 | 0
| 238.7926 | 0.015447 | 279.6231 | 0.37977 | 238.7926 | 0.034613 | 238.7926 | 0 | 238.7926 | 0 | 332.0085 | 0.23779 | 238.7926 | 0 | 238.7926 | 0
| 238.8657 | 0.015085 | 279.6984 | 0.36507 | 238.8657 | 0.034613 | 238.8657 | 0 | 238.8657 | 0 | 332.0861 | 0.2132 | 238.8657 | 0 | 238.8657 | 0
| 238.9388 | 0.014662 | 279.7737 | 0.36861 | 238.9388 | 0.034613 | 238.9388 | 0 | 238.9388 | 0 | 332.1636 | 0.22752 | 238.9388 | 0 | 238.9388 | 0
| 239.0119 | 0.014053 | 279.849 | 0.36949 | 239.0119 | 0.034613 | 239.0119 | 0 | 239.0119 | 0 | 332.2412 | 0.21801 | 239.0119 | 0 | 239.0119 | 0
| 239.085 | 0.013578 | 279.9243 | 0.37692 | 239.085 | 0.034613 | 239.0851 | 0 | 239.085 | 0 | 332.3188 | 0.21743 | 239.085 | 0 | 239.085 | 0
| 239.1582 | 0.013289 | 279.9997 | 0.34718 | 239.1582 | 0.033957 | 239.1582 | 0 | 239.1582 | 0 | 332.3963 | 0.21215 | 239.1582 | 0 | 239.1582 | 0
| 239.2313 | 0.013246 | 280.075 | 0.36804 | 239.2313 | 0.038177 | 239.2313 | 0 | 239.2313 | 0 | 332.4739 | 0.21755 | 239.2313 | 0 | 239.2313 | 0
| 239.3045 | 0.013072 | 280.1503 | 0.36008 | 239.3045 | 0.034584 | 239.3045 | 0 | 239.3045 | 0 | 332.5515 | 0.21168 | 239.3045 | 0 | 239.3045 | 0
| 239.3776 | 0.012893 | 280.2256 | 0.34519 | 239.3776 | 0.032988 | 239.3776 | 0 | 239.3776 | 0 | 332.6291 | 0.20669 | 239.3776 | 0 | 239.3776 | 0
| 239.4507 | 0.012634 | 280.301 | 0.33845 | 239.4507 | 0.027371 | 239.4507 | 0 | 239.4507 | 0 | 332.7066 | 0.20514 | 239.4508 | 0 | 239.4508 | 0
| 239.5239 | 0.012358 | 280.3763 | 0.3306 | 239.5239 | 0.030906 | 239.5239 | 0 | 239.5239 | 0 | 332.7842 | 0.20475 | 239.5239 | 0 | 239.5239 | 0
| 239.5971 | 0.012064 | 280.4517 | 0.31975 | 239.5971 | 0.02663 | 239.5971 | 0 | 239.5971 | 0 | 332.8618 | 0.19664 | 239.5971 | 0 | 239.5971 | 0
| 239.6702 | 0.011796 | 280.527 | 0.32985 | 239.6702 | 0.030051 | 239.6702 | 0 | 239.6702 | 0 | 332.9394 | 0.18768 | 239.6702 | 0 | 239.6702 | 0
| 239.7434 | 0.011483 | 280.6024 | 0.32527 | 239.7434 | 0.026145 | 239.7434 | 0 | 239.7434 | 0 | 333.017 | 0.19596 | 239.7434 | 0 | 239.7434 | 0
| 239.8166 | 0.011324 | 280.6777 | 0.30094 | 239.8166 | 0.026373 | 239.8166 | 0 | 239.8166 | 0 | 333.0946 | 0.19333 | 239.8166 | 0 | 239.8166 | 0
| 239.8897 | 0.011062 | 280.7531 | 0.32774 | 239.8897 | 0.0205 | 239.8897 | 0 | 239.8897 | 0 | 333.1722 | 0.19229 | 239.8897 | 0 | 239.8897 | 0
| 239.9629 | 0.010838 | 280.8285 | 0.33432 | 239.9629 | 0.024976 | 239.9629 | 0 | 239.9629 | 0 | 333.2498 | 0.19607 | 239.9629 | 0 | 239.9629 | 0
| 240.0361 | 0.010602 | 280.9038 | 0.29334 | 240.0361 | 0.024406 | 240.0361 | 0 | 240.0361 | 0 | 333.3274 | 0.18734 | 240.0361 | 0 | 240.0361 | 0
| 240.1093 | 0.010428 | 280.9792 | 0.28299 | 240.1093 | 0.029737 | 240.1093 | 0 | 240.1093 | 0 | 333.405 | 0.18578 | 240.1093 | 0 | 240.1093 | 0
| 240.1825 | 0.010174 | 281.0546 | 0.28712 | 240.1825 | 0.024235 | 240.1825 | 0 | 240.1825 | 0 | 333.4826 | 0.19007 | 240.1825 | 0 | 240.1825 | 0
| 240.2557 | 0.0099896 | 281.1299 | 0.29495 | 240.2557 | 0.028568 | 240.2557 | 0 | 240.2557 | 0 | 333.5602 | 0.18798 | 240.2557 | 0 | 240.2557 | 0
| 240.3289 | 0.0097668 | 281.2053 | 0.28245 | 240.3289 | 0.024862 | 240.3289 | 0 | 240.3289 | 0 | 333.6378 | 0.18262 | 240.3289 | 0 | 240.3289 | 0
| 240.4021 | 0.0095616 | 281.2807 | 0.27741 | 240.4021 | 0.028397 | 240.4021 | 0 | 240.4021 | 0 | 333.7155 | 0.19078 | 240.4021 | 0 | 240.4021 | 0
| 240.4753 | 0.0093058 | 281.3561 | 0.32108 | 240.4753 | 0.027827 | 240.4753 | 0 | 240.4753 | 0 | 333.7931 | 0.18002 | 240.4753 | 0 | 240.4753 | 0
| 240.5485 | 0.0091269 | 281.4315 | 0.29557 | 240.5485 | 0.032303 | 240.5485 | 0 | 240.5485 | 0 | 333.8707 | 0.1783 | 240.5485 | 0 | 240.5485 | 0
| 240.6217 | 0.0089454 | 281.5069 | 0.24719 | 240.6217 | 0.031562 | 240.6217 | 0 | 240.6217 | 0 | 333.9483 | 0.178 | 240.6217 | 0 | 240.6217 | 0
| 240.6949 | 0.0087247 | 281.5823 | 0.26849 | 240.6949 | 0.035639 | 240.6949 | 0 | 240.6949 | 0 | 334.026 | 0.17747 | 240.6949 | 0 | 240.6949 | 0
| 240.7682 | 0.0084932 | 281.6577 | 0.25054 | 240.7682 | 0.033301 | 240.7682 | 0 | 240.7682 | 0 | 334.1036 | 0.17584 | 240.7682 | 0 | 240.7682 | 0
| 240.8414 | 0.0083507 | 281.7331 | 0.27315 | 240.8414 | 0.037236 | 240.8414 | 0 | 240.8414 | 0 | 334.1812 | 0.18082 | 240.8414 | 0 | 240.8414 | 0
| 240.9146 | 0.0081516 | 281.8085 | 0.2376 | 240.9146 | 0.031933 | 240.9146 | 0 | 240.9146 | 0 | 334.2589 | 0.1651 | 240.9146 | 0 | 240.9146 | 0
| 240.9879 | 0.0079633 | 281.8839 | 0.24365 | 240.9879 | 0.036209 | 240.9879 | 0 | 240.9879 | 0 | 334.3365 | 0.17229 | 240.9879 | 0 | 240.9879 | 0
| 241.0611 | 0.0077352 | 281.9593 | 0.22621 | 241.0611 | 0.026002 | 241.0611 | 0 | 241.0611 | 0 | 334.4142 | 0.17023 | 241.0611 | 0 | 241.0611 | 0
| 241.1344 | 0.0076042 | 282.0347 | 0.24713 | 241.1344 | 0.033814 | 241.1344 | 0 | 241.1344 | 0 | 334.4918 | 0.17607 | 241.1344 | 0 | 241.1344 | 0
| 241.2076 | 0.0074422 | 282.1102 | 0.20077 | 241.2076 | 0.032959 | 241.2076 | 0 | 241.2076 | 0 | 334.5695 | 0.16433 | 241.2076 | 0 | 241.2076 | 0
| 241.2809 | 0.0072755 | 282.1856 | 0.22046 | 241.2809 | 0.040942 | 241.2809 | 0 | 241.2809 | 0 | 334.6471 | 0.16658 | 241.2809 | 0 | 241.2809 | 0
| 241.3541 | 0.0070872 | 282.261 | 0.21361 | 241.3541 | 0.032702 | 241.3541 | 0 | 241.3541 | 0 | 334.7248 | 0.16725 | 241.3541 | 0 | 241.3541 | 0
| 241.4274 | 0.0069913 | 282.3365 | 0.25274 | 241.4274 | 0.03772 | 241.4274 | 0 | 241.4274 | 0 | 334.8024 | 0.16691 | 241.4274 | 0 | 241.4274 | 0
| 241.5007 | 0.0068388 | 282.4119 | 0.20186 | 241.5007 | 0.031847 | 241.5007 | 0 | 241.5007 | 0 | 334.8801 | 0.15372 | 241.5007 | 0 | 241.5007 | 0
| 241.5739 | 0.0066849 | 282.4873 | 0.21686 | 241.5739 | 0.037293 | 241.5739 | 0 | 241.5739 | 0 | 334.9577 | 0.16261 | 241.5739 | 0 | 241.5739 | 0
| 241.6472 | 0.006446 | 282.5628 | 0.18841 | 241.6472 | 0.033415 | 241.6472 | 0 | 241.6472 | 0 | 335.0354 | 0.16382 | 241.6472 | 0 | 241.6472 | 0
| 241.7205 | 0.0063258 | 282.6382 | 0.22422 | 241.7205 | 0.040229 | 241.7205 | 0 | 241.7205 | 0 | 335.1131 | 0.16181 | 241.7205 | 0 | 241.7205 | 0
| 241.7938 | 0.0061544 | 282.7137 | 0.19241 | 241.7938 | 0.031049 | 241.7938 | 0 | 241.7938 | 0 | 335.1907 | 0.15178 | 241.7938 | 0 | 241.7938 | 0
| 241.8671 | 0.0060187 | 282.7892 | 0.1806 | 241.8671 | 0.031505 | 241.8671 | 0 | 241.8671 | 0 | 335.2684 | 0.15354 | 241.8671 | 0 | 241.8671 | 0
| 241.9403 | 0.0058824 | 282.8646 | 0.19442 | 241.9404 | 0.019559 | 241.9404 | 0 | 241.9404 | 0 | 335.3461 | 0.15197 | 241.9404 | 0 | 241.9404 | 0
| 242.0137 | 0.0058398 | 282.9401 | 0.21194 | 242.0137 | 0.02891 | 242.0137 | 0 | 242.0137 | 0 | 335.4238 | 0.14749 | 242.0137 | 0 | 242.0137 | 0
| 242.087 | 0.0056934 | 283.0155 | 0.17882 | 242.087 | 0.020899 | 242.087 | 0 | 242.087 | 0 | 335.5015 | 0.14445 | 242.087 | 0 | 242.087 | 0
| 242.1603 | 0.0055226 | 283.091 | 0.17943 | 242.1603 | 0.027827 | 242.1603 | 0 | 242.1603 | 0 | 335.5792 | 0.15262 | 242.1603 | 0 | 242.1603 | 0
| 242.2336 | 0.0052722 | 283.1665 | 0.1783 | 242.2336 | 0.020671 | 242.2336 | 0 | 242.2336 | 0 | 335.6568 | 0.14447 | 242.2336 | 0 | 242.2336 | 0
| 242.3069 | 0.0051439 | 283.242 | 0.17895 | 242.3069 | 0.023921 | 242.3069 | 0 | 242.3069 | 0 | 335.7345 | 0.1445 | 242.3069 | 0 | 242.3069 | 0
| 242.3802 | 0.0049988 | 283.3174 | 0.17687 | 242.3802 | 0.014199 | 242.3802 | 0 | 242.3802 | 0 | 335.8122 | 0.12025 | 242.3802 | 0 | 242.3802 | 0
| 242.4535 | 0.0048753 | 283.3929 | 0.17986 | 242.4535 | 0.016736 | 242.4535 | 0 | 242.4535 | 0 | 335.8899 | 0.14665 | 242.4535 | 0 | 242.4535 | 0
| 242.5269 | 0.0047342 | 283.4684 | 0.16851 | 242.5269 | 0.0085819 | 242.5269 | 0 | 242.5269 | 0 | 335.9676 | 0.13199 | 242.5269 | 0 | 242.5269 | 0
| 242.6002 | 0.0046789 | 283.5439 | 0.16242 | 242.6002 | 0.012146 | 242.6002 | 0 | 242.6002 | 0 | 336.0453 | 0.14754 | 242.6002 | 0 | 242.6002 | 0
| 242.6735 | 0.0045614 | 283.6194 | 0.14537 | 242.6735 | 0.007641 | 242.6735 | 0 | 242.6735 | 0 | 336.123 | 0.13654 | 242.6735 | 0 | 242.6735 | 0
| 242.7469 | 0.0044609 | 283.6949 | 0.15278 | 242.7469 | 0.015453 | 242.7469 | 0 | 242.7469 | 0 | 336.2007 | 0.13864 | 242.7469 | 0 | 242.7469 | 0
| 242.8202 | 0.0043104 | 283.7704 | 0.14443 | 242.8202 | 0.0073844 | 242.8202 | 0 | 242.8202 | 0 | 336.2785 | 0.13485 | 242.8202 | 0 | 242.8202 | 0
| 242.8936 | 0.0042449 | 283.8459 | 0.15488 | 242.8936 | 0.014769 | 242.8936 | 0 | 242.8936 | 0 | 336.3562 | 0.13825 | 242.8936 | 0 | 242.8936 | 0
| 242.9669 | 0.004118 | 283.9214 | 0.14175 | 242.9669 | 0.00035296 | 242.9669 | 0 | 242.9669 | 0 | 336.4339 | 0.13875 | 242.9669 | 0 | 242.9669 | 0
| 243.0403 | 0.0040343 | 283.9969 | 0.14099 | 243.0403 | 0.0041626 | 243.0403 | 0 | 243.0403 | 0 | 336.5116 | 0.13514 | 243.0403 | 0 | 243.0403 | 0
| 243.1136 | 0.0038865 | 284.0724 | 0.14443 | 243.1136 | 0 | 243.1136 | 0 | 243.1136 | 0 | 336.5894 | 0.12703 | 243.1136 | 0 | 243.1136 | 0
| 243.187 | 0.003823 | 284.148 | 0.18232 | 243.187 | 0.0072134 | 243.187 | 0 | 243.187 | 0 | 336.6671 | 0.12666 | 243.187 | 0 | 243.187 | 0
| 243.2604 | 0.0037144 | 284.2235 | 0.12431 | 243.2604 | 0.003906 | 243.2604 | 0 | 243.2604 | 0 | 336.7448 | 0.12117 | 243.2604 | 0 | 243.2604 | 0
| 243.3338 | 0.0036442 | 284.299 | 0.14533 | 243.3338 | 0.0069282 | 243.3338 | 0 | 243.3338 | 0 | 336.8225 | 0.12945 | 243.3337 | 0 | 243.3337 | 0
| 243.4071 | 0.0035159 | 284.3746 | 0.13212 | 243.4071 | 0.0059303 | 243.4071 | 0 | 243.4071 | 0 | 336.9003 | 0.12423 | 243.4071 | 0 | 243.4071 | 0
| 243.4805 | 0.00347 | 284.4501 | 0.15075 | 243.4805 | 0.011547 | 243.4805 | 0 | 243.4805 | 0 | 336.978 | 0.12784 | 243.4805 | 0 | 243.4805 | 0
| 243.5539 | 0.0033695 | 284.5256 | 0.14159 | 243.5539 | 0.007527 | 243.5539 | 0 | 243.5539 | 0 | 337.0558 | 0.12167 | 243.5539 | 0 | 243.5539 | 0
| 243.6273 | 0.0032898 | 284.6012 | 0.1236 | 243.6273 | 0.015054 | 243.6273 | 0 | 243.6273 | 0 | 337.1335 | 0.12472 | 243.6273 | 0 | 243.6273 | 0
| 243.7007 | 0.0032027 | 284.6767 | 0.12371 | 243.7007 | 0.012146 | 243.7007 | 0 | 243.7007 | 0 | 337.2112 | 0.12838 | 243.7007 | 0 | 243.7007 | 0
| 243.7741 | 0.0031602 | 284.7523 | 0.14326 | 243.7741 | 0.021326 | 243.7741 | 0 | 243.7741 | 0 | 337.289 | 0.1221 | 243.7741 | 0 | 243.7741 | 0
| 243.8475 | 0.0030482 | 284.8279 | 0.13779 | 243.8475 | 0.016422 | 243.8475 | 0 | 243.8475 | 0 | 337.3667 | 0.11594 | 243.8475 | 0 | 243.8475 | 0
| 243.9209 | 0.0029948 | 284.9034 | 0.13494 | 243.9209 | 0.020842 | 243.9209 | 0 | 243.9209 | 0 | 337.4445 | 0.11772 | 243.9209 | 0 | 243.9209 | 0
| 243.9943 | 0.0028868 | 284.979 | 0.14024 | 243.9943 | 0.016223 | 243.9943 | 0 | 243.9943 | 0 | 337.5222 | 0.11606 | 243.9943 | 0 | 243.9943 | 0
| 244.0677 | 0.0028133 | 285.0545 | 0.16207 | 244.0677 | 0.020443 | 244.0677 | 0 | 244.0677 | 0 | 337.6 | 0.12283 | 244.0677 | 0 | 244.0677 | 0
| 244.1411 | 0.0027215 | 285.1301 | 0.11525 | 244.1412 | 0.012203 | 244.1411 | 0 | 244.1412 | 0 | 337.6778 | 0.11136 | 244.1411 | 0 | 244.1411 | 0
| 244.2146 | 0.0026931 | 285.2057 | 0.12874 | 244.2146 | 0.020272 | 244.2146 | 0 | 244.2146 | 0 | 337.7556 | 0.11564 | 244.2146 | 0 | 244.2146 | 0
| 244.288 | 0.002625 | 285.2812 | 0.11652 | 244.288 | 0.014769 | 244.288 | 0 | 244.288 | 0 | 337.8333 | 0.11057 | 244.288 | 0 | 244.288 | 0
| 244.3614 | 0.0025831 | 285.3568 | 0.11736 | 244.3614 | 0.021355 | 244.3614 | 0 | 244.3614 | 0 | 337.9111 | 0.11115 | 244.3614 | 0 | 244.3614 | 0
| 244.4349 | 0.0025109 | 285.4324 | 0.13084 | 244.4349 | 0.014341 | 244.4349 | 0 | 244.4349 | 0 | 337.9889 | 0.11358 | 244.4349 | 0 | 244.4349 | 0
| 244.5083 | 0.002467 | 285.508 | 0.12443 | 244.5083 | 0.015254 | 244.5083 | 0 | 244.5083 | 0 | 338.0666 | 0.11436 | 244.5083 | 0 | 244.5083 | 0
| 244.5818 | 0.002384 | 285.5836 | 0.11461 | 244.5818 | 0.01283 | 244.5818 | 0 | 244.5818 | 0 | 338.1444 | 0.10798 | 244.5818 | 0 | 244.5818 | 0
| 244.6552 | 0.0023394 | 285.6592 | 0.15275 | 244.6552 | 0.020129 | 244.6552 | 0 | 244.6552 | 0 | 338.2222 | 0.11178 | 244.6552 | 0 | 244.6552 | 0
| 244.7287 | 0.0022585 | 285.7348 | 0.12131 | 244.7287 | 0.021326 | 244.7287 | 0 | 244.7287 | 0 | 338.3 | 0.10402 | 244.7287 | 0 | 244.7287 | 0
| 244.8021 | 0.0022382 | 285.8104 | 0.112 | 244.8021 | 0.034898 | 244.8021 | 0 | 244.8021 | 0 | 338.3778 | 0.11055 | 244.8021 | 0 | 244.8021 | 0
| 244.8756 | 0.0021687 | 285.886 | 0.11429 | 244.8756 | 0.027371 | 244.8756 | 0 | 244.8756 | 0 | 338.4556 | 0.10344 | 244.8756 | 0 | 244.8756 | 0
| 244.949 | 0.0021383 | 285.9616 | 0.13781 | 244.9491 | 0.030935 | 244.9491 | 0 | 244.9491 | 0 | 338.5334 | 0.11105 | 244.9491 | 0 | 244.9491 | 0
| 245.0225 | 0.0020526 | 286.0372 | 0.12602 | 245.0225 | 0.026715 | 245.0225 | -0.073866 | 245.0225 | 0 | 338.6111 | 0.099974 | 245.0225 | 0 | 245.0225 | 0
| 245.096 | 0.0020431 | 286.1128 | 0.1094 | 245.096 | 0.032075 | 245.096 | 0 | 245.096 | 0 | 338.689 | 0.10861 | 245.096 | 0 | 245.096 | 0
| 245.1695 | 0.001975 | 286.1884 | 0.11931 | 245.1695 | 0.032873 | 245.1695 | 0 | 245.1695 | 0 | 338.7668 | 0.097344 | 245.1695 | 0 | 245.1695 | 0
| 245.243 | 0.0019527 | 286.264 | 0.10789 | 245.243 | 0.034042 | 245.243 | 0 | 245.243 | 0 | 338.8446 | 0.10543 | 245.243 | 0 | 245.243 | 0
| 245.3165 | 0.0018636 | 286.3397 | 0.10529 | 245.3165 | 0.029509 | 245.3165 | 0 | 245.3165 | 0 | 338.9224 | 0.097482 | 245.3165 | 0 | 245.3165 | 0
| 245.3899 | 0.0018555 | 286.4153 | 0.10497 | 245.3899 | 0.034385 | 245.39 | 0 | 245.3899 | 0 | 339.0002 | 0.10084 | 245.3899 | 0 | 245.3899 | 0
| 245.4634 | 0.0017941 | 286.4909 | 0.12576 | 245.4634 | 0.027114 | 245.4634 | 0 | 245.4634 | 0 | 339.078 | 0.093117 | 245.4634 | 0 | 245.4634 | 0
| 245.5369 | 0.0017725 | 286.5666 | 0.11364 | 245.5369 | 0.030621 | 245.5369 | 0 | 245.5369 | 0 | 339.1558 | 0.1044 | 245.5369 | 0 | 245.5369 | 0
| 245.6105 | 0.0017009 | 286.6422 | 0.099793 | 245.6104 | 0.026002 | 245.6105 | 0 | 245.6104 | 0 | 339.2336 | 0.082476 | 245.6105 | 0 | 245.6105 | 0
| 245.684 | 0.0016976 | 286.7179 | 0.11301 | 245.684 | 0.027856 | 245.684 | 0 | 245.684 | 0 | 339.3115 | 0.095225 | 245.684 | 0 | 245.684 | 0
| 245.7575 | 0.0016328 | 286.7935 | 0.11205 | 245.7575 | 0.026801 | 245.7575 | 0 | 245.7575 | 0 | 339.3893 | 0.076681 | 245.7575 | 0 | 245.7575 | 0
| 245.831 | 0.0016226 | 286.8692 | 0.13203 | 245.831 | 0.029253 | 245.831 | 0 | 245.831 | 0 | 339.4671 | 0.092868 | 245.831 | 0 | 245.831 | 0
| 245.9045 | 0.0015572 | 286.9448 | 0.10776 | 245.9045 | 0.02834 | 245.9045 | 0 | 245.9045 | 0 | 339.545 | 0.08811 | 245.9045 | 0 | 245.9045 | 0
| 245.978 | 0.0015396 | 287.0205 | 0.12566 | 245.978 | 0.034014 | 245.978 | 0 | 245.978 | 0 | 339.6228 | 0.093369 | 245.978 | 0 | 245.978 | 0
| 246.0516 | 0.001489 | 287.0961 | 0.10649 | 246.0516 | 0.027485 | 246.0516 | 0 | 246.0516 | 0 | 339.7006 | 0.084401 | 246.0516 | 0 | 246.0516 | 0
| 246.1251 | 0.0014768 | 287.1718 | 0.13793 | 246.1251 | 0.031505 | 246.1251 | 0 | 246.1251 | 0 | 339.7784 | 0.095447 | 246.1251 | 0 | 246.1251 | 0
| 246.1986 | 0.0014134 | 287.2475 | 0.10836 | 246.1986 | 0.027798 | 246.1986 | 0 | 246.1986 | 0 | 339.8563 | 0.083997 | 246.1986 | 0 | 246.1986 | 0
| 246.2722 | 0.0014066 | 287.3232 | 0.10756 | 246.2722 | 0.035725 | 246.2722 | 0 | 246.2722 | 0 | 339.9341 | 0.088344 | 246.2722 | 0 | 246.2722 | 0
| 246.3457 | 0.001354 | 287.3988 | 0.093774 | 246.3457 | 0.030079 | 246.3457 | 0 | 246.3457 | 0 | 340.012 | 0.081425 | 246.3457 | 0 | 246.3457 | 0
| 246.4193 | 0.0013452 | 287.4745 | 0.11692 | 246.4193 | 0.03025 | 246.4193 | 0 | 246.4193 | 0 | 340.0898 | 0.087511 | 246.4193 | 0 | 246.4193 | 0
| 246.4928 | 0.0012811 | 287.5502 | 0.098383 | 246.4928 | 0.026487 | 246.4928 | 0 | 246.4928 | 0 | 340.1677 | 0.081848 | 246.4928 | 0 | 246.4928 | 0
| 246.5664 | 0.0012804 | 287.6259 | 0.12035 | 246.5664 | 0.022666 | 246.5664 | 0 | 246.5664 | 0 | 340.2455 | 0.084615 | 246.5664 | 0 | 246.5664 | 0
| 246.64 | 0.0012399 | 287.7016 | 0.11638 | 246.64 | 0.016137 | 246.64 | 0 | 246.64 | 0 | 340.3234 | 0.083648 | 246.64 | 0 | 246.64 | 0
| 246.7135 | 0.0012251 | 287.7773 | 0.12405 | 246.7135 | 0.023009 | 246.7135 | 0 | 246.7135 | 0 | 340.4012 | 0.085009 | 246.7135 | 0 | 246.7135 | 0
| 246.7871 | 0.0011738 | 287.8529 | 0.10944 | 246.7871 | 0.020956 | 246.7871 | 0 | 246.7871 | 0 | 340.4791 | 0.07317 | 246.7871 | 0 | 246.7871 | 0
| 246.8607 | 0.0011576 | 287.9286 | 0.13176 | 246.8607 | 0.024035 | 246.8607 | 0 | 246.8607 | 0 | 340.557 | 0.084279 | 246.8607 | 0 | 246.8607 | 0
| 246.9343 | 0.0011252 | 288.0044 | 0.10317 | 246.9343 | 0.017877 | 246.9343 | 0 | 246.9343 | 0 | 340.6349 | 0.078588 | 246.9343 | 0 | 246.9343 | 0
| 247.0078 | 0.0011225 | 288.08 | 0.14775 | 247.0078 | 0.0201 | 247.0078 | 0 | 247.0078 | 0 | 340.7127 | 0.081502 | 247.0078 | 0 | 247.0078 | 0
| 247.0814 | 0.0010874 | 288.1558 | 0.11377 | 247.0814 | 0.016907 | 247.0814 | 0 | 247.0814 | 0 | 340.7906 | 0.080228 | 247.0814 | 0 | 247.0814 | 0
| 247.155 | 0.0010712 | 288.2315 | 0.11084 | 247.155 | 0.021697 | 247.155 | 0 | 247.155 | 0 | 340.8685 | 0.078323 | 247.155 | 0 | 247.155 | 0
| 247.2286 | 0.0010327 | 288.3072 | 0.13228 | 247.2286 | 0.018618 | 247.2286 | 0 | 247.2286 | 0 | 340.9464 | 0.071344 | 247.2286 | 0 | 247.2286 | 0
| 247.3022 | 0.0010138 | 288.3829 | 0.13834 | 247.3022 | 0.02509 | 247.3022 | 0 | 247.3022 | 0 | 341.0243 | 0.083341 | 247.3022 | 0 | 247.3022 | 0
| 247.3758 | 0.00096318 | 288.4586 | 0.1041 | 247.3758 | 0.021669 | 247.3758 | 0 | 247.3758 | 0 | 341.1021 | 0.08018 | 247.3758 | 0 | 247.3758 | 0
| 247.4495 | 0.00096183 | 288.5344 | 0.12538 | 247.4494 | 0.023151 | 247.4494 | 0 | 247.4494 | 0 | 341.18 | 0.0588 | 247.4494 | 0 | 247.4494 | 0
| 247.5231 | 0.00093416 | 288.6101 | 0.11082 | 247.5231 | 0.020984 | 247.5231 | 0 | 247.5231 | 0 | 341.2579 | 0.076953 | 247.5231 | 0 | 247.5231 | 0
| 247.5967 | 0.00093011 | 288.6859 | 0.13196 | 247.5967 | 0.022524 | 247.5967 | 0 | 247.5967 | 0 | 341.3358 | 0.074817 | 247.5967 | 0 | 247.5967 | 0
| 247.6703 | 0.00089164 | 288.7616 | 0.11263 | 247.6703 | 0.019445 | 247.6703 | 0 | 247.6703 | 0 | 341.4137 | 0.069725 | 247.6703 | 0 | 247.6703 | 0
| 247.7439 | 0.00089501 | 288.8373 | 0.12552 | 247.7439 | 0.019758 | 247.7439 | 0 | 247.7439 | 0 | 341.4916 | 0.081348 | 247.7439 | 0 | 247.7439 | 0
| 247.8176 | 0.00085384 | 288.9131 | 0.14377 | 247.8176 | 0.018675 | 247.8176 | -0.073866 | 247.8176 | 0 | 341.5695 | 0.072768 | 247.8176 | 0 | 247.8176 | 0
| 247.8912 | 0.00085586 | 288.9888 | 0.12648 | 247.8912 | 0.023921 | 247.8912 | 0 | 247.8912 | 0 | 341.6474 | 0.081376 | 247.8912 | 0 | 247.8912 | 0
| 247.9648 | 0.00081266 | 289.0646 | 0.12286 | 247.9648 | 0.022524 | 247.9648 | 0 | 247.9648 | 0 | 341.7253 | 0.063444 | 247.9648 | 0 | 247.9648 | 0
| 248.0385 | 0.00080591 | 289.1404 | 0.12454 | 248.0385 | 0.024064 | 248.0385 | 0 | 248.0385 | 0 | 341.8032 | 0.070634 | 248.0385 | 0 | 248.0385 | 0
| 248.1121 | 0.00077554 | 289.2161 | 0.12733 | 248.1121 | 0.019445 | 248.1121 | 0 | 248.1121 | 0 | 341.8811 | 0.065354 | 248.1121 | 0 | 248.1121 | 0
| 248.1858 | 0.00076879 | 289.2919 | 0.1349 | 248.1858 | 0.027285 | 248.1858 | 0 | 248.1858 | 0 | 341.9591 | 0.071383 | 248.1858 | 0 | 248.1858 | 0
| 248.2594 | 0.00073369 | 289.3676 | 0.11989 | 248.2594 | 0.026031 | 248.2594 | 0 | 248.2594 | 0 | 342.037 | 0.068253 | 248.2594 | 0 | 248.2594 | 0
| 248.3331 | 0.00073707 | 289.4434 | 0.11949 | 248.3331 | 0.028682 | 248.3331 | 0 | 248.3331 | 0 | 342.1149 | 0.072687 | 248.3331 | 0 | 248.3331 | 0
| 248.4067 | 0.00070737 | 289.5192 | 0.14837 | 248.4067 | 0.028597 | 248.4067 | 0 | 248.4067 | 0 | 342.1928 | 0.059375 | 248.4067 | 0 | 248.4067 | 0
| 248.4804 | 0.00070129 | 289.595 | 0.12232 | 248.4804 | 0.03256 | 248.4804 | 0 | 248.4804 | 0 | 342.2708 | 0.07045 | 248.4804 | 0 | 248.4804 | 0
| 248.5541 | 0.00067902 | 289.6707 | 0.11947 | 248.5541 | 0.030193 | 248.5541 | 0 | 248.5541 | 0 | 342.3487 | 0.064819 | 248.5541 | 0 | 248.5541 | 0
| 248.6278 | 0.00066485 | 289.7465 | 0.13743 | 248.6278 | 0.031305 | 248.6278 | 0 | 248.6278 | 0 | 342.4266 | 0.065758 | 248.6278 | 0 | 248.6278 | 0
| 248.7014 | 0.0006473 | 289.8223 | 0.12908 | 248.7014 | 0.02797 | 248.7014 | 0 | 248.7014 | 0 | 342.5045 | 0.063144 | 248.7014 | 0 | 248.7014 | 0
| 248.7751 | 0.0006392 | 289.8981 | 0.1362 | 248.7751 | 0.032902 | 248.7751 | 0 | 248.7751 | 0 | 342.5825 | 0.074316 | 248.7751 | 0 | 248.7751 | 0
| 248.8488 | 0.00061017 | 289.9739 | 0.1212 | 248.8488 | 0.028255 | 248.8488 | 0 | 248.8488 | 0 | 342.6604 | 0.063688 | 248.8488 | 0 | 248.8488 | 0
| 248.9225 | 0.00061085 | 290.0497 | 0.11755 | 248.9225 | 0.029452 | 248.9225 | 0 | 248.9225 | 0 | 342.7384 | 0.061387 | 248.9225 | 0 | 248.9225 | 0
| 248.9962 | 0.00058925 | 290.1255 | 0.1446 | 248.9962 | 0.025147 | 248.9962 | 0 | 248.9962 | 0 | 342.8163 | 0.058259 | 248.9962 | 0 | 248.9962 | 0
| 249.0699 | 0.00058925 | 290.2013 | 0.14833 | 249.0699 | 0.027998 | 249.0699 | 0 | 249.0699 | 0 | 342.8943 | 0.065214 | 249.0699 | 0 | 249.0699 | 0
| 249.1436 | 0.00055685 | 290.2771 | 0.12868 | 249.1436 | 0.02241 | 249.1436 | 0 | 249.1436 | 0 | 342.9722 | 0.052548 | 249.1436 | 0 | 249.1436 | 0
| 249.2173 | 0.00055888 | 290.3529 | 0.13996 | 249.2173 | 0.0272 | 249.2173 | 0 | 249.2173 | 0 | 343.0502 | 0.068411 | 249.2173 | 0 | 249.2173 | 0
| 249.291 | 0.0005312 | 290.4287 | 0.13151 | 249.291 | 0.026943 | 249.291 | 0 | 249.291 | 0 | 343.1281 | 0.055293 | 249.291 | 0 | 249.291 | 0
| 249.3647 | 0.00053863 | 290.5046 | 0.12674 | 249.3647 | 0.030992 | 249.3647 | 0 | 249.3647 | 0 | 343.2061 | 0.060896 | 249.3647 | 0 | 249.3647 | 0
| 249.4385 | 0.0005096 | 290.5804 | 0.12353 | 249.4385 | 0.026801 | 249.4385 | 0 | 249.4385 | 0 | 343.2841 | 0.051623 | 249.4385 | 0 | 249.4385 | 0
| 249.5122 | 0.0005069 | 290.6562 | 0.13137 | 249.5122 | 0.029395 | 249.5122 | 0 | 249.5122 | 0 | 343.362 | 0.056178 | 249.5122 | 0 | 249.5122 | 0
| 249.5859 | 0.00048665 | 290.7321 | 0.15157 | 249.5859 | 0.02931 | 249.5859 | 0 | 249.5859 | 0 | 343.44 | 0.058792 | 249.5859 | 0 | 249.5859 | 0
| 249.6597 | 0.00049475 | 290.8079 | 0.11737 | 249.6597 | 0.031876 | 249.6597 | 0 | 249.6597 | 0 | 343.518 | 0.046819 | 249.6597 | 0 | 249.6597 | 0
| 249.7334 | 0.00047383 | 290.8837 | 0.12309 | 249.7334 | 0.02911 | 249.7334 | 0 | 249.7334 | 0 | 343.5959 | 0.052357 | 249.7334 | 0 | 249.7334 | 0
| 249.8071 | 0.00047315 | 290.9596 | 0.14338 | 249.8071 | 0.02988 | 249.8071 | 0 | 249.8071 | 0 | 343.6739 | 0.055233 | 249.8071 | 0 | 249.8071 | 0
| 249.8809 | 0.00045156 | 291.0354 | 0.16292 | 249.8809 | 0.027542 | 249.8809 | 0 | 249.8809 | 0 | 343.7519 | 0.049025 | 249.8809 | 0 | 249.8809 | 0
| 249.9546 | 0.00045358 | 291.1113 | 0.12898 | 249.9546 | 0.030051 | 249.9546 | 0 | 249.9546 | 0 | 343.8299 | 0.064309 | 249.9546 | 0 | 249.9546 | 0
| 250.0284 | 0.00042591 | 291.1871 | 0.14611 | 250.0284 | 0.025831 | 250.0284 | 0 | 250.0284 | 0.013246 | 343.9079 | 0.058357 | 250.0284 | -0.034165 | 250.0284 | 0
| 250.1022 | 0.00042658 | 291.263 | 0.14115 | 250.1021 | 0.028426 | 250.1022 | 0 | 250.1021 | 0.025244 | 343.9859 | 0.052316 | 250.1022 | -0.00090231 | 250.1022 | 0
| 250.1759 | 0.00040363 | 291.3388 | 0.16571 | 250.1759 | 0.024263 | 250.1759 | 0 | 250.1759 | 0.024011 | 344.0638 | 0.054815 | 250.1759 | -0.017046 | 250.1759 | 0
| 250.2497 | 0.00041308 | 291.4147 | 0.13273 | 250.2497 | 0.026915 | 250.2497 | 0 | 250.2497 | 0.01284 | 344.1418 | 0.055226 | 250.2497 | 0.0072474 | 250.2497 | 0
| 250.3235 | 0.00039013 | 291.4906 | 0.12735 | 250.3235 | 0.025061 | 250.3235 | 0 | 250.3235 | 0.013441 | 344.2198 | 0.042386 | 250.3235 | -0.044722 | 250.3235 | 0
| 250.3972 | 0.00040026 | 291.5664 | 0.13484 | 250.3972 | 0.027285 | 250.3972 | 0 | 250.3972 | 0.0067657 | 344.2978 | 0.066167 | 250.3972 | 0.023323 | 250.3972 | 0
| 250.471 | 0.00037461 | 291.6423 | 0.13879 | 250.471 | 0.024349 | 250.471 | 0 | 250.471 | 0.017365 | 344.3758 | 0.044271 | 250.471 | -0.025692 | 250.471 | 0
| 250.5448 | 0.00038541 | 291.7182 | 0.12034 | 250.5448 | 0.027485 | 250.5448 | 0 | 250.5448 | 0.02353 | 344.4538 | 0.051319 | 250.5448 | 0.02921 | 250.5448 | 0
| 250.6186 | 0.00036246 | 291.7941 | 0.13435 | 250.6186 | 0.025204 | 250.6186 | 0 | 250.6186 | 0.0152 | 344.5319 | 0.050546 | 250.6186 | -0.024957 | 250.6186 | 0
| 250.6924 | 0.00036853 | 291.87 | 0.15592 | 250.6924 | 0.028055 | 250.6924 | 0 | 250.6924 | 0.02801 | 344.6099 | 0.061204 | 250.6924 | 0.0017945 | 250.6924 | 0
| 250.7662 | 0.00034693 | 291.9458 | 0.18045 | 250.7662 | 0.027171 | 250.7662 | 0 | 250.7662 | 0.0092314 | 344.6879 | 0.046029 | 250.7662 | -0.038053 | 250.7662 | 0
| 250.84 | 0.00034626 | 292.0217 | 0.12416 | 250.84 | 0.03122 | 250.84 | 0 | 250.84 | 0.0096674 | 344.7659 | 0.051706 | 250.84 | -0.0025747 | 250.84 | 0
| 250.9138 | 0.00032804 | 292.0976 | 0.13935 | 250.9138 | 0.028711 | 250.9138 | 0 | 250.9138 | 0.01293 | 344.8439 | 0.047093 | 250.9138 | -0.041228 | 250.9138 | 0
| 250.9876 | 0.00034086 | 292.1735 | 0.15949 | 250.9876 | 0.033073 | 250.9876 | 0 | 250.9876 | 0.013832 | 344.9219 | 0.043455 | 250.9876 | 0.017704 | 250.9876 | 0
| 251.0614 | 0.00031386 | 292.2494 | 0.13332 | 251.0614 | 0.028511 | 251.0614 | 0 | 251.0614 | 0.016328 | 344.9999 | 0.0090219 | 251.0614 | -0.018035 | 251.0614 | 0
| 251.1352 | 0.00033006 | 292.3253 | 0.14503 | 251.1352 | 0.030564 | 251.1352 | 0 | 251.1352 | 0.013035 | 345.078 | 0.045227 | 251.1352 | 0.012179 | 251.1352 | 0
| 251.209 | 0.00031049 | 292.4012 | 0.13582 | 251.209 | 0.025888 | 251.209 | 0 | 251.209 | 0.01502 | 345.156 | 0.036315 | 251.209 | -0.024978 | 251.209 | 0
| 251.2828 | 0.00031724 | 292.4771 | 0.13933 | 251.2828 | 0.027798 | 251.2829 | 0 | 251.2828 | 0.017531 | 345.234 | 0.055364 | 251.2829 | 0.0073571 | 251.2829 | 0
| 251.3567 | 0.00029969 | 292.5531 | 0.16336 | 251.3567 | 0.028768 | 251.3567 | 0 | 251.3567 | 0.01314 | 345.3121 | 0.038529 | 251.3567 | -0.032028 | 251.3567 | 0
| 251.4305 | 0.00030779 | 292.629 | 0.11389 | 251.4305 | 0.026972 | 251.4305 | 0 | 251.4305 | 0.01499 | 345.3901 | 0.046001 | 251.4305 | 0.0045064 | 251.4305 | 0
| 251.5043 | 0.00029024 | 292.7049 | 0.14894 | 251.5043 | 0.026858 | 251.5043 | 0 | 251.5043 | 0.011351 | 345.4681 | 0.044989 | 251.5044 | -0.027763 | 251.5044 | 0
| 251.5782 | 0.00029024 | 292.7808 | 0.11745 | 251.5782 | 0.026915 | 251.5782 | 0 | 251.5782 | 0.020493 | 345.5462 | 0.047576 | 251.5782 | 0.0051474 | 251.5782 | 0
| 251.652 | 0.00026999 | 292.8568 | 0.1551 | 251.652 | 0.029053 | 251.652 | 0 | 251.652 | 0.013065 | 345.6242 | 0.0321 | 251.652 | -0.0053579 | 251.652 | 0
| 251.7259 | 0.00028281 | 292.9327 | 0.11878 | 251.7259 | 0.029452 | 251.7259 | 0 | 251.7259 | 0.02389 | 345.7023 | 0.04834 | 251.7259 | 0.002239 | 251.7259 | 0
| 251.7997 | 0.00026594 | 293.0086 | 0.14334 | 251.7997 | 0.031049 | 251.7997 | 0 | 251.7997 | 0.016839 | 345.7803 | 0.041163 | 251.7997 | -0.030274 | 251.7997 | 0
| 251.8736 | 0.00027201 | 293.0846 | 0.14226 | 251.8736 | 0.030536 | 251.8736 | 0 | 251.8736 | 0.012359 | 345.8584 | 0.046966 | 251.8736 | -0.0056163 | 251.8736 | 0
| 251.9475 | 0.00025514 | 293.1605 | 0.16773 | 251.9475 | 0.029766 | 251.9475 | 0 | 251.9475 | 0.01738 | 345.9364 | 0.042157 | 251.9475 | -0.013752 | 251.9475 | 0
| 252.0213 | 0.00026931 | 293.2365 | 0.12418 | 252.0213 | 0.030564 | 252.0213 | 0 | 252.0213 | 0.019921 | 346.0145 | 0.046612 | 252.0213 | 0.022943 | 252.0213 | 0
| 252.0952 | 0.00025514 | 293.3124 | 0.11807 | 252.0952 | 0.029994 | 252.0952 | 0 | 252.0952 | 0.01511 | 346.0926 | 0.037455 | 252.0952 | -0.020342 | 252.0952 | 0
| 252.1691 | 0.00023556 | 293.3884 | 0.13422 | 252.1691 | 0.028711 | 252.1691 | 0 | 252.1691 | 0.0069912 | 346.1706 | 0.039143 | 252.1691 | -0.045739 | 252.1691 | 0
| 252.243 | 0.00025109 | 293.4643 | 0.11503 | 252.243 | 0.029481 | 252.243 | 0 | 252.243 | 0.023079 | 346.2487 | 0.036972 | 252.2429 | 0.022611 | 252.2429 | 0
| 252.3168 | 0.00022746 | 293.5403 | 0.12048 | 252.3168 | 0.029737 | 252.3168 | 0 | 252.3168 | 0.022552 | 346.3268 | 0.043395 | 252.3168 | -0.025704 | 252.3168 | 0
| 252.3907 | 0.00024434 | 293.6162 | 0.12641 | 252.3907 | 0.028825 | 252.3907 | 0 | 252.3907 | 0.0095021 | 346.4048 | 0.032142 | 252.3907 | -0.010484 | 252.3907 | 0
| 252.4646 | 0.00022207 | 293.6922 | 0.10861 | 252.4646 | 0.027513 | 252.4646 | 0 | 252.4646 | 0.024011 | 346.4829 | 0.034437 | 252.4646 | -0.027236 | 252.4646 | 0
| 252.5385 | 0.00023759 | 293.7682 | 0.12648 | 252.5385 | 0.02586 | 252.5385 | 0 | 252.5385 | 0.01305 | 346.561 | 0.043414 | 252.5385 | 0.021617 | 252.5385 | 0
| 252.6124 | 0.00022139 | 293.8441 | 0.10946 | 252.6124 | 0.024577 | 252.6124 | 0 | 252.6124 | 0.0074723 | 346.639 | 0.043801 | 252.6124 | -0.034671 | 252.6124 | 0
| 252.6863 | 0.00023084 | 293.9201 | 0.12064 | 252.6863 | 0.023864 | 252.6863 | 0 | 252.6863 | 0.029288 | 346.7171 | 0.034683 | 252.6863 | -0.0040035 | 252.6863 | 0
| 252.7602 | 0.00021262 | 293.9961 | 0.10992 | 252.7602 | 0.02144 | 252.7602 | 0 | 252.7602 | 0.020132 | 346.7952 | 0.040732 | 252.7602 | -0.026734 | 252.7602 | 0
| 252.8341 | 0.00022544 | 294.0721 | 0.12669 | 252.8341 | 0.022125 | 252.8341 | 0 | 252.8341 | 0.028236 | 346.8733 | 0.035789 | 252.8341 | 0.013238 | 252.8341 | 0
| 252.908 | 0.00020654 | 294.1481 | 0.11874 | 252.908 | 0.022524 | 252.908 | 0 | 252.908 | 0.015817 | 346.9514 | 0.030868 | 252.908 | -0.014948 | 252.908 | 0
| 252.982 | 0.00021802 | 294.2241 | 0.10768 | 252.982 | 0.022239 | 252.9819 | 0 | 252.982 | 0.017516 | 347.0295 | 0.040031 | 252.982 | -0.02466 | 252.982 | 0
| 253.0559 | 0.00020587 | 294.3001 | 0.14578 | 253.0559 | 0.022866 | 253.0559 | 0 | 253.0559 | 0.012404 | 347.1076 | 0.028998 | 253.0559 | -0.012273 | 253.0559 | 0
| 253.1298 | 0.00021869 | 294.3761 | 0.13462 | 253.1298 | 0.024064 | 253.1298 | 0 | 253.1298 | 0.018448 | 347.1857 | 0.031143 | 253.1298 | 0.023006 | 253.1298 | 0
| 253.2037 | 0.00019912 | 294.4521 | 0.10626 | 253.2037 | 0.021726 | 253.2037 | 0 | 253.2037 | 0.015952 | 347.2638 | 0.036101 | 253.2037 | -0.036069 | 253.2037 | 0
| 253.2777 | 0.00021397 | 294.5281 | 0.12923 | 253.2777 | 0.024919 | 253.2777 | 0 | 253.2777 | 0.019666 | 347.3419 | 0.031338 | 253.2777 | 0.0013726 | 253.2777 | 0
| 253.3516 | 0.00019642 | 294.6041 | 0.11118 | 253.3516 | 0.02355 | 253.3516 | 0 | 253.3516 | 0.0089307 | 347.42 | 0.034359 | 253.3516 | -0.034868 | 253.3516 | 0
| 253.4255 | 0.00021194 | 294.6801 | 0.11466 | 253.4255 | 0.026287 | 253.4256 | 0 | 253.4255 | 0.0095021 | 347.4981 | 0.029874 | 253.4256 | 0.0032465 | 253.4256 | 0
| 253.4995 | 0.00019304 | 294.7561 | 0.085001 | 253.4995 | 0.02241 | 253.4995 | 0 | 253.4995 | 0.013742 | 347.5762 | 0.053584 | 253.4995 | -0.035901 | 253.4995 | 0
| 253.5735 | 0.00020924 | 294.8321 | 0.11375 | 253.5735 | 0.024206 | 253.5735 | 0 | 253.5735 | 0.030461 | 347.6543 | 0.042024 | 253.5735 | 0.018483 | 253.5735 | 0
| 253.6474 | 0.00019237 | 294.9081 | 0.11599 | 253.6474 | 0.019644 | 253.6474 | 0 | 253.6474 | 0.02374 | 347.7325 | 0.036659 | 253.6474 | 0.0026954 | 253.6474 | 0
| 253.7214 | 0.00020249 | 294.9842 | 0.098291 | 253.7214 | 0.024149 | 253.7214 | 0 | 253.7214 | 0.02174 | 347.8106 | 0.018433 | 253.7214 | 0.034768 | 253.7214 | 0
| 253.7953 | 0.00018494 | 295.0602 | 0.11085 | 253.7953 | 0.022296 | 253.7953 | 0 | 253.7953 | 0.023184 | 347.8887 | 0.03058 | 253.7953 | -0.055373 | 253.7953 | 0
| 253.8693 | 0.00020182 | 295.1362 | 0.10174 | 253.8693 | 0.024947 | 253.8693 | 0 | 253.8693 | 0.015366 | 347.9668 | 0.026466 | 253.8693 | 0.015248 | 253.8693 | 0
| 253.9433 | 0.00018359 | 295.2123 | 0.097085 | 253.9433 | 0.022952 | 253.9433 | 0 | 253.9433 | 0.018749 | 348.045 | 0.035809 | 253.9433 | -0.016613 | 253.9433 | 0
| 254.0172 | 0.00019912 | 295.2883 | 0.11374 | 254.0172 | 0.026829 | 254.0172 | 0 | 254.0172 | 0.013832 | 348.1231 | 0.02164 | 254.0172 | 0.01028 | 254.0172 | 0
| 254.0912 | 0.00017887 | 295.3643 | 0.10867 | 254.0912 | 0.024349 | 254.0912 | 0 | 254.0912 | 0.010359 | 348.2012 | 0.04552 | 254.0912 | -0.0048174 | 254.0912 | 0
| 254.1652 | 0.00019372 | 295.4404 | 0.091127 | 254.1652 | 0.028511 | 254.1652 | 0 | 254.1652 | 0.024341 | 348.2793 | 0.02101 | 254.1652 | 0.010857 | 254.1652 | 0
| 254.2392 | 0.00018764 | 295.5164 | 0.10152 | 254.2392 | 0.027114 | 254.2392 | 0 | 254.2392 | 0.019666 | 348.3575 | 0.033283 | 254.2392 | -0.006198 | 254.2392 | 0
| 254.3132 | 0.00019169 | 295.5925 | 0.10333 | 254.3132 | 0.029424 | 254.3132 | 0 | 254.3132 | 0.02386 | 348.4356 | 0.02258 | 254.3132 | -0.002547 | 254.3132 | 0
| 254.3872 | 0.00017279 | 295.6686 | 0.089847 | 254.3872 | 0.027684 | 254.3872 | 0 | 254.3872 | 0.023229 | 348.5138 | 0.024444 | 254.3872 | -0.053556 | 254.3872 | 0
| 254.4612 | 0.00018899 | 295.7446 | 0.091506 | 254.4612 | 0.030735 | 254.4612 | 0 | 254.4612 | 0.010164 | 348.5919 | 0.024014 | 254.4612 | 0.012728 | 254.4612 | 0
| 254.5352 | 0.00017887 | 295.8207 | 0.091827 | 254.5352 | 0.02891 | 254.5352 | 0 | 254.5352 | 0.010705 | 348.6701 | 0.03237 | 254.5352 | -0.022651 | 254.5352 | 0
| 254.6092 | 0.00019507 | 295.8968 | 0.10361 | 254.6092 | 0.033729 | 254.6092 | 0 | 254.6092 | 0.021184 | 348.7482 | 0.021368 | 254.6092 | 0.017924 | 254.6092 | 0
| 254.6832 | 0.00017887 | 295.9728 | 0.097624 | 254.6832 | 0.029937 | 254.6832 | 0 | 254.6832 | 0.019936 | 348.8264 | 0.016759 | 254.6832 | -0.012283 | 254.6832 | 0
| 254.7572 | 0.00019709 | 296.0489 | 0.1075 | 254.7572 | 0.033529 | 254.7572 | 0 | 254.7572 | 0.018523 | 348.9045 | 0.02447 | 254.7572 | 0.010265 | 254.7572 | 0
| 254.8313 | 0.00018089 | 296.125 | 0.091076 | 254.8313 | 0.032132 | 254.8313 | 0 | 254.8313 | 0.0040444 | 348.9827 | 0.027988 | 254.8312 | -0.040988 | 254.8312 | 0
| 254.9053 | 0.00019102 | 296.201 | 0.11037 | 254.9053 | 0.034014 | 254.9053 | 0 | 254.9053 | 0.0081188 | 349.0609 | 0.02488 | 254.9053 | 0.010701 | 254.9053 | 0
| 254.9793 | 0.00017684 | 296.2772 | 0.097395 | 254.9793 | 0.0337 | 254.9793 | 0 | 254.9793 | 0.020478 | 349.139 | 0.037926 | 254.9793 | -0.033495 | 254.9793 | 0
| 255.0533 | 0.00019102 | 296.3532 | 0.096654 | 255.0533 | 0.03447 | 255.0533 | 0 | 255.0533 | 0.027018 | 349.2172 | 0.025924 | 255.0533 | 0.0070384 | 255.0533 | 0
| 255.1274 | 0.00017684 | 296.4293 | 0.068184 | 255.1274 | 0.03102 | 255.1274 | 0 | 255.1274 | 0.00049944 | 349.2953 | 0.018555 | 255.1274 | -0.0086792 | 255.1274 | 0
| 255.2014 | 0.00018899 | 296.5054 | 0.09045 | 255.2014 | 0.032189 | 255.2014 | 0 | 255.2014 | 0.013411 | 349.3735 | 0.024716 | 255.2014 | -0.01222 | 255.2014 | 0
| 255.2755 | 0.00017887 | 296.5815 | 0.085699 | 255.2755 | 0.028739 | 255.2755 | 0 | 255.2755 | 0.014719 | 349.4517 | 0.028445 | 255.2755 | -0.039951 | 255.2755 | 0
| 255.3495 | 0.00019304 | 296.6576 | 0.071424 | 255.3495 | 0.032218 | 255.3495 | 0 | 255.3495 | 0.021936 | 349.5299 | 0.019697 | 255.3495 | 0.029392 | 255.3495 | 0
| 255.4236 | 0.00018089 | 296.7337 | 0.10128 | 255.4236 | 0.031705 | 255.4236 | 0 | 255.4236 | 0.016839 | 349.6081 | 0.025941 | 255.4236 | -0.025286 | 255.4236 | 0
| 255.4976 | 0.00019102 | 296.8098 | 0.088532 | 255.4976 | 0.035696 | 255.4976 | 0 | 255.4976 | 0.0092014 | 349.6862 | 0.026733 | 255.4976 | -0.018598 | 255.4976 | 0
| 255.5717 | 0.00017752 | 296.886 | 0.070583 | 255.5717 | 0.03236 | 255.5717 | 0 | 255.5717 | 0.0088104 | 349.7644 | 0.020076 | 255.5717 | -0.016825 | 255.5717 | 0
| 255.6457 | 0.00019304 | 296.9621 | 0.073631 | 255.6457 | 0.033415 | 255.6457 | 0 | 255.6457 | 0.0089909 | 349.8426 | 0.025665 | 255.6457 | 0.00013618 | 255.6457 | 0
| 255.7198 | 0.00018157 | 297.0382 | 0.087136 | 255.7198 | 0.031819 | 255.7198 | 0 | 255.7198 | 0.012148 | 349.9208 | 0.028331 | 255.7198 | -0.020718 | 255.7198 | 0
| 255.7939 | 0.00018967 | 297.1143 | 0.098413 | 255.7939 | 0.033729 | 255.7939 | 0 | 255.7939 | 0.015621 | 349.999 | 0.028221 | 255.7939 | -0.016757 | 255.7939 | 0
| 255.868 | 0.00018359 | 297.1904 | 0.079225 | 255.868 | 0.03045 | 255.868 | 0 | 255.868 | 0.013125 | 350.0772 | 0.026058 | 255.868 | -0.023019 | 255.868 | 0
| 255.942 | 0.00019507 | 297.2666 | 0.083922 | 255.942 | 0.032446 | 255.942 | 0 | 255.942 | 0.016568 | 350.1554 | 0.029898 | 255.942 | 0.012406 | 255.942 | 0
| 256.0161 | 0.00018427 | 297.3427 | 0.089294 | 256.0161 | 0.029538 | 256.0161 | 0 | 256.0161 | 0.018733 | 350.2336 | 0.014418 | 256.0161 | -0.032458 | 256.0161 | 0
| 256.0902 | 0.00019372 | 297.4188 | 0.10477 | 256.0902 | 0.031391 | 256.0902 | 0 | 256.0902 | 0.015561 | 350.3118 | 0.02107 | 256.0902 | -0.0096253 | 256.0902 | 0
| 256.1643 | 0.00018427 | 297.495 | 0.074356 | 256.1643 | 0.030022 | 256.1643 | 0 | 256.1643 | 0.011066 | 350.39 | 0.020297 | 256.1643 | -0.012914 | 256.1643 | 0
| 256.2384 | 0.00019304 | 297.5711 | 0.087104 | 256.2384 | 0.032132 | 256.2384 | 0 | 256.2384 | 0.0089758 | 350.4682 | 0.024284 | 256.2384 | 0.007162 | 256.2384 | 0
| 256.3125 | 0.00018967 | 297.6472 | 0.082015 | 256.3125 | 0.030564 | 256.3125 | 0 | 256.3125 | 0.009036 | 350.5464 | 0.022724 | 256.3125 | -0.020285 | 256.3125 | 0
| 256.3866 | 0.00020114 | 297.7234 | 0.096602 | 256.3866 | 0.031876 | 256.3866 | 0 | 256.3866 | 0.013201 | 350.6246 | 0.029922 | 256.3866 | 0.022142 | 256.3866 | 0
| 256.4607 | 0.00019034 | 297.7996 | 0.063684 | 256.4607 | 0.030051 | 256.4607 | 0 | 256.4607 | 0.0076227 | 350.7029 | 0.021919 | 256.4607 | -0.020134 | 256.4607 | 0
| 256.5348 | 0.00020047 | 297.8757 | 0.075142 | 256.5348 | 0.033073 | 256.5348 | 0 | 256.5348 | 0.010374 | 350.7811 | 0.020327 | 256.5348 | 0.0098983 | 256.5348 | 0
| 256.6089 | 0.00018899 | 297.9519 | 0.091841 | 256.6089 | 0.030821 | 256.6089 | 0 | 256.6089 | 0.0072619 | 350.8593 | 0.030555 | 256.609 | 0.0076066 | 256.609 | 0
| 256.6831 | 0.00020114 | 298.028 | 0.091133 | 256.6831 | 0.032759 | 256.6831 | 0 | 256.6831 | 0.015396 | 350.9375 | 0.018472 | 256.6831 | 0.0081612 | 256.6831 | 0
| 256.7572 | 0.00018899 | 298.1042 | 0.06232 | 256.7572 | 0.031476 | 256.7572 | 0 | 256.7572 | 0.020432 | 351.0158 | 0.020689 | 256.7572 | -0.021005 | 256.7572 | 0
| 256.8313 | 0.00020452 | 298.1804 | 0.074072 | 256.8313 | 0.034071 | 256.8313 | 0 | 256.8313 | 0.015651 | 351.094 | 0.02799 | 256.8313 | -0.011392 | 256.8313 | 0
| 256.9055 | 0.00019844 | 298.2565 | 0.082546 | 256.9055 | 0.032531 | 256.9055 | 0 | 256.9055 | 0.010494 | 351.1722 | 0.015368 | 256.9055 | -0.0086994 | 256.9055 | 0
| 256.9796 | 0.00021329 | 298.3327 | 0.079874 | 256.9796 | 0.036152 | 256.9796 | 0 | 256.9796 | 0.011306 | 351.2505 | 0.022193 | 256.9796 | 0.020001 | 256.9796 | 0
| 257.0537 | 0.00020452 | 298.4089 | 0.061975 | 257.0537 | 0.033928 | 257.0537 | 0 | 257.0537 | 0.0084797 | 351.3287 | 0.01802 | 257.0537 | -0.0070603 | 257.0537 | 0
| 257.1279 | 0.00021397 | 298.4851 | 0.081811 | 257.1279 | 0.037207 | 257.1279 | 0 | 257.1279 | 0.016027 | 351.407 | 0.026561 | 257.1279 | 0.013002 | 257.1279 | 0
| 257.202 | 0.00020182 | 298.5613 | 0.084441 | 257.202 | 0.035097 | 257.202 | 0 | 257.202 | 0.018192 | 351.4852 | 0.021372 | 257.202 | -0.019362 | 257.202 | 0
| 257.2762 | 0.00021059 | 298.6375 | 0.079271 | 257.2762 | 0.036209 | 257.2762 | 0 | 257.2762 | 0.0049014 | 351.5634 | 0.026801 | 257.2762 | 0.011985 | 257.2762 | 0
| 257.3503 | 0.00020114 | 298.7137 | 0.084274 | 257.3503 | 0.034014 | 257.3503 | -0.073866 | 257.3503 | 0.015471 | 351.6417 | 0.015397 | 257.3503 | -0.037599 | 257.3503 | 0
| 257.4245 | 0.00021532 | 298.7899 | 0.087452 | 257.4245 | 0.03678 | 257.4245 | 0 | 257.4245 | 0.011261 | 351.7199 | 0.024735 | 257.4245 | 0.019068 | 257.4245 | 0
| 257.4987 | 0.00020587 | 298.8661 | 0.076501 | 257.4987 | 0.036352 | 257.4987 | 0 | 257.4987 | 0.012614 | 351.7982 | 0.017666 | 257.4987 | -0.0057719 | 257.4987 | 0
| 257.5729 | 0.00021937 | 298.9423 | 0.084391 | 257.5728 | 0.037122 | 257.5728 | 0 | 257.5728 | 0.0087353 | 351.8764 | 0.018565 | 257.5728 | 0.017846 | 257.5728 | 0
| 257.647 | 0.00021127 | 299.0185 | 0.07462 | 257.647 | 0.035126 | 257.647 | 0 | 257.647 | 0.014915 | 351.9547 | 0.011258 | 257.647 | -0.014354 | 257.647 | 0
| 257.7212 | 0.00022477 | 299.0947 | 0.083846 | 257.7212 | 0.037578 | 257.7212 | 0 | 257.7212 | 0.012479 | 352.033 | 0.020677 | 257.7212 | 0.015371 | 257.7212 | 0
| 257.7954 | 0.00021194 | 299.1709 | 0.11524 | 257.7954 | 0.035896 | 257.7954 | 0 | 257.7954 | 0.0064049 | 352.1112 | 0.013523 | 257.7954 | -0.020477 | 257.7954 | 0
| 257.8696 | 0.00022409 | 299.2471 | 0.10262 | 257.8696 | 0.037948 | 257.8696 | 0 | 257.8696 | 0.0099381 | 352.1895 | 0.020495 | 257.8696 | 0.01715 | 257.8696 | 0
| 257.9438 | 0.00021667 | 299.3233 | 0.06384 | 257.9438 | 0.03544 | 257.9438 | 0 | 257.9438 | 0.01493 | 352.2678 | 0.015219 | 257.9438 | -0.016447 | 257.9438 | 0
| 258.0179 | 0.00022881 | 299.3995 | 0.099796 | 258.0179 | 0.038034 | 258.0179 | 0 | 258.0179 | 0.011938 | 352.346 | 0.023047 | 258.0179 | 0.014281 | 258.0179 | 0
| 258.0921 | 0.00022072 | 299.4758 | 0.07786 | 258.0921 | 0.03601 | 258.0921 | 0 | 258.0921 | 0.014975 | 352.4243 | 0.022127 | 258.0921 | -0.0040785 | 258.0921 | 0
| 258.1664 | 0.00023151 | 299.552 | 0.11851 | 258.1664 | 0.038177 | 258.1664 | 0 | 258.1664 | 0.013937 | 352.5026 | 0.025743 | 258.1663 | 0.0066828 | 258.1663 | 0
| 258.2405 | 0.00022746 | 299.6282 | 0.080327 | 258.2405 | 0.036922 | 258.2405 | 0 | 258.2405 | 0.0076377 | 352.5809 | 0.01675 | 258.2406 | -0.0069854 | 258.2406 | 0
| 258.3148 | 0.00023961 | 299.7045 | 0.083499 | 258.3148 | 0.03772 | 258.3148 | 0.073866 | 258.3148 | 0.013682 | 352.6591 | 0.021322 | 258.3148 | 0.014907 | 258.3148 | 0
| 258.389 | 0.00022814 | 299.7807 | 0.090548 | 258.389 | 0.036266 | 258.389 | 0 | 258.389 | 0.0066755 | 352.7375 | 0.011385 | 258.389 | -0.0089083 | 258.389 | 0
| 258.4632 | 0.00023759 | 299.857 | 0.092379 | 258.4632 | 0.037464 | 258.4632 | 0 | 258.4632 | 0.010825 | 352.8157 | 0.024431 | 258.4632 | 0.0075905 | 258.4632 | 0
| 258.5374 | 0.00023016 | 299.9332 | 0.083106 | 258.5374 | 0.034898 | 258.5374 | 0 | 258.5374 | 0.0081038 | 352.894 | 0.015267 | 258.5374 | -0.031349 | 258.5374 | 0
| 258.6116 | 0.00024231 | 300.0095 | 0.080964 | 258.6116 | 0.036209 | 258.6116 | 0 | 258.6116 | 0.015531 | 352.9723 | 0.021686 | 258.6116 | 0.011073 | 258.6116 | 0
| 258.6859 | 0.00023354 | 300.0857 | 0.075319 | 258.6859 | 0.03313 | 258.6859 | 0 | 258.6859 | 0.0077279 | 353.0506 | 0.013276 | 258.6859 | -0.0117 | 258.6859 | 0
| 258.7601 | 0.00024366 | 300.162 | 0.089393 | 258.7601 | 0.03658 | 258.7601 | 0 | 258.7601 | 0.015997 | 353.1289 | 0.030731 | 258.7601 | -0.0019423 | 258.7601 | 0
| 258.8343 | 0.00023894 | 300.2382 | 0.081089 | 258.8343 | 0.034812 | 258.8344 | 0 | 258.8343 | 0.012795 | 353.2072 | 0.014508 | 258.8343 | -0.016173 | 258.8343 | 0
| 258.9086 | 0.00025176 | 300.3145 | 0.094385 | 258.9086 | 0.03638 | 258.9086 | 0 | 258.9086 | 0.0073821 | 353.2855 | 0.015923 | 258.9086 | 0.012777 | 258.9086 | 0
| 258.9828 | 0.00024434 | 300.3908 | 0.072389 | 258.9828 | 0.035069 | 258.9828 | 0 | 258.9828 | 0.011577 | 353.3638 | 0.0058621 | 258.9828 | -0.00056081 | 258.9828 | 0
| 259.0571 | 0.00025716 | 300.467 | 0.092013 | 259.0571 | 0.036723 | 259.0571 | 0 | 259.0571 | 0.012569 | 353.4421 | 0.020388 | 259.0571 | 0.019254 | 259.0571 | 0
| 259.1313 | 0.00024974 | 300.5433 | 0.086325 | 259.1313 | 0.036124 | 259.1313 | 0 | 259.1313 | 0.0041647 | 353.5204 | 0.013476 | 259.1313 | 0.00030166 | 259.1313 | 0
| 259.2056 | 0.00025784 | 300.6196 | 0.068812 | 259.2056 | 0.037891 | 259.2056 | 0 | 259.2056 | 0.0088104 | 353.5988 | 0.018014 | 259.2056 | 0.01007 | 259.2056 | 0
| 259.2799 | 0.00025446 | 300.6959 | 0.086513 | 259.2799 | 0.035069 | 259.2798 | 0 | 259.2799 | 0.0005477 | 353.6771 | 0.016285 | 259.2799 | -0.0095579 | 259.2799 | 0
| 259.3541 | 0.00026189 | 300.7722 | 0.10188 | 259.3541 | 0.037036 | 259.3541 | 0 | 259.3541 | 0.0078332 | 353.7554 | 0.0099173 | 259.3541 | -0.0059219 | 259.3541 | 0
| 259.4284 | 0.00025514 | 300.8484 | 0.074458 | 259.4284 | 0.035668 | 259.4284 | 0 | 259.4284 | 0.0091262 | 353.8337 | 0.00029797 | 259.4284 | -0.022281 | 259.4284 | 0
| 259.5027 | 0.00026324 | 300.9247 | 0.087488 | 259.5027 | 0.037635 | 259.5027 | 0 | 259.5027 | 0.0074272 | 353.912 | 0.009027 | 259.5027 | -0.0012087 | 259.5027 | 0
| 259.5769 | 0.00025986 | 301.001 | 0.090555 | 259.5769 | 0.036637 | 259.5769 | 0 | 259.5769 | 0.0055328 | 353.9904 | 0.014406 | 259.5769 | -0.010445 | 259.5769 | 0
| 259.6512 | 0.00026931 | 301.0773 | 0.10082 | 259.6512 | 0.037891 | 259.6512 | 0 | 259.6512 | 0.017576 | 354.0687 | 0.0078781 | 259.6512 | 0.0081427 | 259.6512 | 0
| 259.7255 | 0.00026729 | 301.1536 | 0.087844 | 259.7255 | 0.035782 | 259.7255 | 0 | 259.7255 | 0.0047059 | 354.147 | 0.010877 | 259.7255 | -0.0089687 | 259.7255 | 0
| 259.7998 | 0.00028349 | 301.2299 | 0.096634 | 259.7998 | 0.038946 | 259.7998 | 0 | 259.7998 | 0.014343 | 354.2254 | 0.0096788 | 259.7998 | -0.0035157 | 259.7998 | 0
| 259.8741 | 0.00027539 | 301.3062 | 0.084009 | 259.8741 | 0.03735 | 259.8741 | 0 | 259.8741 | 0.010254 | 354.3037 | 0.011094 | 259.8741 | -0.0218 | 259.8741 | 0
| 259.9484 | 0.00028349 | 301.3825 | 0.12527 | 259.9484 | 0.039916 | 259.9484 | 0 | 259.9484 | 0.014915 | 354.382 | 0.014377 | 259.9484 | 0.013124 | 259.9484 | 0
| 260.0227 | 0.00027471 | 301.4589 | 0.08819 | 260.0227 | 0.038148 | 260.0227 | 0 | 260.0227 | 0.0076828 | 354.4604 | 0.014848 | 260.0227 | -0.01289 | 260.0227 | 0
| 260.097 | 0.00027606 | 301.5352 | 0.086253 | 260.097 | 0.039374 | 260.097 | 0 | 260.097 | 0.01308 | 354.5387 | 0.022441 | 260.097 | -0.0015442 | 260.097 | 0
| 260.1713 | 0.00026999 | 301.6115 | 0.080358 | 260.1713 | 0.039089 | 260.1713 | 0 | 260.1713 | 0.0099531 | 354.6171 | 0.010659 | 260.1713 | -0.014452 | 260.1713 | 0
| 260.2456 | 0.00028551 | 301.6878 | 0.055459 | 260.2456 | 0.041512 | 260.2456 | 0 | 260.2456 | 0.0081038 | 354.6954 | 0.019795 | 260.2456 | 0.0079648 | 260.2456 | 0
| 260.32 | 0.00029091 | 301.7642 | 0.1038 | 260.3199 | 0.04117 | 260.3199 | 0 | 260.3199 | 0.0096374 | 354.7738 | 0.012048 | 260.3199 | -0.003315 | 260.3199 | 0
| 260.3943 | 0.00030576 | 301.8405 | 0.088166 | 260.3942 | 0.043765 | 260.3943 | 0 | 260.3942 | 0.0085849 | 354.8521 | 0.011528 | 260.3943 | 0.011994 | 260.3943 | 0
| 260.4686 | 0.00029429 | 301.9168 | 0.066253 | 260.4686 | 0.042482 | 260.4686 | 0 | 260.4686 | 0.0030521 | 354.9305 | 0.016081 | 260.4686 | -0.018763 | 260.4686 | 0
| 260.5429 | 0.00030711 | 301.9932 | 0.078813 | 260.5429 | 0.045475 | 260.5429 | 0 | 260.5429 | 0.008179 | 355.0089 | 0.014948 | 260.5429 | 0.0049026 | 260.5429 | 0
| 260.6173 | 0.00029294 | 302.0695 | 0.08917 | 260.6172 | 0.042995 | 260.6172 | 0 | 260.6172 | 0.0057433 | 355.0872 | 0.011011 | 260.6172 | -0.012778 | 260.6172 | 0
| 260.6916 | 0.00030374 | 302.1458 | 0.10481 | 260.6916 | 0.044506 | 260.6916 | 0 | 260.6916 | 0.012314 | 355.1656 | 0.015182 | 260.6916 | 0.010561 | 260.6916 | 0
| 260.7659 | 0.00029159 | 302.2222 | 0.11268 | 260.7659 | 0.042567 | 260.7659 | 0 | 260.7659 | 0.00081163 | 355.244 | 0.012346 | 260.7659 | -0.024304 | 260.7659 | 0
| 260.8403 | 0.00030239 | 302.2986 | 0.1023 | 260.8403 | 0.043708 | 260.8403 | 0 | 260.8403 | 0.01287 | 355.3223 | 0.019352 | 260.8403 | 0.011013 | 260.8403 | 0
| 260.9146 | 0.00029631 | 302.3749 | 0.090437 | 260.9146 | 0.043081 | 260.9146 | 0 | 260.9146 | 0.0089758 | 355.4007 | 0.0078727 | 260.9146 | -0.016766 | 260.9146 | 0
| 260.9889 | 0.00030981 | 302.4513 | 0.089854 | 260.989 | 0.043936 | 260.989 | 0 | 260.989 | 0.014388 | 355.4791 | 0.017399 | 260.989 | 0.0051759 | 260.989 | 0
| 261.0633 | 0.00030239 | 302.5276 | 0.10755 | 261.0633 | 0.04328 | 261.0633 | 0 | 261.0633 | 0.0059237 | 355.5574 | 0.015088 | 261.0633 | -0.0066735 | 261.0633 | 0
| 261.1377 | 0.00031994 | 302.604 | 0.088401 | 261.1377 | 0.045647 | 261.1377 | 0 | 261.1377 | 0.0098027 | 355.6358 | 0.013694 | 261.1377 | 0.014665 | 261.1377 | 0
| 261.212 | 0.00031656 | 302.6804 | 0.088146 | 261.212 | 0.043964 | 261.212 | 0 | 261.212 | 0.011953 | 355.7142 | 0.016127 | 261.212 | -0.026894 | 261.212 | 0
| 261.2864 | 0.00032466 | 302.7567 | 0.10317 | 261.2864 | 0.047728 | 261.2864 | 0 | 261.2864 | 0.017591 | 355.7926 | 0.017197 | 261.2864 | 0.017728 | 261.2864 | 0
| 261.3608 | 0.00031386 | 302.8331 | 0.083065 | 261.3608 | 0.0473 | 261.3608 | 0 | 261.3608 | 0.006465 | 355.871 | 0.012694 | 261.3608 | -0.03195 | 261.3608 | 0
| 261.4352 | 0.00032669 | 302.9095 | 0.099233 | 261.4352 | 0.049553 | 261.4352 | 0 | 261.4352 | 0.011983 | 355.9494 | 0.016497 | 261.4352 | 0.027641 | 261.4352 | 0
| 261.5095 | 0.00031521 | 302.9859 | 0.087326 | 261.5095 | 0.048897 | 261.5096 | 0 | 261.5095 | 0.011246 | 356.0278 | 0.010943 | 261.5095 | -0.013186 | 261.5095 | 0
| 261.5839 | 0.00032534 | 303.0623 | 0.095015 | 261.5839 | 0.05055 | 261.5839 | 0 | 261.5839 | 0.0087353 | 356.1062 | 0.011381 | 261.5839 | 0.0089784 | 261.5839 | 0
| 261.6583 | 0.00031791 | 303.1386 | 0.09247 | 261.6583 | 0.049667 | 261.6583 | 0 | 261.6583 | 0.014674 | 356.1846 | 0.014375 | 261.6583 | -0.034258 | 261.6583 | 0
| 261.7327 | 0.00033411 | 303.215 | 0.083627 | 261.7327 | 0.051092 | 261.7327 | 0 | 261.7327 | 0.015817 | 356.263 | 0.0085117 | 261.7327 | 0.015306 | 261.7327 | 0
| 261.8071 | 0.00032939 | 303.2914 | 0.072231 | 261.8071 | 0.048669 | 261.8071 | 0 | 261.8071 | 0.0083594 | 356.3414 | 0.0046411 | 261.8071 | -0.006621 | 261.8071 | 0
| 261.8815 | 0.00034288 | 303.3678 | 0.091046 | 261.8815 | 0.051577 | 261.8815 | 0 | 261.8815 | 0.015005 | 356.4198 | 0.018616 | 261.8815 | 0.016506 | 261.8815 | 0
| 261.9559 | 0.00033074 | 303.4442 | 0.082742 | 261.9559 | 0.051349 | 261.9559 | 0 | 261.9559 | 0.014028 | 356.4982 | 0.0093812 | 261.9559 | -0.023785 | 261.9559 | 0
| 262.0303 | 0.00034019 | 303.5206 | 0.11655 | 262.0303 | 0.053772 | 262.0303 | 0 | 262.0303 | 0.016132 | 356.5766 | 0.01529 | 262.0303 | 0.032157 | 262.0303 | 0
| 262.1047 | 0.00033141 | 303.597 | 0.10055 | 262.1047 | 0.052432 | 262.1047 | 0 | 262.1047 | 0.0087804 | 356.655 | 0.008109 | 262.1047 | -0.036449 | 262.1047 | 0
| 262.1791 | 0.00033951 | 303.6735 | 0.11044 | 262.1791 | 0.054884 | 262.1791 | 0 | 262.1791 | 0.0090811 | 356.7334 | 0.020429 | 262.1791 | 0.0032259 | 262.1791 | 0
| 262.2536 | 0.00033276 | 303.7498 | 0.10135 | 262.2536 | 0.053687 | 262.2536 | 0 | 262.2536 | 0.012945 | 356.8119 | 0.010297 | 262.2536 | -0.027474 | 262.2536 | 0
| 262.328 | 0.00034423 | 303.8263 | 0.099636 | 262.328 | 0.05802 | 262.328 | 0 | 262.328 | 0.016373 | 356.8903 | 0.014041 | 262.328 | 0.0086447 | 262.328 | 0
| 262.4024 | 0.00033816 | 303.9027 | 0.10002 | 262.4024 | 0.056452 | 262.4024 | 0 | 262.4024 | 0.0007564 | 356.9687 | 0.0093938 | 262.4024 | -0.024039 | 262.4024 | 0
| 262.4769 | 0.00034963 | 303.9791 | 0.098198 | 262.4769 | 0.059817 | 262.4769 | 0 | 262.4769 | 0.011667 | 357.0471 | 0.019287 | 262.4769 | 0.021533 | 262.4769 | 0
| 262.5513 | 0.00034423 | 304.0555 | 0.10141 | 262.5513 | 0.05879 | 262.5513 | 0 | 262.5513 | 0.016147 | 357.1255 | -0.0013363 | 262.5513 | -0.0028822 | 262.5513 | 0
| 262.6257 | 0.00035638 | 304.132 | 0.099301 | 262.6257 | 0.062611 | 262.6257 | 0 | 262.6257 | 0.0014784 | 357.204 | 0.015519 | 262.6257 | 0.0034032 | 262.6257 | 0
| 262.7002 | 0.00034896 | 304.2084 | 0.088188 | 262.7002 | 0.062354 | 262.7002 | 0 | 262.7002 | 0.013577 | 357.2824 | 0.0065835 | 262.7002 | -0.034374 | 262.7002 | 0
| 262.7746 | 0.00036516 | 304.2849 | 0.092216 | 262.7746 | 0.064892 | 262.7746 | 0 | 262.7746 | 0.014388 | 357.3608 | 0.010718 | 262.7746 | 0.015629 | 262.7746 | 0
| 262.8491 | 0.00035638 | 304.3613 | 0.10351 | 262.8491 | 0.065975 | 262.8491 | 0 | 262.8491 | 0.010675 | 357.4393 | 0.013944 | 262.8491 | -0.023707 | 262.8491 | 0
| 262.9235 | 0.00036516 | 304.4377 | 0.10689 | 262.9235 | 0.070166 | 262.9235 | 0 | 262.9235 | 0.012915 | 357.5177 | 0.014437 | 262.9235 | -0.011761 | 262.9235 | 0
| 262.998 | 0.00035436 | 304.5142 | 0.10196 | 262.998 | 0.069796 | 262.998 | -0.073866 | 262.998 | 0.011607 | 357.5962 | 0.0054495 | 262.998 | -0.034384 | 262.998 | 0
| 263.0725 | 0.00036651 | 304.5906 | 0.10029 | 263.0725 | 0.073958 | 263.0724 | 0 | 263.0725 | 0.012629 | 357.6746 | 0.012835 | 263.0725 | -0.019912 | 263.0725 | 0
| 263.1469 | 0.00036178 | 304.6671 | 0.11499 | 263.1469 | 0.07259 | 263.1469 | 0 | 263.1469 | 0.011081 | 357.7531 | 0.0069059 | 263.1469 | -0.026764 | 263.1469 | 0
| 263.2214 | 0.00037933 | 304.7436 | 0.12356 | 263.2214 | 0.074899 | 263.2214 | 0 | 263.2214 | 0.026206 | 357.8315 | 0.012632 | 263.2214 | 0.026928 | 263.2214 | 0
| 263.2959 | 0.00036516 | 304.82 | 0.088508 | 263.2959 | 0.075241 | 263.2959 | 0 | 263.2959 | 0.011141 | 357.91 | 0.0082779 | 263.2959 | -0.03003 | 263.2959 | 0
| 263.3703 | 0.00037933 | 304.8965 | 0.082384 | 263.3703 | 0.078492 | 263.3703 | 0 | 263.3703 | 0.018914 | 357.9884 | 0.010988 | 263.3703 | -0.00053059 | 263.3703 | 0
| 263.4448 | 0.00036921 | 304.973 | 0.087854 | 263.4448 | 0.079033 | 263.4448 | 0 | 263.4448 | 0.010675 | 358.0669 | 0.0057754 | 263.4448 | -0.027546 | 263.4448 | 0
| 263.5193 | 0.00037933 | 305.0494 | 0.10633 | 263.5193 | 0.080744 | 263.5193 | 0 | 263.5193 | 0.017546 | 358.1454 | 0.0068311 | 263.5193 | 0.006 | 263.5193 | 0
| 263.5938 | 0.00037056 | 305.1259 | 0.090721 | 263.5938 | 0.082084 | 263.5938 | 0 | 263.5938 | 0.015336 | 358.2238 | 0.012075 | 263.5938 | -0.011651 | 263.5938 | 0
| 263.6683 | 0.00038068 | 305.2024 | 0.092272 | 263.6683 | 0.087273 | 263.6683 | 0 | 263.6683 | 0.013306 | 358.3023 | 0.016511 | 263.6683 | 0.020344 | 263.6683 | 0
| 263.7428 | 0.00037731 | 305.2788 | 0.081397 | 263.7428 | 0.087187 | 263.7428 | 0 | 263.7428 | 0.0024808 | 358.3808 | 0.021363 | 263.7428 | -0.014313 | 263.7428 | 0
| 263.8173 | 0.00038743 | 305.3553 | 0.11954 | 263.8173 | 0.090694 | 263.8173 | 0 | 263.8173 | 0.016854 | 358.4592 | 0.017469 | 263.8173 | -0.0098136 | 263.8173 | 0
| 263.8918 | 0.00038136 | 305.4318 | 0.094373 | 263.8918 | 0.090523 | 263.8918 | 0 | 263.8918 | 0.0091111 | 358.5377 | 0.0076207 | 263.8918 | -0.013601 | 263.8918 | 0
| 263.9663 | 0.00039013 | 305.5083 | 0.10656 | 263.9663 | 0.093859 | 263.9663 | 0 | 263.9663 | 0.016223 | 358.6162 | 0.016653 | 263.9663 | 0.0074338 | 263.9663 | 0
| 264.0408 | 0.00038608 | 305.5848 | 0.11898 | 264.0408 | 0.094515 | 264.0408 | 0 | 264.0408 | 0.0071566 | 358.6947 | 0.016775 | 264.0408 | -0.019603 | 264.0408 | 0
| 264.1154 | 0.00039216 | 305.6613 | 0.10865 | 264.1153 | 0.098877 | 264.1154 | 0 | 264.1153 | 0.015877 | 358.7732 | 0.01791 | 264.1153 | 0.01308 | 264.1153 | 0
| 264.1899 | 0.00038136 | 305.7378 | 0.079605 | 264.1899 | 0.098079 | 264.1899 | 0 | 264.1899 | 0.014058 | 358.8516 | 0.0075589 | 264.1899 | -0.025269 | 264.1899 | 0
| 264.2644 | 0.00039418 | 305.8143 | 0.090539 | 264.2644 | 0.10187 | 264.2644 | 0 | 264.2644 | 0.0054276 | 358.9301 | 0.0056592 | 264.2644 | 0.023529 | 264.2644 | 0
| 264.3389 | 0.00038676 | 305.8908 | 0.098951 | 264.3389 | 0.10307 | 264.3389 | 0 | 264.3389 | 0.0099832 | 359.0086 | 0.0086716 | 264.3389 | -0.0053305 | 264.3389 | 0
| 264.4135 | 0.00040093 | 305.9673 | 0.11991 | 264.4135 | 0.10831 | 264.4135 | 0 | 264.4135 | 0.017696 | 359.0871 | 0.016151 | 264.4135 | -0.00076697 | 264.4135 | 0
| 264.488 | 0.00039756 | 306.0439 | 0.079431 | 264.488 | 0.10974 | 264.488 | 0 | 264.488 | 0.0056982 | 359.1656 | 0.010456 | 264.488 | -0.013078 | 264.488 | 0
| 264.5625 | 0.00040971 | 306.1204 | 0.092695 | 264.5625 | 0.11373 | 264.5625 | 0 | 264.5625 | 0.0092164 | 359.2441 | 0.01129 | 264.5625 | -0.014659 | 264.5625 | 0
| 264.6371 | 0.00040566 | 306.1969 | 0.10384 | 264.6371 | 0.1149 | 264.6371 | 0 | 264.6371 | 0.0076828 | 359.3226 | 0.0094255 | 264.6371 | -0.015211 | 264.6371 | 0
| 264.7116 | 0.00041713 | 306.2734 | 0.1053 | 264.7116 | 0.1196 | 264.7116 | 0 | 264.7116 | 0.0079084 | 359.4011 | 0.014562 | 264.7116 | 0.0093618 | 264.7116 | 0
| 264.7862 | 0.00039621 | 306.3499 | 0.090188 | 264.7862 | 0.12015 | 264.7862 | 0 | 264.7862 | 0.011472 | 359.4796 | 0.005095 | 264.7862 | -0.0015169 | 264.7862 | 0
| 264.8607 | 0.00039958 | 306.4265 | 0.10195 | 264.8607 | 0.12528 | 264.8607 | 0 | 264.8607 | 0.0084346 | 359.5581 | 0.006949 | 264.8607 | 0.00019121 | 264.8607 | 0
| 264.9353 | 0.00039351 | 306.503 | 0.088378 | 264.9353 | 0.1267 | 264.9353 | 0 | 264.9353 | 0.010103 | 359.6366 | 0.010032 | 264.9353 | -0.011064 | 264.9353 | 0
| 265.0099 | 0.00039688 | 306.5795 | 0.084169 | 265.0099 | 0.13224 | 265.0099 | 0 | 265.0099 | 0.013862 | 359.7151 | 0.010269 | 265.0099 | -0.00023577 | 265.0099 | 0
| 265.0844 | 0.00038811 | 306.6561 | 0.080516 | 265.0844 | 0.1346 | 265.0844 | 0 | 265.0844 | 0.0060591 | 359.7936 | 0.0061086 | 265.0844 | -0.018995 | 265.0844 | 0
| 265.159 | 0.00040093 | 306.7326 | 0.10147 | 265.159 | 0.1407 | 265.159 | 0 | 265.159 | 0.016253 | 359.8722 | 0.012624 | 265.159 | 0.0018094 | 265.159 | 0
| 265.2336 | 0.00040363 | 306.8091 | 0.084845 | 265.2336 | 0.14378 | 265.2336 | 0 | 265.2336 | 0.001483 | 359.9507 | 0.018535 | 265.2336 | -0.031287 | 265.2336 | 0
| 265.3082 | 0.00042591 | 306.8857 | 0.096437 | 265.3082 | 0.15011 | 265.3082 | 0 | 265.3082 | 0.0093367 | 360.0292 | 0.0086835 | 265.3082 | 0.017054 | 265.3082 | 0
| 265.3827 | 0.00042456 | 306.9622 | 0.07612 | 265.3827 | 0.15422 | 265.3828 | 0 | 265.3827 | 0.0046608 | 360.1077 | 0.006226 | 265.3828 | -0.016808 | 265.3828 | 0
| 265.4573 | 0.00043401 | 307.0388 | 0.082891 | 265.4573 | 0.15961 | 265.4573 | 0 | 265.4573 | 0.0096524 | 360.1862 | 0.015287 | 265.4573 | -0.010271 | 265.4573 | 0
| 265.5319 | 0.00042388 | 307.1154 | 0.082514 | 265.5319 | 0.16283 | 265.5319 | 0 | 265.5319 | 0.0076377 | 360.2648 | 0.0037792 | 265.5319 | -0.015152 | 265.5319 | 0
| 265.6065 | 0.00042186 | 307.1919 | 0.10704 | 265.6065 | 0.16998 | 265.6065 | 0 | 265.6065 | 0.010254 | 360.3433 | 0.017293 | 265.6065 | 0.0084919 | 265.6065 | 0
| 265.6811 | 0.00040026 | 307.2685 | 0.077487 | 265.6811 | 0.17412 | 265.6811 | 0 | 265.6811 | 0.0086451 | 360.4218 | 0.0069232 | 265.6811 | -0.030384 | 265.6811 | 0
| 265.7557 | 0.00040363 | 307.3451 | 0.082103 | 265.7557 | 0.1811 | 265.7557 | 0 | 265.7557 | 0.01093 | 360.5004 | 0.017805 | 265.7557 | 0.0060098 | 265.7557 | 0
| 265.8304 | 0.00039756 | 307.4216 | 0.08314 | 265.8303 | 0.18609 | 265.8304 | 0 | 265.8303 | 0.0083594 | 360.5789 | 0.0010936 | 265.8303 | -0.0017948 | 265.8303 | 0
| 265.905 | 0.00041308 | 307.4982 | 0.082939 | 265.9049 | 0.19234 | 265.905 | 0 | 265.9049 | 0.021515 | 360.6575 | 0.01898 | 265.905 | 0.0095295 | 265.905 | 0
| 265.9796 | 0.00040633 | 307.5748 | 0.083031 | 265.9796 | 0.19607 | 265.9796 | 0 | 265.9796 | 0.0052021 | 360.736 | 0.006238 | 265.9796 | -0.018192 | 265.9796 | 0
| 266.0542 | 0.00042321 | 307.6514 | 0.090785 | 266.0542 | 0.20354 | 266.0542 | 0 | 266.0542 | 0.0078933 | 360.8146 | 0.013273 | 266.0542 | 0.01111 | 266.0542 | 0
| 266.1288 | 0.00041511 | 307.728 | 0.094353 | 266.1288 | 0.20808 | 266.1288 | 0 | 266.1288 | 0.007322 | 360.8931 | 0.0038729 | 266.1288 | -0.034276 | 266.1288 | 0
| 266.2034 | 0.00042388 | 307.8046 | 0.091171 | 266.2034 | 0.2152 | 266.2034 | 0 | 266.2034 | 0.013937 | 360.9717 | 0.011713 | 266.2034 | 0.0096765 | 266.2034 | 0
| 266.2781 | 0.00041443 | 307.8812 | 0.080295 | 266.2781 | 0.22076 | 266.2781 | 0 | 266.2781 | 0.012103 | 361.0502 | 0.00044215 | 266.2781 | -0.01401 | 266.2781 | 0
| 266.3527 | 0.00041983 | 307.9577 | 0.085004 | 266.3527 | 0.22832 | 266.3527 | 0 | 266.3527 | 0.013817 | 361.1288 | 0.0092229 | 266.3527 | -0.0026579 | 266.3527 | 0
| 266.4273 | 0.00042118 | 308.0343 | 0.09686 | 266.4273 | 0.23419 | 266.4273 | 0 | 266.4273 | 0.0059989 | 361.2073 | 0.0068806 | 266.4273 | -0.005523 | 266.4273 | 0
| 266.502 | 0.00043536 | 308.1109 | 0.10244 | 266.502 | 0.24283 | 266.502 | 0.073866 | 266.502 | 0.012103 | 361.2859 | 0.01673 | 266.502 | 0.01579 | 266.502 | 0
| 266.5766 | 0.00042591 | 308.1876 | 0.066917 | 266.5766 | 0.24708 | 266.5766 | 0 | 266.5766 | 0.0036835 | 361.3645 | 0.0069769 | 266.5766 | -0.013461 | 266.5766 | 0
| 266.6513 | 0.00043266 | 308.2642 | 0.056076 | 266.6513 | 0.25543 | 266.6513 | 0 | 266.6513 | 0.0090961 | 361.443 | 0.0072403 | 266.6513 | 0.0069549 | 266.6513 | 0
| 266.726 | 0.00042051 | 308.3408 | 0.067929 | 266.7259 | 0.26182 | 266.726 | 0 | 266.7259 | 0.0096825 | 361.5216 | 0.0099652 | 266.7259 | -0.018285 | 266.7259 | 0
| 266.8006 | 0.00042253 | 308.4174 | 0.1253 | 266.8006 | 0.27046 | 266.8006 | 0.073866 | 266.8006 | 0.011081 | 361.6002 | 0.011345 | 266.8006 | 0.0083335 | 266.8006 | 0
| 266.8752 | 0.00040566 | 308.494 | 0.067601 | 266.8753 | 0.27713 | 266.8752 | 0 | 266.8753 | 0.0079835 | 361.6787 | 0.0017287 | 266.8753 | -0.013366 | 266.8753 | 0
| 266.9499 | 0.00041241 | 308.5706 | 0.077518 | 266.9499 | 0.28725 | 266.9499 | 0.073866 | 266.9499 | 0.0083744 | 361.7573 | 0.01497 | 266.9499 | 0.0037062 | 266.9499 | 0
| 267.0246 | 0.00040971 | 308.6472 | 0.076984 | 267.0246 | 0.29267 | 267.0246 | 0 | 267.0246 | 0.0016388 | 361.8359 | 0.0041919 | 267.0246 | -0.023352 | 267.0246 | 0
| 267.0993 | 0.00042388 | 308.7239 | 0.089332 | 267.0993 | 0.30228 | 267.0993 | 0 | 267.0993 | 0.0087653 | 361.9145 | 0.013139 | 267.0993 | -0.0061802 | 267.0993 | 0
| 267.1739 | 0.00042051 | 308.8005 | 0.058205 | 267.1739 | 0.3104 | 267.174 | 0 | 267.1739 | 0.0082091 | 361.9931 | 0.0070484 | 267.1739 | -0.0098145 | 267.1739 | 0
| 267.2486 | 0.00042861 | 308.8771 | 0.075033 | 267.2486 | 0.32169 | 267.2486 | 0 | 267.2486 | 0.0070965 | 362.0717 | 0.022301 | 267.2486 | 0.0007214 | 267.2486 | 0
| 267.3233 | 0.00041848 | 308.9538 | 0.061619 | 267.3233 | 0.32959 | 267.3233 | 0 | 267.3233 | 0.01305 | 362.1502 | 0.0030584 | 267.3233 | -0.015391 | 267.3233 | 0
| 267.398 | 0.00042658 | 309.0304 | 0.082655 | 267.398 | 0.34108 | 267.398 | 0.073866 | 267.398 | 0.0087653 | 362.2288 | 0.0048587 | 267.398 | 0.001217 | 267.398 | 0
| 267.4727 | 0.00041443 | 309.1071 | 0.066099 | 267.4727 | 0.34895 | 267.4727 | 0 | 267.4727 | 0.007758 | 362.3074 | 0.0029013 | 267.4727 | -0.020424 | 267.4727 | 0
| 267.5474 | 0.00042051 | 309.1837 | 0.063096 | 267.5474 | 0.36044 | 267.5474 | 0.073866 | 267.5474 | 0.0070363 | 362.386 | 0.0088332 | 267.5474 | 0.0038883 | 267.5474 | 0
| 267.6221 | 0.00041106 | 309.2604 | 0.057084 | 267.6221 | 0.36928 | 267.6221 | 0 | 267.6221 | 0.0063898 | 362.4646 | 0.0099851 | 267.6221 | -0.018075 | 267.6221 | 0
| 267.6968 | 0.00041781 | 309.337 | 0.066489 | 267.6968 | 0.38145 | 267.6968 | 0.073866 | 267.6968 | 0.017305 | 362.5432 | 0.0093767 | 267.6968 | 0.010217 | 267.6968 | 0
| 267.7715 | 0.00041038 | 309.4137 | 0.067865 | 267.7715 | 0.39263 | 267.7715 | 0 | 267.7715 | 0.0050968 | 362.6218 | 0.0070778 | 267.7715 | -0.017288 | 267.7715 | 0
| 267.8462 | 0.00041983 | 309.4903 | 0.052886 | 267.8462 | 0.40554 | 267.8462 | 0.073866 | 267.8462 | 0.013832 | 362.7004 | 0.0089618 | 267.8462 | 0.021543 | 267.8462 | 0
| 267.9209 | 0.00040971 | 309.567 | 0.059431 | 267.9209 | 0.41658 | 267.9209 | 0 | 267.9209 | 0.0095472 | 362.7791 | 0.0016357 | 267.9209 | -0.018415 | 267.9209 | 0
| 267.9957 | 0.00041713 | 309.6437 | 0.065862 | 267.9957 | 0.43066 | 267.9957 | 0.073866 | 267.9957 | 0.007322 | 362.8577 | 0.015454 | 267.9957 | 0.0065118 | 267.9957 | 0
| 268.0704 | 0.00041106 | 309.7203 | 0.056055 | 268.0704 | 0.44227 | 268.0704 | 0.073866 | 268.0704 | 0.0070814 | 362.9363 | 0.010043 | 268.0704 | -0.017168 | 268.0704 | 0
| 268.1451 | 0.00041646 | 309.797 | 0.066309 | 268.1451 | 0.45547 | 268.1451 | 0.073866 | 268.1451 | 0.0088255 | 363.0149 | 3.0431e-05 | 268.1451 | 0.0044057 | 268.1451 | 0
| 268.2199 | 0.00040836 | 309.8737 | 0.061874 | 268.2198 | 0.46807 | 268.2198 | 0.073866 | 268.2198 | 0.0068409 | 363.0935 | 0.0020104 | 268.2198 | -0.013421 | 268.2198 | 0
| 268.2946 | 0.00041511 | 309.9503 | 0.060262 | 268.2946 | 0.48301 | 268.2946 | 0.073866 | 268.2946 | 0.0093968 | 363.1721 | -0.0030524 | 268.2946 | 0.0023454 | 268.2946 | 0
| 268.3693 | 0.00040903 | 310.027 | 0.047627 | 268.3693 | 0.49647 | 268.3693 | 0.073866 | 268.3693 | 0.0032475 | 363.2507 | 0.0023053 | 268.3693 | -0.011092 | 268.3693 | 0
| 268.4441 | 0.00041646 | 310.1037 | 0.050125 | 268.4441 | 0.513 | 268.4441 | 0.073866 | 268.4441 | 0.0044954 | 363.3294 | 0.014636 | 268.4441 | 0.01149 | 268.4441 | 0
| 268.5188 | 0.00040566 | 310.1804 | 0.084698 | 268.5188 | 0.52706 | 268.5188 | 0.073866 | 268.5188 | 0.0066003 | 363.408 | -0.0018257 | 268.5188 | -0.012639 | 268.5188 | 0
| 268.5936 | 0.00041106 | 310.2571 | 0.041399 | 268.5935 | 0.54351 | 268.5936 | 0.073866 | 268.5935 | 0.011832 | 363.4866 | 0.0086032 | 268.5936 | -0.0041205 | 268.5936 | 0
| 268.6683 | 0.00040566 | 310.3338 | 0.065342 | 268.6683 | 0.55774 | 268.6683 | 0.073866 | 268.6683 | 0.0043601 | 363.5653 | 0.0083615 | 268.6683 | -0.010437 | 268.6683 | 0
| 268.7431 | 0.00041106 | 310.4105 | 0.057063 | 268.7431 | 0.57493 | 268.7431 | 0.073866 | 268.7431 | 0.004315 | 363.6439 | 0.014213 | 268.7431 | 0.0042364 | 268.7431 | 0
| 268.8178 | 0.00040161 | 310.4872 | 0.059381 | 268.8178 | 0.59047 | 268.8178 | 0.073866 | 268.8178 | 0.0052772 | 363.7225 | 0.0047365 | 268.8178 | -0.013792 | 268.8178 | 0
| 268.8926 | 0.00040633 | 310.5639 | 0.065285 | 268.8926 | 0.60849 | 268.8926 | 0.073866 | 268.8926 | 0.0072468 | 363.8012 | 0.0063674 | 268.8926 | 0.0019885 | 268.8926 | 0
| 268.9674 | 0.00040431 | 310.6406 | 0.058575 | 268.9674 | 0.62579 | 268.9674 | 0.073866 | 268.9674 | 0.0048112 | 363.8798 | 0.00086765 | 268.9674 | -0.018453 | 268.9674 | 0
| 269.0421 | 0.00040296 | 310.7173 | 0.050469 | 269.0421 | 0.64373 | 269.0421 | 0.073866 | 269.0421 | 0.0088556 | 363.9585 | 0.011105 | 269.0421 | 0.012548 | 269.0421 | 0
| 269.1169 | 0.00039621 | 310.794 | 0.059019 | 269.1169 | 0.66135 | 269.1169 | 0.073866 | 269.1169 | 0.0082692 | 364.0371 | 0.0061522 | 269.1169 | -0.0012909 | 269.1169 | 0
| 269.1917 | 0.00040161 | 310.8708 | 0.049862 | 269.1917 | 0.68128 | 269.1917 | 0.073866 | 269.1917 | 0.0083594 | 364.1158 | 0.0050442 | 269.1917 | 0.0080983 | 269.1917 | 0
| 269.2665 | 0.00039621 | 310.9475 | 0.056175 | 269.2665 | 0.69781 | 269.2665 | 0.073866 | 269.2665 | 0.0030521 | 364.1944 | 0.0086805 | 269.2665 | -0.0054738 | 269.2665 | 0
| 269.3413 | 0.00039688 | 311.0242 | 0.072825 | 269.3413 | 0.71908 | 269.3413 | 0.073866 | 269.3413 | 0.0099982 | 364.2731 | 0.0016164 | 269.3413 | 0.00095336 | 269.3413 | 0
| 269.4161 | 0.00039216 | 311.101 | 0.063651 | 269.4161 | 0.73685 | 269.4161 | 0.073866 | 269.4161 | 0.0019696 | 364.3517 | -0.0042286 | 269.4161 | -0.011264 | 269.4161 | 0
| 269.4909 | 0.00039283 | 311.1777 | 0.053311 | 269.4909 | 0.75917 | 269.4909 | 0.14773 | 269.4909 | 0.010179 | 364.4304 | 0.0077982 | 269.4909 | 0.0050059 | 269.4909 | 0
| 269.5657 | 0.00038878 | 311.2544 | 0.073095 | 269.5657 | 0.77864 | 269.5657 | 0.073866 | 269.5657 | 0.00014054 | 364.5091 | -0.0016393 | 269.5657 | -0.0013066 | 269.5657 | 0
| 269.6405 | 0.00039283 | 311.3311 | 0.065805 | 269.6405 | 0.80214 | 269.6405 | 0.14773 | 269.6405 | 0.007743 | 364.5877 | 0.0052489 | 269.6405 | 0.0055157 | 269.6405 | 0
| 269.7153 | 0.00038068 | 311.4079 | 0.051955 | 269.7153 | 0.82346 | 269.7153 | 0.073866 | 269.7153 | 0.0058185 | 364.6664 | 0.00855 | 269.7153 | -0.019757 | 269.7153 | 0
| 269.7901 | 0.00038743 | 311.4846 | 0.041306 | 269.7901 | 0.84778 | 269.7901 | 0.14773 | 269.7901 | 0.010374 | 364.7451 | 0.010225 | 269.7901 | 0.013233 | 269.7901 | 0
| 269.8649 | 0.00037866 | 311.5614 | 0.064392 | 269.8649 | 0.86748 | 269.8649 | 0.073866 | 269.8649 | 0.0079685 | 364.8237 | -0.001072 | 269.8649 | -0.016109 | 269.8649 | 0
| 269.9397 | 0.00038541 | 311.6381 | 0.053682 | 269.9397 | 0.88907 | 269.9397 | 0.14773 | 269.9397 | 0.010479 | 364.9024 | 0.010965 | 269.9397 | -0.0038086 | 269.9397 | 0
| 270.0146 | 0.00037258 | 311.7149 | 0.047379 | 270.0145 | 0.90931 | 270.0146 | 0.073866 | 270.0145 | 0.0072919 | 364.9811 | -0.0056928 | 270.0145 | -0.014363 | 270.0145 | 0
| 270.0894 | 0.00037461 | 311.7916 | 0.047322 | 270.0894 | 0.93243 | 270.0894 | 0.14773 | 270.0894 | 0.0041496 | 365.0598 | 0.0090046 | 270.0894 | -0.0081298 | 270.0894 | 0
| 270.1642 | 0.00036921 | 311.8684 | 0.042933 | 270.1642 | 0.9531 | 270.1642 | 0.14773 | 270.1642 | 0.011081 | 365.1384 | -0.0055983 | 270.1642 | -0.0071162 | 270.1642 | 0
| 270.239 | 0.00037326 | 311.9452 | 0.049742 | 270.239 | 0.97891 | 270.239 | 0.14773 | 270.239 | 0.0074723 | 365.2171 | 0.011402 | 270.239 | 0.014 | 270.239 | 0
| 270.3139 | 0.00036246 | 312.0219 | 0.061291 | 270.3139 | 1.0068 | 270.3139 | 0.073866 | 270.3139 | 0.0015787 | 365.2958 | -0.0093734 | 270.3139 | -0.014318 | 270.3139 | 0
| 270.3887 | 0.00036718 | 312.0987 | 0.05091 | 270.3887 | 1.033 | 270.3887 | 0.14773 | 270.3887 | 0.0052772 | 365.3745 | 0.01095 | 270.3887 | 0.0023881 | 270.3887 | 0
| 270.4636 | 0.00036651 | 312.1755 | 0.054449 | 270.4636 | 1.0598 | 270.4636 | 0.14773 | 270.4636 | 0.0068409 | 365.4532 | 0.0059086 | 270.4636 | -0.0097613 | 270.4636 | 0
| 270.5384 | 0.00037258 | 312.2522 | 0.061437 | 270.5384 | 1.0867 | 270.5384 | 0.14773 | 270.5384 | 0.011772 | 365.5319 | 0.011959 | 270.5384 | -0.00021268 | 270.5384 | 0
| 270.6133 | 0.00036313 | 312.329 | 0.058844 | 270.6133 | 1.1139 | 270.6133 | 0.14773 | 270.6133 | 0.0098779 | 365.6106 | 0.0066075 | 270.6133 | -0.01673 | 270.6133 | 0
| 270.6881 | 0.00036448 | 312.4058 | 0.062098 | 270.6881 | 1.1413 | 270.6881 | 0.14773 | 270.6881 | 0.010615 | 365.6893 | 0.0098146 | 270.6881 | 0.0071195 | 270.6881 | 0
| 270.763 | 0.00034491 | 312.4826 | 0.030511 | 270.763 | 1.1703 | 270.763 | 0.073866 | 270.763 | 0.0097877 | 365.768 | 0.0015005 | 270.763 | -0.023748 | 270.763 | 0
| 270.8379 | 0.00034153 | 312.5594 | 0.03789 | 270.8379 | 1.1977 | 270.8379 | 0.14773 | 270.8379 | 0.012945 | 365.8467 | 0.01363 | 270.8379 | 0.0023891 | 270.8379 | 0
| 270.9127 | 0.00033276 | 312.6362 | 0.058104 | 270.9127 | 1.2275 | 270.9127 | 0.14773 | 270.9127 | 0.00012101 | 365.9254 | -0.0053633 | 270.9127 | -0.016296 | 270.9127 | 0
| 270.9876 | 0.00033749 | 312.713 | 0.045087 | 270.9876 | 1.2553 | 270.9876 | 0.14773 | 270.9876 | 0.0078031 | 366.0041 | 0.019454 | 270.9876 | -0.0039269 | 270.9876 | 0
| 271.0625 | 0.00034019 | 312.7898 | 0.049877 | 271.0625 | 1.2849 | 271.0625 | 0.14773 | 271.0625 | 0.0096073 | 366.0828 | -0.00036767 | 271.0625 | 0.0039272 | 271.0625 | 0
| 271.1374 | 0.00035571 | 312.8665 | 0.065451 | 271.1374 | 1.3158 | 271.1374 | 0.2216 | 271.1374 | 0.010539 | 366.1615 | 0.0028696 | 271.1374 | 0.020914 | 271.1374 | 0
| 271.2122 | 0.00034626 | 312.9434 | 0.077401 | 271.2122 | 1.3461 | 271.2122 | 0.2216 | 271.2122 | 0.0050367 | 366.2402 | -0.008213 | 271.2122 | -0.0065694 | 271.2122 | 0
| 271.2871 | 0.00033479 | 313.0202 | 0.062712 | 271.2871 | 1.3776 | 271.2871 | 0.2216 | 271.2871 | 0.0090059 | 366.319 | 0.0070988 | 271.2871 | 0.00062462 | 271.2871 | 0
| 271.362 | 0.00033614 | 313.097 | 0.035425 | 271.362 | 1.4099 | 271.362 | 0.2216 | 271.362 | 0.0058486 | 366.3977 | 6.5194e-05 | 271.362 | 0.019909 | 271.362 | 0
| 271.4369 | 0.00032129 | 313.1738 | 0.045315 | 271.4369 | 1.4393 | 271.4369 | 0.2216 | 271.4369 | 0.0032926 | 366.4764 | 0.0086678 | 271.4369 | -0.015653 | 271.4369 | 0
| 271.5118 | 0.00032601 | 313.2506 | 0.044507 | 271.5118 | 1.4703 | 271.5118 | 0.2216 | 271.5118 | 0.0051119 | 366.5551 | -0.00358 | 271.5118 | 0.0020053 | 271.5118 | 0
| 271.5867 | 0.00031521 | 313.3274 | 0.036365 | 271.5867 | 1.5016 | 271.5867 | 0.2216 | 271.5867 | 0.0048112 | 366.6339 | 0.012932 | 271.5867 | -0.01234 | 271.5867 | 0
| 271.6616 | 0.00031994 | 313.4043 | 0.048369 | 271.6616 | 1.5332 | 271.6616 | 0.2216 | 271.6616 | 0.012238 | 366.7126 | 0.00025417 | 271.6616 | 0.0042194 | 271.6616 | 0
| 271.7365 | 0.00031184 | 313.4811 | 0.040459 | 271.7365 | 1.566 | 271.7365 | 0.2216 | 271.7365 | 0.0040594 | 366.7913 | 0.00071676 | 271.7365 | -0.002367 | 271.7365 | 0
| 271.8115 | 0.00031994 | 313.5579 | 0.0689 | 271.8114 | 1.5998 | 271.8115 | 0.29547 | 271.8114 | 0.0098178 | 366.8701 | 0.0067669 | 271.8115 | 0.0078831 | 271.8115 | 0
| 271.8864 | 0.00030981 | 313.6347 | 0.045524 | 271.8864 | 1.6352 | 271.8864 | 0.2216 | 271.8864 | 0.0054577 | 366.9488 | 0.011727 | 271.8864 | -0.0083779 | 271.8864 | 0
| 271.9613 | 0.00031319 | 313.7116 | 0.05258 | 271.9613 | 1.6695 | 271.9613 | 0.2216 | 271.9613 | 0.01069 | 367.0275 | -0.00056519 | 271.9613 | 0.023311 | 271.9613 | 0
| 272.0362 | 0.00030306 | 313.7884 | 0.045067 | 272.0362 | 1.7045 | 272.0362 | 0.2216 | 272.0362 | 0.0097877 | 367.1063 | 0.00032475 | 272.0362 | -0.013278 | 272.0362 | 0
| 272.1112 | 0.00030779 | 313.8653 | 0.067643 | 272.1112 | 1.7363 | 272.1111 | 0.29547 | 272.1112 | 0.01296 | 367.185 | -0.0010805 | 272.1112 | 0.015523 | 272.1112 | 0
| 272.1861 | 0.00029766 | 313.9421 | 0.036833 | 272.1861 | 1.7633 | 272.1861 | 0.2216 | 272.1861 | 0.0097877 | 367.2638 | 0.011892 | 272.1861 | -0.010398 | 272.1861 | 0
| 272.261 | 0.00030576 | 314.019 | 0.054718 | 272.261 | 1.7967 | 272.261 | 0.29547 | 272.261 | 0.014945 | 367.3425 | 0.00080548 | 272.261 | 0.016543 | 272.261 | 0
| 272.336 | 0.00029091 | 314.0958 | 0.053012 | 272.336 | 1.8253 | 272.336 | 0.29547 | 272.336 | 0.0018192 | 367.4213 | 0.0030449 | 272.336 | -0.019023 | 272.336 | 0
| 272.4109 | 0.00029631 | 314.1727 | 0.068229 | 272.4109 | 1.8581 | 272.4109 | 0.29547 | 272.4109 | 0.008615 | 367.5 | -0.0045518 | 272.4109 | 0.0072953 | 272.4109 | 0
| 272.4859 | 0.00028416 | 314.2495 | 0.031433 | 272.4859 | 1.8879 | 272.4859 | 0.29547 | 272.4859 | 0.00034719 | 367.5788 | 0.010896 | 272.4859 | -0.027365 | 272.4859 | 0
| 272.5608 | 0.00029361 | 314.3264 | 0.035792 | 272.5608 | 1.9207 | 272.5608 | 0.36933 | 272.5608 | 0.0152 | 367.6575 | 0.0026158 | 272.5608 | 0.0054276 | 272.5608 | 0
| 272.6358 | 0.00028281 | 314.4033 | 0.057869 | 272.6358 | 1.9501 | 272.6358 | 0.29547 | 272.6358 | 0.011772 | 367.7363 | 0.0088028 | 272.6358 | -0.021513 | 272.6358 | 0
| 272.7107 | 0.00028754 | 314.4801 | 0.044007 | 272.7107 | 1.9824 | 272.7107 | 0.36933 | 272.7107 | 0.01084 | 367.8151 | 0.013898 | 272.7107 | 1.3981e-05 | 272.7107 | 0
| 272.7857 | 0.00027539 | 314.557 | 0.037697 | 272.7857 | 2.0117 | 272.7857 | 0.36933 | 272.7857 | 0.0059538 | 367.8938 | 0.011901 | 272.7857 | -0.011678 | 272.7857 | 0
| 272.8607 | 0.00028146 | 314.6339 | 0.064158 | 272.8607 | 2.0433 | 272.8607 | 0.36933 | 272.8607 | 0.011381 | 367.9726 | 0.0023546 | 272.8607 | 0.021506 | 272.8607 | 0
| 272.9356 | 0.00027134 | 314.7107 | 0.059511 | 272.9356 | 2.0734 | 272.9356 | 0.36933 | 272.9356 | 0.014809 | 368.0514 | 0.012923 | 272.9356 | -0.012688 | 272.9356 | 0
| 273.0106 | 0.00027269 | 314.7876 | 0.080469 | 273.0106 | 2.1038 | 273.0106 | 0.36933 | 273.0106 | 0.0078181 | 368.1301 | 0.0087579 | 273.0106 | -0.0024881 | 273.0106 | 0
| 273.0856 | 0.00026526 | 314.8645 | 0.036575 | 273.0856 | 2.1321 | 273.0856 | 0.36933 | 273.0856 | 0.010419 | 368.2089 | -0.0024365 | 273.0856 | -0.0056321 | 273.0856 | 0
| 273.1606 | 0.00026999 | 314.9414 | 0.045376 | 273.1606 | 2.1632 | 273.1606 | 0.4432 | 273.1606 | 0.0089007 | 368.2877 | 0.0032729 | 273.1606 | 0.0067808 | 273.1606 | 0
| 273.2356 | 0.00026121 | 315.0183 | 0.055353 | 273.2356 | 2.1883 | 273.2356 | 0.4432 | 273.2356 | 0.0054577 | 368.3665 | 0.003959 | 273.2356 | -0.00592 | 273.2356 | 0
| 273.3105 | 0.00026931 | 315.0952 | 0.060115 | 273.3105 | 2.2223 | 273.3105 | 0.51706 | 273.3105 | 0.01287 | 368.4453 | -0.0053996 | 273.3105 | 0.012882 | 273.3105 | 0
| 273.3855 | 0.00025514 | 315.1721 | 0.075648 | 273.3855 | 2.2482 | 273.3855 | 0.4432 | 273.3855 | 0.005187 | 368.524 | 0.0093807 | 273.3855 | -0.014678 | 273.3855 | 0
| 273.4605 | 0.00025919 | 315.249 | 0.061257 | 273.4605 | 2.2776 | 273.4605 | 0.51706 | 273.4605 | 0.0067958 | 368.6028 | 0.0021432 | 273.4605 | 0.015477 | 273.4605 | 0
| 273.5356 | 0.00025041 | 315.3259 | 0.055653 | 273.5355 | 2.303 | 273.5356 | 0.51706 | 273.5355 | 0.0096674 | 368.6816 | 0.012452 | 273.5355 | -0.015863 | 273.5355 | 0
| 273.6105 | 0.00025514 | 315.4028 | 0.053281 | 273.6105 | 2.332 | 273.6105 | 0.51706 | 273.6105 | 0.012088 | 368.7604 | 0.0066712 | 273.6105 | -0.0072643 | 273.6105 | 0
| 273.6855 | 0.00024299 | 315.4797 | 0.041603 | 273.6856 | 2.3564 | 273.6855 | 0.51706 | 273.6856 | 0.0077881 | 368.8392 | 0.01085 | 273.6856 | -0.012704 | 273.6856 | 0
| 273.7606 | 0.00024974 | 315.5566 | 0.062202 | 273.7606 | 2.3829 | 273.7606 | 0.59093 | 273.7606 | 0.0079986 | 368.918 | -0.0048255 | 273.7606 | 0.00043017 | 273.7606 | 0
| 273.8356 | 0.00024164 | 315.6335 | 0.038392 | 273.8356 | 2.4066 | 273.8356 | 0.59093 | 273.8356 | 0.010028 | 368.9968 | 0.0044748 | 273.8356 | -0.013948 | 273.8356 | 0
| 273.9106 | 0.00024501 | 315.7104 | 0.079285 | 273.9106 | 2.4323 | 273.9106 | 0.59093 | 273.9106 | 0.013426 | 369.0756 | 0.004028 | 273.9106 | 0.012769 | 273.9106 | 0
| 273.9856 | 0.00023421 | 315.7874 | 0.049109 | 273.9856 | 2.455 | 273.9856 | 0.59093 | 273.9856 | 0.0061944 | 369.1544 | 0.0091322 | 273.9856 | -0.011955 | 273.9856 | 0
| 274.0607 | 0.00024231 | 315.8643 | 0.051562 | 274.0607 | 2.4816 | 274.0607 | 0.6648 | 274.0607 | 0.012013 | 369.2332 | -0.00011947 | 274.0607 | 0.01417 | 274.0607 | 0
| 274.1357 | 0.00023151 | 315.9412 | 0.051785 | 274.1357 | 2.503 | 274.1357 | 0.6648 | 274.1357 | 0.0046157 | 369.312 | 0.019637 | 274.1357 | -0.022425 | 274.1357 | 0
| 274.2107 | 0.00023961 | 316.0181 | 0.057365 | 274.2107 | 2.5282 | 274.2107 | 0.6648 | 274.2107 | 0.015095 | 369.3908 | 0.00072891 | 274.2107 | 0.013296 | 274.2107 | 0
| 274.2858 | 0.00022746 | 316.0951 | 0.047001 | 274.2858 | 2.5481 | 274.2858 | 0.73866 | 274.2858 | 0.0095923 | 369.4696 | 0.0072533 | 274.2858 | -0.013424 | 274.2858 | 0
| 274.3608 | 0.00023016 | 316.172 | 0.035713 | 274.3608 | 2.5707 | 274.3608 | 0.73866 | 274.3608 | 0.0082091 | 369.5484 | -0.0012329 | 274.3608 | -0.0025044 | 274.3608 | 0
| 274.4359 | 0.00022207 | 316.2489 | 0.057345 | 274.4359 | 2.5886 | 274.4359 | 0.73866 | 274.4359 | 0.0040143 | 369.6273 | 0.0044425 | 274.4359 | -0.0044637 | 274.4359 | 0
| 274.5109 | 0.00022679 | 316.3259 | 0.055508 | 274.5109 | 2.6091 | 274.5109 | 0.81253 | 274.5109 | 0.01066 | 369.7061 | 0.00095498 | 274.5109 | 0.0040621 | 274.5109 | 0
| 274.586 | 0.00021734 | 316.4028 | 0.055888 | 274.586 | 2.6264 | 274.586 | 0.81253 | 274.586 | 0.0031273 | 369.7849 | -0.0037781 | 274.586 | -0.0032737 | 274.586 | 0
| 274.661 | 0.00022004 | 316.4798 | 0.0465 | 274.661 | 2.6462 | 274.661 | 0.8864 | 274.661 | 0.0083594 | 369.8637 | 0.0097697 | 274.661 | 0.015515 | 274.661 | 0
| 274.7361 | 0.00021262 | 316.5567 | 0.055853 | 274.7361 | 2.6631 | 274.7361 | 0.8864 | 274.7361 | 0.0060741 | 369.9426 | -0.0012316 | 274.7361 | -0.014325 | 274.7361 | 0
| 274.8112 | 0.00021802 | 316.6337 | 0.056912 | 274.8111 | 2.6802 | 274.8112 | 0.96026 | 274.8111 | 0.011051 | 370.0214 | 0.0045544 | 274.8111 | 0.0062457 | 274.8111 | 0
| 274.8862 | 0.00020519 | 316.7106 | 0.059023 | 274.8862 | 2.6959 | 274.8862 | 0.96026 | 274.8862 | 0.0097426 | 370.1002 | 0.0040386 | 274.8862 | -0.024073 | 274.8862 | 0
| 274.9613 | 0.00021262 | 316.7876 | 0.057767 | 274.9613 | 2.7104 | 274.9613 | 0.96026 | 274.9613 | 0.007773 | 370.179 | 0.0041278 | 274.9613 | 0.00098348 | 274.9613 | 0
| 275.0364 | 0.00020384 | 316.8646 | 0.074809 | 275.0364 | 2.7208 | 275.0364 | 1.0341 | 275.0364 | 0.00012173 | 370.2579 | 0.0018205 | 275.0364 | -0.018719 | 275.0364 | 0
| 275.1114 | 0.00021059 | 316.9415 | 0.078583 | 275.1114 | 2.7342 | 275.1115 | 1.108 | 275.1114 | 0.016253 | 370.3367 | 0.00056021 | 275.1114 | 0.0045296 | 275.1114 | 0
| 275.1865 | 0.00019844 | 317.0185 | 0.042765 | 275.1865 | 2.7416 | 275.1865 | 1.108 | 275.1865 | 0.0029168 | 370.4156 | 0.00033889 | 275.1865 | -0.01463 | 275.1865 | 0
| 275.2616 | 0.00020452 | 317.0955 | 0.046136 | 275.2616 | 2.755 | 275.2616 | 1.1819 | 275.2616 | 0.012584 | 370.4944 | 0.0058357 | 275.2616 | 0.0089702 | 275.2616 | 0
| 275.3367 | 0.00019439 | 317.1725 | 0.059968 | 275.3367 | 2.7673 | 275.3367 | 1.1819 | 275.3367 | 0.0093517 | 370.5732 | -0.0014695 | 275.3367 | -0.011902 | 275.3367 | 0
| 275.4118 | 0.00020114 | 317.2495 | 0.057878 | 275.4118 | 2.7824 | 275.4118 | 1.2557 | 275.4118 | 0.010239 | 370.6521 | 0.010455 | 275.4118 | 0.0068531 | 275.4118 | 0
| 275.4869 | 0.00019304 | 317.3264 | 0.031053 | 275.4869 | 2.7928 | 275.4869 | 1.3296 | 275.4869 | 0.0062395 | 370.731 | 0.0080715 | 275.4869 | -0.0095961 | 275.4869 | 0
| 275.562 | 0.00019777 | 317.4034 | 0.04878 | 275.562 | 2.8038 | 275.562 | 1.3296 | 275.562 | 0.0079835 | 370.8098 | 0.01787 | 275.562 | 0.007015 | 275.562 | 0
| 275.6371 | 0.00019034 | 317.4804 | 0.042701 | 275.6371 | 2.8087 | 275.6371 | 1.4035 | 275.6371 | 0.0066154 | 370.8887 | -0.0026749 | 275.6371 | -0.014545 | 275.6371 | 0
| 275.7122 | 0.00019507 | 317.5574 | 0.046448 | 275.7122 | 2.8159 | 275.7122 | 1.4773 | 275.7122 | 0.012434 | 370.9675 | 0.0095172 | 275.7122 | -0.0034033 | 275.7122 | 0
| 275.7874 | 0.00018359 | 317.6344 | 0.076325 | 275.7873 | 2.8201 | 275.7874 | 1.4773 | 275.7873 | 0.01096 | 371.0464 | -0.00028609 | 275.7873 | -0.019136 | 275.7873 | 0
| 275.8625 | 0.00018562 | 317.7114 | 0.050695 | 275.8625 | 2.8262 | 275.8625 | 1.5512 | 275.8625 | 0.013125 | 371.1252 | 0.0049729 | 275.8625 | -0.001806 | 275.8625 | 0
| 275.9376 | 0.00017954 | 317.7884 | 0.059893 | 275.9376 | 2.8283 | 275.9376 | 1.5512 | 275.9376 | 0.0053073 | 371.2041 | 0.001807 | 275.9376 | -0.0033515 | 275.9376 | 0
| 276.0127 | 0.00018359 | 317.8654 | 0.072151 | 276.0127 | 2.8347 | 276.0127 | 1.6251 | 276.0127 | 0.013396 | 371.283 | 0.0046743 | 276.0127 | -0.00010179 | 276.0127 | 0
| 276.0878 | 0.00017617 | 317.9424 | 0.062641 | 276.0878 | 2.8379 | 276.0878 | 1.6989 | 276.0878 | 0.0041947 | 371.3618 | -0.00019058 | 276.0878 | -0.014897 | 276.0878 | 0
| 276.163 | 0.00018359 | 318.0194 | 0.07525 | 276.163 | 2.8433 | 276.163 | 1.7728 | 276.163 | 0.0028566 | 371.4407 | 0.010919 | 276.163 | 0.0040535 | 276.163 | 0
| 276.2381 | 0.00018089 | 318.0964 | 0.047282 | 276.2381 | 2.8451 | 276.2381 | 1.8467 | 276.2381 | 0.0084045 | 371.5196 | -0.0040716 | 276.2381 | -0.018439 | 276.2381 | 0
| 276.3133 | 0.00018427 | 318.1735 | 0.080211 | 276.3132 | 2.8488 | 276.3133 | 1.9944 | 276.3132 | 0.007322 | 371.5984 | 0.014188 | 276.3132 | 0.011329 | 276.3132 | 0
| 276.3884 | 0.00017549 | 318.2505 | 0.056527 | 276.3884 | 2.8495 | 276.3884 | 1.9944 | 276.3884 | 0.010073 | 371.6773 | -0.0035585 | 276.3884 | -0.0093859 | 276.3884 | 0
| 276.4635 | 0.00017347 | 318.3275 | 0.062137 | 276.4635 | 2.8511 | 276.4635 | 2.0683 | 276.4635 | 0.0053073 | 371.7562 | 0.0032926 | 276.4635 | -0.010295 | 276.4635 | 0
| 276.5387 | 0.00016672 | 318.4045 | 0.090775 | 276.5387 | 2.8486 | 276.5387 | 2.0683 | 276.5387 | 0.0080136 | 371.8351 | -0.0065271 | 276.5387 | -0.013303 | 276.5387 | 0
| 276.6139 | 0.00017009 | 318.4816 | 0.060682 | 276.6139 | 2.8475 | 276.6139 | 2.216 | 276.6139 | 0.0074423 | 371.914 | 0.0081395 | 276.6138 | 0.011448 | 276.6138 | 0
| 276.689 | 0.00015997 | 318.5586 | 0.052562 | 276.689 | 2.8455 | 276.689 | 2.216 | 276.689 | 0.003864 | 371.9929 | 0.0002166 | 276.689 | -0.010084 | 276.689 | 0
| 276.7642 | 0.00016672 | 318.6356 | 0.042345 | 276.7642 | 2.8424 | 276.7642 | 2.2899 | 276.7642 | 0.010645 | 372.0718 | 0.014818 | 276.7642 | 0.0073829 | 276.7642 | 0
| 276.8393 | 0.00015997 | 318.7127 | 0.054236 | 276.8393 | 2.8389 | 276.8393 | 2.3637 | 276.8393 | 0.0081188 | 372.1507 | 0.0035874 | 276.8393 | -0.0191 | 276.8393 | 0
| 276.9145 | 0.00016807 | 318.7897 | 0.07584 | 276.9145 | 2.8381 | 276.9145 | 2.5853 | 276.9145 | 0.0089307 | 372.2296 | 0.0084208 | 276.9145 | 0.0059199 | 276.9145 | 0
| 276.9897 | 0.00015794 | 318.8668 | 0.071203 | 276.9897 | 2.834 | 276.9897 | 2.5853 | 276.9897 | 0.005187 | 372.3084 | 0.0054104 | 276.9897 | -0.017504 | 276.9897 | 0
| 277.0648 | 0.00016334 | 318.9438 | 0.072906 | 277.0649 | 2.8318 | 277.0648 | 2.7331 | 277.0649 | 0.012449 | 372.3874 | 0.0046192 | 277.0649 | 0.0076935 | 277.0649 | 0
| 277.14 | 0.00015524 | 319.0208 | 0.059228 | 277.14 | 2.8243 | 277.14 | 2.8069 | 277.14 | 0.0050066 | 372.4662 | 0.018248 | 277.14 | -0.010438 | 277.14 | 0
| 277.2152 | 0.00015997 | 319.0979 | 0.072964 | 277.2152 | 2.8167 | 277.2152 | 2.8808 | 277.2152 | 0.0088405 | 372.5452 | 0.0095529 | 277.2152 | 0.0075393 | 277.2152 | 0
| 277.2904 | 0.00015119 | 319.175 | 0.04852 | 277.2904 | 2.8047 | 277.2904 | 3.0285 | 277.2904 | 0.0018493 | 372.6241 | -0.0016995 | 277.2904 | -0.0089949 | 277.2904 | 0
| 277.3656 | 0.00015659 | 319.252 | 0.077439 | 277.3656 | 2.7943 | 277.3656 | 3.1024 | 277.3656 | 0.0074122 | 372.703 | 0.0051907 | 277.3656 | 0.0057295 | 277.3656 | 0
| 277.4408 | 0.00014917 | 319.3291 | 0.088557 | 277.4408 | 2.7829 | 277.4408 | 3.1763 | 277.4408 | 0.0043 | 372.7819 | -0.0010697 | 277.4408 | -0.018399 | 277.4408 | 0
| 277.516 | 0.00015254 | 319.4062 | 0.041195 | 277.516 | 2.7765 | 277.516 | 3.324 | 277.516 | 0.010539 | 372.8608 | 0.0089502 | 277.516 | -0.003523 | 277.516 | 0
| 277.5912 | 0.00014917 | 319.4832 | 0.04855 | 277.5912 | 2.7671 | 277.5912 | 3.3979 | 277.5912 | 0.0043601 | 372.9397 | -0.0019266 | 277.5912 | -0.0013944 | 277.5912 | 0
| 277.6664 | 0.00014849 | 319.5603 | 0.063943 | 277.6664 | 2.7587 | 277.6664 | 3.5456 | 277.6664 | 0.0094269 | 373.0186 | 0.0051996 | 277.6664 | 0.0031976 | 277.6664 | 0
| 277.7416 | 0.00014174 | 319.6374 | 0.047825 | 277.7416 | 2.7484 | 277.7416 | 3.6195 | 277.7416 | 0.0074573 | 373.0975 | -0.0027876 | 277.7416 | -0.012731 | 277.7416 | 0
| 277.8168 | 0.00014782 | 319.7144 | 0.072353 | 277.8168 | 2.7394 | 277.8168 | 3.7672 | 277.8168 | 0.0086902 | 373.1765 | 0.0011606 | 277.8168 | 0.013537 | 277.8168 | 0
| 277.8921 | 0.00014107 | 319.7915 | 0.07388 | 277.8921 | 2.7245 | 277.8921 | 3.8411 | 277.8921 | 0.0061042 | 373.2554 | -0.0051696 | 277.8921 | -0.011176 | 277.8921 | 0
| 277.9673 | 0.00014512 | 319.8686 | 0.056234 | 277.9673 | 2.7126 | 277.9673 | 3.9888 | 277.9673 | 0.011141 | 373.3343 | 0.0066705 | 277.9673 | 0.0090637 | 277.9673 | 0
| 278.0425 | 0.00013904 | 319.9457 | 0.08926 | 278.0425 | 2.6978 | 278.0425 | 4.0627 | 278.0425 | 0.0035182 | 373.4132 | 0.00024891 | 278.0425 | -0.010369 | 278.0425 | 0
| 278.1177 | 0.00014309 | 320.0228 | 0.07788 | 278.1177 | 2.6829 | 278.1177 | 4.1365 | 278.1177 | 0.0078632 | 373.4922 | 0.0034039 | 278.1177 | 0.001743 | 278.1177 | 0
| 278.193 | 0.00013769 | 320.0999 | 0.060851 | 278.193 | 2.6664 | 278.193 | 4.2842 | 278.193 | 0.002571 | 373.5711 | -0.012586 | 278.193 | -0.0020457 | 278.193 | 0
| 278.2682 | 0.00013904 | 320.177 | 0.067648 | 278.2682 | 2.6508 | 278.2682 | 4.432 | 278.2682 | 0.0076528 | 373.6501 | 0.0044605 | 278.2682 | 0.0033358 | 278.2682 | 0
| 278.3434 | 0.00013229 | 320.2541 | 0.061783 | 278.3435 | 2.6346 | 278.3434 | 4.5058 | 278.3435 | 0.00049541 | 373.729 | -0.0011989 | 278.3434 | -0.014663 | 278.3434 | 0
| 278.4187 | 0.00013567 | 320.3312 | 0.078284 | 278.4187 | 2.6206 | 278.4187 | 4.6536 | 278.4187 | 0.0088856 | 373.8079 | -0.0036444 | 278.4187 | -0.00093388 | 278.4187 | 0
| 278.4939 | 0.00013162 | 320.4083 | 0.052875 | 278.4939 | 2.6036 | 278.4939 | 4.7274 | 278.4939 | 0.0014919 | 373.8869 | 0.0010949 | 278.4939 | -0.0074955 | 278.4939 | 0
| 278.5692 | 0.00013499 | 320.4854 | 0.058236 | 278.5692 | 2.5858 | 278.5692 | 4.8752 | 278.5692 | 0.0074723 | 373.9658 | 0.0046666 | 278.5692 | 0.0054466 | 278.5692 | 0
| 278.6444 | 0.00012959 | 320.5625 | 0.058587 | 278.6444 | 2.5671 | 278.6444 | 4.949 | 278.6444 | 0.0044654 | 374.0448 | 0.0039 | 278.6444 | -0.0075519 | 278.6444 | 0
| 278.7197 | 0.00013364 | 320.6396 | 0.078969 | 278.7197 | 2.55 | 278.7197 | 5.0968 | 278.7197 | 0.0067807 | 374.1237 | 0.0047974 | 278.7197 | -0.0057893 | 278.7197 | 0
| 278.7949 | 0.00012757 | 320.7168 | 0.054855 | 278.795 | 2.5288 | 278.795 | 5.2445 | 278.795 | 0.0065251 | 374.2027 | -0.00035756 | 278.795 | -0.0068981 | 278.795 | 0
| 278.8702 | 0.00013027 | 320.7939 | 0.059089 | 278.8702 | 2.5096 | 278.8702 | 5.3922 | 278.8702 | 0.0082391 | 374.2816 | 0.0042443 | 278.8702 | 0.0072607 | 278.8702 | 0
| 278.9455 | 0.00012419 | 320.871 | 0.057979 | 278.9455 | 2.4876 | 278.9455 | 5.3922 | 278.9455 | 0.0015185 | 374.3606 | -0.0055432 | 278.9455 | -0.010474 | 278.9455 | 0
| 279.0208 | 0.00012757 | 320.9482 | 0.077107 | 279.0208 | 2.4682 | 279.0208 | 5.54 | 279.0208 | 0.0079084 | 374.4395 | 0.013808 | 279.0208 | -0.004174 | 279.0208 | 0
| 279.0961 | 0.00012217 | 321.0253 | 0.052627 | 279.096 | 2.444 | 279.0961 | 5.6138 | 279.096 | 0.0036986 | 374.5185 | -0.0017749 | 279.0961 | -0.013575 | 279.0961 | 0
| 279.1713 | 0.00012554 | 321.1024 | 0.048304 | 279.1713 | 2.4234 | 279.1713 | 5.7616 | 279.1713 | 0.011066 | 374.5975 | 0.0050064 | 279.1713 | 0.0053702 | 279.1713 | 0
| 279.2466 | 0.00012217 | 321.1796 | 0.077825 | 279.2466 | 2.4015 | 279.2466 | 5.9093 | 279.2466 | 0.002135 | 374.6764 | 0.0090313 | 279.2466 | -0.0031589 | 279.2466 | 0
| 279.3219 | 0.00012352 | 321.2567 | 0.054121 | 279.3219 | 2.3826 | 279.3219 | 5.9093 | 279.3219 | 0.0070965 | 374.7554 | 0.0050802 | 279.3219 | -0.0014707 | 279.3219 | 0
| 279.3972 | 0.00011947 | 321.3338 | 0.073122 | 279.3972 | 2.3595 | 279.3972 | 6.1309 | 279.3972 | 0.0024808 | 374.8344 | -0.00075863 | 279.3972 | -0.0057294 | 279.3972 | 0
| 279.4725 | 0.00012149 | 321.411 | 0.067606 | 279.4725 | 2.3367 | 279.4725 | 6.2048 | 279.4725 | 0.0044954 | 374.9133 | 0.00052453 | 279.4725 | 0.0039596 | 279.4725 | 0
| 279.5478 | 0.00011677 | 321.4881 | 0.058627 | 279.5478 | 2.312 | 279.5478 | 6.2048 | 279.5478 | 0.00067166 | 374.9923 | 0.0048053 | 279.5478 | -0.006295 | 279.5478 | 0
| 279.6231 | 0.00011947 | 321.5653 | 0.073836 | 279.6231 | 2.2883 | 279.6231 | 6.3525 | 279.6231 | 0.0082091 | 375.0713 | 0.010612 | 279.6231 | 0.0079701 | 279.6231 | 0
| 279.6984 | 0.00011407 | 321.6425 | 0.05337 | 279.6984 | 2.2639 | 279.6984 | 6.4264 | 279.6984 | 0.0044353 | 375.1503 | 0.0013366 | 279.6984 | -0.011177 | 279.6984 | 0
| 279.7737 | 0.00011744 | 321.7196 | 0.045559 | 279.7737 | 2.2413 | 279.7737 | 6.5002 | 279.7737 | 0.008194 | 375.2292 | 0.00080467 | 279.7737 | 0.00045505 | 279.7737 | 0
| 279.849 | 0.00011205 | 321.7968 | 0.065273 | 279.849 | 2.2152 | 279.849 | 6.5741 | 279.849 | 0.0014845 | 375.3082 | 0.0026358 | 279.849 | -0.01214 | 279.849 | 0
| 279.9244 | 0.00011609 | 321.8739 | 0.063558 | 279.9244 | 2.1907 | 279.9243 | 6.7218 | 279.9244 | 0.0071416 | 375.3872 | 0.0060115 | 279.9244 | 0.009693 | 279.9244 | 0
| 279.9997 | 0.00010935 | 321.9511 | 0.03888 | 279.9997 | 2.1666 | 279.9997 | 6.7218 | 279.9997 | 0.0022703 | 375.4662 | 0.0025824 | 279.9997 | -0.0068489 | 279.9997 | 0
| 280.075 | 0 | 322.0283 | 0.048483 | 280.075 | 2.1426 | 280.075 | 6.8696 | 280.075 | 0.012855 | 375.5452 | 0.012625 | 280.075 | 0.008893 | 280.075 | 0
| 280.1503 | 0 | 322.1054 | 0.053452 | 280.1503 | 2.1176 | 280.1503 | 6.8696 | 280.1503 | 0.0028867 | 375.6242 | 0.00032326 | 280.1503 | -0.0051738 | 280.1503 | 0
| 280.2256 | 0 | 322.1826 | 0.060372 | 280.2257 | 2.0919 | 280.2256 | 6.9434 | 280.2257 | 0.0061192 | 375.7032 | 0.013822 | 280.2257 | 0.007081 | 280.2257 | 0
| 280.301 | 0 | 322.2598 | 0.059561 | 280.301 | 2.0646 | 280.301 | 7.0173 | 280.301 | 0.0011352 | 375.7822 | 0.00053308 | 280.301 | -0.0077344 | 280.301 | 0
| 280.3763 | 0 | 322.337 | 0.044294 | 280.3763 | 2.041 | 280.3763 | 7.0912 | 280.3763 | 0.0087954 | 375.8612 | 0.006588 | 280.3763 | 0.00060057 | 280.3763 | 0
| 280.4517 | 0 | 322.4142 | 0.070619 | 280.4517 | 2.0171 | 280.4517 | 7.0912 | 280.4517 | 0.00042914 | 375.9402 | -0.0033956 | 280.4517 | -0.0082361 | 280.4517 | 0
| 280.527 | 0 | 322.4914 | 0.060959 | 280.527 | 1.995 | 280.527 | 7.165 | 280.527 | 0.0093968 | 376.0192 | 0.017075 | 280.527 | 0.00064065 | 280.527 | 0
| 280.6024 | 0 | 322.5686 | 0.049666 | 280.6024 | 1.9703 | 280.6024 | 7.165 | 280.6024 | 0.0019094 | 376.0982 | 0.0029817 | 280.6024 | -0.0051758 | 280.6024 | 0
| 280.6777 | 0 | 322.6458 | 0.050123 | 280.6777 | 1.9471 | 280.6777 | 7.165 | 280.6777 | 0.012253 | 376.1772 | -0.0014922 | 280.6777 | 0.0023656 | 280.6777 | 0
| 280.7531 | 0 | 322.723 | 0.0742 | 280.7531 | 1.9212 | 280.7531 | 7.165 | 280.7531 | 0.0012238 | 376.2562 | -0.0004192 | 280.7531 | -0.010018 | 280.7531 | 0
| 280.8285 | 0 | 322.8002 | 0.056939 | 280.8284 | 1.8953 | 280.8285 | 7.2389 | 280.8284 | 0.01081 | 376.3352 | 0.00069363 | 280.8285 | 0.007801 | 280.8285 | 0
| 280.9038 | 0 | 322.8773 | 0.037005 | 280.9038 | 1.8683 | 280.9038 | 7.165 | 280.9038 | 0.00045966 | 376.4142 | -0.0017182 | 280.9038 | -0.0090495 | 280.9038 | 0
| 280.9792 | 0 | 322.9546 | 0.054069 | 280.9792 | 1.8453 | 280.9792 | 7.2389 | 280.9792 | 0.013336 | 376.4933 | 0.0060456 | 280.9792 | -0.002901 | 280.9792 | 0
| 281.0546 | 0 | 323.0318 | 0.054747 | 281.0546 | 1.8198 | 281.0546 | 7.165 | 281.0546 | 0.0018643 | 376.5723 | -0.0033481 | 281.0546 | -0.0047273 | 281.0546 | 0
| 281.1299 | 0 | 323.109 | 0.072255 | 281.1299 | 1.7965 | 281.1299 | 7.165 | 281.1299 | 0.011923 | 376.6513 | 0.0047255 | 281.1299 | 0.0061604 | 281.1299 | 0
| 281.2053 | 0 | 323.1862 | 0.032996 | 281.2053 | 1.7719 | 281.2053 | 7.2389 | 281.2053 | 0.0015336 | 376.7303 | 0.00012368 | 281.2053 | -0.0065504 | 281.2053 | 0
| 281.2807 | 0 | 323.2634 | 0.048547 | 281.2807 | 1.7479 | 281.2807 | 7.3866 | 281.2807 | 0.011411 | 376.8094 | 0.0067041 | 281.2807 | 0.0027328 | 281.2807 | 0
| 281.3561 | 0 | 323.3407 | 0.053932 | 281.3561 | 1.7246 | 281.3561 | 7.3866 | 281.3561 | 0.005172 | 376.8884 | 0.0024454 | 281.3561 | -0.0049807 | 281.3561 | 0
| 281.4315 | 0 | 323.4179 | 0.058124 | 281.4315 | 1.7028 | 281.4315 | 7.3128 | 281.4315 | 0.013877 | 376.9674 | 0.0078067 | 281.4315 | 0.012955 | 281.4315 | 0
| 281.5069 | 0 | 323.4951 | 0.03488 | 281.5069 | 1.677 | 281.5069 | 7.2389 | 281.5069 | 0.0019245 | 377.0465 | 0.0035076 | 281.5069 | -0.017736 | 281.5069 | 0
| 281.5823 | 0 | 323.5724 | 0.069651 | 281.5823 | 1.6532 | 281.5823 | 7.0912 | 281.5823 | 0.01293 | 377.1255 | 0.0050351 | 281.5823 | 0.0025327 | 281.5823 | 0
| 281.6577 | 0 | 323.6496 | 0.049794 | 281.6577 | 1.6275 | 281.6577 | 6.9434 | 281.6577 | 0.0030671 | 377.2045 | 0.00064343 | 281.6577 | -0.00078615 | 281.6577 | 0
| 281.7331 | 0 | 323.7268 | 0.05097 | 281.7331 | 1.6055 | 281.7331 | 6.7957 | 281.7331 | 0.013531 | 377.2836 | 0.0092777 | 281.7331 | 0.009241 | 281.7331 | 0
| 281.8085 | 0 | 323.804 | 0.037543 | 281.8085 | 1.5811 | 281.8085 | 6.7218 | 281.8085 | 0.0020447 | 377.3626 | -0.004924 | 281.8085 | -0.0043386 | 281.8085 | 0
| 281.8839 | 0 | 323.8813 | 0.030812 | 281.8839 | 1.5582 | 281.8839 | 6.9434 | 281.8839 | 0.014674 | 377.4417 | 0.0057365 | 281.8839 | 0.0062988 | 281.8839 | 0
| 281.9593 | 0 | 323.9586 | 0.062333 | 281.9593 | 1.5342 | 281.9593 | 6.8696 | 281.9593 | 0.0059388 | 377.5207 | 0.0047324 | 281.9593 | -0.016475 | 281.9593 | 0
| 282.0347 | 0 | 324.0358 | 0.05564 | 282.0347 | 1.512 | 282.0347 | 6.9434 | 282.0347 | 0.016779 | 377.5998 | 0.0058525 | 282.0347 | -0.0021334 | 282.0347 | 0
| 282.1102 | 0 | 324.1131 | 0.034305 | 282.1102 | 1.49 | 282.1102 | 6.7957 | 282.1102 | 0.0042398 | 377.6788 | -0.0058239 | 282.1102 | -0.010089 | 282.1102 | 0
| 282.1856 | 0 | 324.1903 | 0.049774 | 282.1856 | 1.4674 | 282.1856 | 6.7957 | 282.1856 | 0.017952 | 377.7579 | 0.0052374 | 282.1856 | 0.0070711 | 282.1856 | 0
| 282.261 | 0 | 324.2676 | 0.042258 | 282.261 | 1.4429 | 282.261 | 6.7218 | 282.261 | 0.0037287 | 377.8369 | -0.0010157 | 282.261 | -0.0054142 | 282.261 | 0
| 282.3365 | 0 | 324.3448 | 0.043335 | 282.3365 | 1.4193 | 282.3365 | 6.648 | 282.3365 | 0.014689 | 377.916 | 0.0044553 | 282.3365 | 0.013976 | 282.3365 | 0
| 282.4119 | 0 | 324.4221 | 0.034636 | 282.4119 | 1.3947 | 282.4119 | 6.4264 | 282.4119 | 0.0074874 | 377.9951 | 0.00084229 | 282.4119 | -0.014003 | 282.4119 | 0
| 282.4873 | 0 | 324.4994 | 0.041206 | 282.4873 | 1.3723 | 282.4873 | 6.5002 | 282.4873 | 0.018989 | 378.0741 | 0.002545 | 282.4873 | -0.0029636 | 282.4873 | 0
| 282.5628 | 0 | 324.5766 | 0.036476 | 282.5628 | 1.3496 | 282.5628 | 6.2786 | 282.5628 | 0.0069912 | 378.1532 | -0.0017641 | 282.5628 | -0.0090639 | 282.5628 | 0
| 282.6382 | 0 | 324.6539 | 0.041764 | 282.6382 | 1.3298 | 282.6382 | 6.2786 | 282.6382 | 0.019245 | 378.2322 | 0.0016342 | 282.6382 | 0.012516 | 282.6382 | 0
| 282.7137 | 0 | 324.7312 | 0.027322 | 282.7137 | 1.3096 | 282.7137 | 6.2048 | 282.7137 | 0.0069912 | 378.3113 | -0.006695 | 282.7137 | -0.0054198 | 282.7137 | 0
| 282.7892 | 0 | 324.8085 | 0.042859 | 282.7891 | 1.2904 | 282.7892 | 6.2048 | 282.7891 | 0.017861 | 378.3904 | 0.011393 | 282.7891 | 0.0012761 | 282.7891 | 0
| 282.8646 | 0 | 324.8857 | 0.039564 | 282.8646 | 1.2694 | 282.8646 | 6.057 | 282.8646 | 0.0084496 | 378.4695 | -0.00035933 | 282.8646 | -0.0090952 | 282.8646 | 0
| 282.9401 | 0 | 324.963 | 0.043647 | 282.9401 | 1.2502 | 282.9401 | 5.9832 | 282.9401 | 0.020733 | 378.5485 | 0.009396 | 282.9401 | 0.019719 | 282.9401 | 0
| 283.0155 | 0 | 325.0403 | 0.050782 | 283.0155 | 1.2283 | 283.0155 | 5.9093 | 283.0155 | 0.0092615 | 378.6276 | -0.0013819 | 283.0155 | -0.011528 | 283.0155 | 0
| 283.091 | 0 | 325.1176 | 0.033922 | 283.091 | 1.2075 | 283.091 | 5.8354 | 283.091 | 0.019786 | 378.7067 | 0.0014794 | 283.091 | 0.00095003 | 283.091 | 0
| 283.1665 | 0 | 325.1949 | 0.016653 | 283.1665 | 1.1865 | 283.1665 | 5.7616 | 283.1665 | 0.016403 | 378.7858 | -0.0019759 | 283.1665 | -0.0039553 | 283.1665 | 0
| 283.242 | 0 | 325.2722 | 0.05012 | 283.242 | 1.1667 | 283.242 | 5.7616 | 283.242 | 0.026597 | 378.8649 | -0.0026424 | 283.242 | 0.006402 | 283.242 | 0
| 283.3174 | 0 | 325.3495 | 0.034622 | 283.3174 | 1.1458 | 283.3174 | 5.54 | 283.3174 | 0.0042398 | 378.9439 | -0.00088758 | 283.3174 | -0.014342 | 283.3174 | 0
| 283.3929 | 0 | 325.4268 | 0.02149 | 283.3929 | 1.129 | 283.3929 | 5.54 | 283.3929 | 0.025454 | 379.023 | 0.0071664 | 283.3929 | 0.0071036 | 283.3929 | 0
| 283.4684 | 0 | 325.5041 | 0.033496 | 283.4684 | 1.1096 | 283.4684 | 5.4661 | 283.4684 | 0.011051 | 379.1021 | 0.0051036 | 283.4684 | -0.0013722 | 283.4684 | 0
| 283.5439 | 0 | 325.5815 | 0.041039 | 283.5439 | 1.0934 | 283.5439 | 5.3184 | 283.5439 | 0.026867 | 379.1812 | -0.0034036 | 283.5439 | 0.0083278 | 283.5439 | 0
| 283.6194 | 0 | 325.6588 | 0.033642 | 283.6194 | 1.0743 | 283.6194 | 5.3184 | 283.6194 | 0.018147 | 379.2603 | -0.00062406 | 283.6194 | -0.013546 | 283.6194 | 0
| 283.6949 | 0 | 325.7361 | 0.032435 | 283.6949 | 1.0576 | 283.6949 | 5.3184 | 283.6949 | 0.025589 | 379.3394 | -0.0026547 | 283.6949 | -0.0020894 | 283.6949 | 0
| 283.7704 | 0 | 325.8134 | 0.021542 | 283.7704 | 1.0396 | 283.7704 | 5.1706 | 283.7704 | 0.013922 | 379.4185 | 0.0034478 | 283.7704 | -0.006866 | 283.7704 | 0
| 283.8459 | 0 | 325.8907 | 0.029537 | 283.8459 | 1.0232 | 283.8459 | 5.0968 | 283.8459 | 0.024266 | 379.4976 | 0.011048 | 283.8459 | 0.0070089 | 283.8459 | 0
| 283.9214 | 0 | 325.968 | 0.0211 | 283.9214 | 1.0055 | 283.9214 | 5.0229 | 283.9214 | 0.018433 | 379.5767 | -0.0068755 | 283.9214 | -0.0053705 | 283.9214 | 0
| 283.997 | 0 | 326.0453 | 0.03821 | 283.9969 | 0.98866 | 283.9969 | 5.0229 | 283.9969 | 0.032325 | 379.6558 | 0.011418 | 283.9969 | -0.0040176 | 283.9969 | 0
| 284.0725 | 0 | 326.1227 | 0.043455 | 284.0725 | 0.97084 | 284.0724 | 4.8752 | 284.0725 | 0.018959 | 379.735 | 0.0046769 | 284.0725 | -0.010537 | 284.0725 | 0
| 284.148 | 0 | 326.2 | 0.04574 | 284.148 | 0.95584 | 284.148 | 4.8752 | 284.148 | 0.036084 | 379.8141 | 0.0012448 | 284.148 | 0.012925 | 284.148 | 0
| 284.2235 | 0 | 326.2774 | 0.044133 | 284.2235 | 0.9391 | 284.2235 | 4.7274 | 284.2235 | 0.026221 | 379.8932 | -0.0025178 | 284.2235 | -0.0085449 | 284.2235 | 0
| 284.299 | 0 | 326.3547 | 0.032283 | 284.299 | 0.92425 | 284.299 | 4.6536 | 284.299 | 0.037046 | 379.9723 | -0.00055532 | 284.299 | 0.0035023 | 284.299 | 0
| 284.3746 | 0 | 326.432 | 0.021342 | 284.3746 | 0.90788 | 284.3746 | 4.5797 | 284.3746 | 0.025499 | 380.0514 | -0.0009748 | 284.3746 | -0.011888 | 284.3746 | 0
| 284.4501 | 0 | 326.5094 | 0.043813 | 284.4501 | 0.8926 | 284.4501 | 4.5797 | 284.4501 | 0.038204 | 380.1305 | 0.0073164 | 284.4501 | 0.0096254 | 284.4501 | 0
| 284.5256 | 0 | 326.5867 | 0.033745 | 284.5256 | 0.87712 | 284.5256 | 4.5797 | 284.5256 | 0.022537 | 380.2097 | 0.0087964 | 284.5256 | 0.0032378 | 284.5256 | 0
| 284.6012 | 0 | 326.6641 | 0.013717 | 284.6012 | 0.86312 | 284.6012 | 4.432 | 284.6012 | 0.037061 | 380.2888 | 0.0059415 | 284.6012 | -0.00013364 | 284.6012 | 0
| 284.6767 | 0 | 326.7415 | 0.021779 | 284.6767 | 0.8483 | 284.6767 | 4.3581 | 284.6767 | 0.024492 | 380.3679 | -0.0043989 | 284.6767 | -0.014206 | 284.6767 | 0
| 284.7523 | 0 | 326.8188 | 0.038131 | 284.7523 | 0.83452 | 284.7523 | 4.3581 | 284.7523 | 0.042038 | 380.447 | 0.0044786 | 284.7523 | 0.0048967 | 284.7523 | 0
| 284.8279 | 0 | 326.8962 | 0.023897 | 284.8278 | 0.81836 | 284.8279 | 4.2104 | 284.8278 | 0.031679 | 380.5262 | 0.0019774 | 284.8278 | -0.0091897 | 284.8278 | 0
| 284.9034 | 0 | 326.9735 | 0.024454 | 284.9034 | 0.80607 | 284.9034 | 4.1365 | 284.9034 | 0.037617 | 380.6053 | 0.0094046 | 284.9034 | -0.00013477 | 284.9034 | 0
| 284.979 | 0 | 327.0509 | 0.010306 | 284.979 | 0.7929 | 284.979 | 4.1365 | 284.979 | 0.028296 | 380.6844 | -0.0089434 | 284.979 | -0.014731 | 284.979 | 0
| 285.0545 | 0 | 327.1283 | 0.033527 | 285.0545 | 0.78047 | 285.0545 | 4.0627 | 285.0545 | 0.045886 | 380.7636 | 0.0063702 | 285.0545 | 0.0071937 | 285.0545 | 0
| 285.1301 | 0 | 327.2057 | 0.021822 | 285.1301 | 0.76618 | 285.1301 | 3.9888 | 285.1301 | 0.029814 | 380.8427 | -0.006983 | 285.1301 | -0.012807 | 285.1301 | 0
| 285.2057 | 0 | 327.283 | 0.03463 | 285.2057 | 0.75481 | 285.2057 | 3.9888 | 285.2057 | 0.045962 | 380.9218 | 0.0022292 | 285.2057 | 0.006319 | 285.2057 | 0
| 285.2812 | 0 | 327.3604 | 0.039664 | 285.2812 | 0.74052 | 285.2812 | 3.9149 | 285.2812 | 0.036294 | 381.001 | 0.0020978 | 285.2812 | -0.014967 | 285.2812 | 0
| 285.3568 | 0 | 327.4378 | 0.033898 | 285.3568 | 0.72861 | 285.3568 | 3.9149 | 285.3568 | 0.052336 | 381.0801 | 0.0081011 | 285.3568 | 0.0059157 | 285.3568 | 0
| 285.4324 | 0 | 327.5152 | 0.022585 | 285.4324 | 0.71449 | 285.4324 | 3.7672 | 285.4324 | 0.039512 | 381.1593 | 0.0021468 | 285.4324 | -0.0096003 | 285.4324 | 0
| 285.508 | 0 | 327.5926 | 0.034349 | 285.508 | 0.7032 | 285.508 | 3.6933 | 285.508 | 0.053464 | 381.2384 | 0.00019108 | 285.508 | 0.0033832 | 285.508 | 0
| 285.5836 | 0 | 327.67 | 0.0335 | 285.5836 | 0.69106 | 285.5836 | 3.6933 | 285.5836 | 0.039346 | 381.3176 | -0.0028286 | 285.5836 | -0.011482 | 285.5836 | 0
| 285.6592 | 0 | 327.7473 | 0.056349 | 285.6592 | 0.67999 | 285.6592 | 3.6933 | 285.6592 | 0.058621 | 381.3968 | 0.013904 | 285.6592 | 0.0045641 | 285.6592 | 0
| 285.7348 | 0 | 327.8247 | 0.019414 | 285.7348 | 0.66819 | 285.7348 | 3.6195 | 285.7348 | 0.043391 | 381.4759 | -0.00078334 | 285.7348 | -0.0081255 | 285.7348 | 0
| 285.8104 | 0 | 327.9021 | 0.031373 | 285.8104 | 0.65841 | 285.8104 | 3.5456 | 285.8104 | 0.056712 | 381.5551 | 0.001997 | 285.8104 | 0.0010611 | 285.8104 | 0
| 285.886 | 0 | 327.9795 | 0.019324 | 285.886 | 0.64578 | 285.886 | 3.5456 | 285.886 | 0.048262 | 381.6342 | -0.00075951 | 285.886 | -0.0043107 | 285.886 | 0
| 285.9616 | 0 | 328.0569 | 0.060481 | 285.9616 | 0.63726 | 285.9616 | 3.5456 | 285.9616 | 0.061012 | 381.7134 | 0.0062238 | 285.9616 | 0.011689 | 285.9616 | 0
| 286.0372 | 0 | 328.1343 | 0.023653 | 286.0372 | 0.62562 | 286.0372 | 3.4717 | 286.0372 | 0.04948 | 381.7926 | -0.0030542 | 286.0372 | -0.011116 | 286.0372 | 0
| 286.1128 | 0 | 328.2118 | 0.041181 | 286.1128 | 0.61562 | 286.1128 | 3.3979 | 286.1128 | 0.065251 | 381.8717 | -0.00046931 | 286.1128 | 0.0046559 | 286.1128 | 0
| 286.1884 | 0 | 328.2892 | 0.034105 | 286.1884 | 0.6049 | 286.1884 | 3.3979 | 286.1884 | 0.054592 | 381.9509 | -0.0014952 | 286.1884 | 0.0011307 | 286.1884 | 0
| 286.264 | 0 | 328.3666 | 0.0072405 | 286.264 | 0.59666 | 286.264 | 3.3979 | 286.264 | 0.067883 | 382.0301 | 0.011185 | 286.2641 | 0.006653 | 286.2641 | 0
| 286.3397 | 0 | 328.444 | 0.0061214 | 286.3397 | 0.58696 | 286.3397 | 3.324 | 286.3397 | 0.058426 | 382.1093 | 0.0012628 | 286.3397 | -0.011979 | 286.3397 | 0
| 286.4153 | 0 | 328.5214 | 0.028186 | 286.4153 | 0.57878 | 286.4153 | 3.2501 | 286.4153 | 0.071807 | 382.1884 | 0.0061348 | 286.4153 | 0.0034207 | 286.4153 | 0
| 286.4909 | 0 | 328.5989 | 0.033885 | 286.4909 | 0.56869 | 286.4909 | 3.2501 | 286.4909 | 0.07101 | 382.2676 | -0.010264 | 286.4909 | -0.0099458 | 286.4909 | 0
| 286.5666 | 0 | 328.6763 | 0.03888 | 286.5666 | 0.5603 | 286.5666 | 3.1763 | 286.5666 | 0.075911 | 382.3468 | 0.0092209 | 286.5666 | 0.010007 | 286.5666 | 0
| 286.6422 | 0 | 328.7537 | 0.026342 | 286.6422 | 0.54981 | 286.6422 | 3.1763 | 286.6422 | 0.068198 | 382.426 | 0.0046975 | 286.6422 | -0.014443 | 286.6422 | 0
| 286.7179 | 0 | 328.8311 | 0.034305 | 286.7179 | 0.54243 | 286.7179 | 3.1763 | 286.7179 | 0.083248 | 382.5052 | -0.0045185 | 286.7179 | 0.015998 | 286.7179 | 0
| 286.7935 | 0 | 328.9086 | 0.019111 | 286.7935 | 0.53322 | 286.7935 | 3.1024 | 286.7935 | 0.073536 | 382.5844 | -0.0044344 | 286.7935 | -0.00021411 | 286.7935 | 0
| 286.8692 | 0 | 328.9861 | 0.029278 | 286.8692 | 0.52486 | 286.8692 | 3.1024 | 286.8692 | 0.086842 | 382.6635 | -0.0037157 | 286.8692 | 0.0036987 | 286.8692 | 0
| 286.9448 | 0 | 329.0635 | 0.0269 | 286.9448 | 0.51631 | 286.9448 | 3.0285 | 286.9448 | 0.077415 | 382.7427 | -0.01166 | 286.9448 | -0.0062092 | 286.9448 | 0
| 287.0205 | 0 | 329.1409 | 0.019836 | 287.0205 | 0.50947 | 287.0205 | 3.0285 | 287.0205 | 0.087533 | 382.8219 | 0.0035212 | 287.0205 | 0.0098695 | 287.0205 | 0
| 287.0961 | 0 | 329.2184 | 0.013534 | 287.0961 | 0.50026 | 287.0961 | 3.0285 | 287.0961 | 0.083323 | 382.9011 | -0.0002969 | 287.0961 | -0.014305 | 287.0961 | 0
| 287.1718 | 0 | 329.2958 | 0.018788 | 287.1718 | 0.49421 | 287.1718 | 3.0285 | 287.1718 | 0.10003 | 382.9803 | 0.0095408 | 287.1718 | 0.010667 | 287.1718 | 0
| 287.2475 | 0 | 329.3733 | 0.026949 | 287.2475 | 0.48612 | 287.2475 | 2.9547 | 287.2475 | 0.085383 | 383.0595 | -0.0012767 | 287.2475 | -0.0033293 | 287.2475 | 0
| 287.3231 | 0 | 329.4507 | 0.038858 | 287.3231 | 0.47953 | 287.3232 | 3.0285 | 287.3231 | 0.1017 | 383.1387 | 0.010028 | 287.3231 | 0.0030159 | 287.3231 | 0
| 287.3988 | 0 | 329.5282 | 0.029667 | 287.3988 | 0.47112 | 287.3988 | 2.8808 | 287.3988 | 0.091187 | 383.2179 | -0.0050472 | 287.3988 | -0.012231 | 287.3988 | 0
| 287.4745 | 0 | 329.6057 | 0.023034 | 287.4745 | 0.46508 | 287.4745 | 2.8808 | 287.4745 | 0.10567 | 383.2971 | 0.0026926 | 287.4745 | 0.0042459 | 287.4745 | 0
| 287.5502 | 0 | 329.6831 | 0.021927 | 287.5502 | 0.45738 | 287.5502 | 2.8808 | 287.5502 | 0.093562 | 383.3763 | -0.0034328 | 287.5502 | -0.0032011 | 287.5502 | 0
| 287.6259 | 0 | 329.7606 | 0.029716 | 287.6259 | 0.45205 | 287.6259 | 2.8808 | 287.6259 | 0.11587 | 383.4556 | 0.0068625 | 287.6259 | 0.010797 | 287.6259 | 0
| 287.7016 | 0 | 329.8381 | 0.037851 | 287.7015 | 0.44375 | 287.7016 | 2.8069 | 287.7015 | 0.10386 | 383.5348 | -0.0064666 | 287.7016 | -0.0027085 | 287.7016 | 0
| 287.7772 | 0 | 329.9156 | 0.012244 | 287.7772 | 0.43879 | 287.7773 | 2.8069 | 287.7772 | 0.12327 | 383.614 | 0.0015581 | 287.7772 | 0.00061162 | 287.7772 | 0
| 287.8529 | 0 | 329.993 | 0.02314 | 287.853 | 0.4318 | 287.8529 | 2.8069 | 287.853 | 0.11132 | 383.6932 | -0.0077892 | 287.8529 | -0.0017063 | 287.8529 | 0
| 287.9287 | 0 | 330.0705 | 0.029645 | 287.9287 | 0.42641 | 287.9286 | 2.8069 | 287.9287 | 0.12966 | 383.7724 | 0.0086493 | 287.9286 | 0.0058863 | 287.9286 | 0
| 288.0044 | 0 | 330.148 | 0.047436 | 288.0043 | 0.42051 | 288.0044 | 2.8069 | 288.0043 | 0.11811 | 383.8517 | -0.0051647 | 288.0044 | -0.01436 | 288.0044 | 0
| 288.0801 | 0 | 330.2255 | 0.015982 | 288.0801 | 0.4153 | 288.08 | 2.7331 | 288.0801 | 0.13586 | 383.9309 | 0.0099658 | 288.0801 | 0.0037193 | 288.0801 | 0
| 288.1558 | 0 | 330.303 | 0.022793 | 288.1558 | 0.40802 | 288.1558 | 2.7331 | 288.1558 | 0.1275 | 384.0101 | 0.00048521 | 288.1558 | -0.0070923 | 288.1558 | 0
| 288.2315 | 0 | 330.3805 | 0.043473 | 288.2315 | 0.40252 | 288.2315 | 2.7331 | 288.2315 | 0.13623 | 384.0893 | -0.00045316 | 288.2315 | 0.0058295 | 288.2315 | 0
| 288.3072 | 0 | 330.458 | 0.031076 | 288.3072 | 0.39528 | 288.3072 | 2.7331 | 288.3072 | 0.13202 | 384.1686 | -0.0094715 | 288.3072 | 0.00094989 | 288.3072 | 0
| 288.3829 | 0 | 330.5355 | 0.024365 | 288.3829 | 0.39052 | 288.3829 | 2.6592 | 288.3829 | 0.14859 | 384.2478 | -0.0051978 | 288.3829 | -0.0022334 | 288.3829 | 0
| 288.4586 | 0 | 330.613 | 0.022709 | 288.4586 | 0.38376 | 288.4586 | 2.5853 | 288.4586 | 0.14176 | 384.327 | -0.0045434 | 288.4587 | -0.0041412 | 288.4587 | 0
| 288.5344 | 0 | 330.6905 | 0.042174 | 288.5344 | 0.37997 | 288.5344 | 2.6592 | 288.5344 | 0.15689 | 384.4063 | -0.0042565 | 288.5344 | 0.0052913 | 288.5344 | 0
| 288.6101 | 0 | 330.768 | 0.03216 | 288.6101 | 0.3745 | 288.6101 | 2.6592 | 288.6101 | 0.15057 | 384.4855 | 0.0040907 | 288.6101 | -0.00039231 | 288.6101 | 0
| 288.6859 | 0 | 330.8455 | 0.013172 | 288.6859 | 0.36991 | 288.6859 | 2.6592 | 288.6859 | 0.16102 | 384.5648 | 0.010343 | 288.6858 | 0.0048289 | 288.6858 | 0
| 288.7616 | 0 | 330.923 | 0.053955 | 288.7616 | 0.36449 | 288.7616 | 2.5853 | 288.7616 | 0.15256 | 384.644 | -0.0046493 | 288.7616 | -0.0030942 | 288.7616 | 0
| 288.8373 | 0 | 331.0005 | 0.012827 | 288.8373 | 0.35964 | 288.8373 | 2.5853 | 288.8373 | 0.17001 | 384.7232 | 0.0055871 | 288.8373 | 0.0052791 | 288.8373 | 0
| 288.9131 | 0 | 331.0781 | 0.029726 | 288.9131 | 0.35417 | 288.9131 | 2.5853 | 288.9131 | 0.16792 | 384.8025 | 0.0045559 | 288.9131 | 0.0038274 | 288.9131 | 0
| 288.9888 | 0 | 331.1556 | 0.023811 | 288.9888 | 0.35 | 288.9888 | 2.5115 | 288.9888 | 0.1794 | 384.8817 | -0.00082367 | 288.9888 | 0.0018425 | 288.9888 | 0
| 289.0646 | 0 | 331.2331 | 0.027409 | 289.0646 | 0.34382 | 289.0646 | 2.5853 | 289.0646 | 0.17456 | 384.961 | -0.004574 | 289.0646 | -0.0073796 | 289.0646 | 0
| 289.1404 | 0 | 331.3106 | 0.013604 | 289.1403 | 0.33946 | 289.1404 | 2.5115 | 289.1403 | 0.19121 | 385.0403 | -0.00037036 | 289.1403 | 0.0065412 | 289.1403 | 0
| 289.2161 | 0 | 331.3882 | 0.029421 | 289.2161 | 0.33481 | 289.2161 | 2.5115 | 289.2161 | 0.18322 | 385.1195 | -0.0077042 | 289.2161 | -0.0039013 | 289.2161 | 0
| 289.2919 | 0 | 331.4657 | 0.01972 | 289.2919 | 0.33107 | 289.2919 | 2.5115 | 289.2919 | 0.20008 | 385.1988 | 0.011778 | 289.2919 | 0.0069449 | 289.2919 | 0
| 289.3677 | 0 | 331.5432 | 0.027383 | 289.3676 | 0.32574 | 289.3676 | 2.4376 | 289.3676 | 0.19476 | 385.278 | -0.0029617 | 289.3676 | -0.0067983 | 289.3676 | 0
| 289.4434 | 0 | 331.6208 | 0.04091 | 289.4434 | 0.32223 | 289.4434 | 2.4376 | 289.4434 | 0.20883 | 385.3573 | 0.010545 | 289.4434 | 0.0027234 | 289.4434 | 0
| 289.5192 | 0 | 331.6983 | 0.046027 | 289.5192 | 0.31639 | 289.5192 | 2.4376 | 289.5192 | 0.20718 | 385.4366 | -0.0041881 | 289.5192 | -0.0013876 | 289.5192 | 0
| 289.595 | 0 | 331.7758 | 0.018474 | 289.595 | 0.31254 | 289.595 | 2.4376 | 289.595 | 0.21602 | 385.5158 | 0.0045688 | 289.595 | 0.0020622 | 289.595 | 0
| 289.6707 | 0 | 331.8534 | 0.027534 | 289.6707 | 0.30815 | 289.6707 | 2.4376 | 289.6707 | 0.21983 | 385.5951 | -0.0096396 | 289.6707 | -0.0055628 | 289.6707 | 0
| 289.7465 | 0 | 331.931 | 0.020834 | 289.7465 | 0.30427 | 289.7465 | 2.4376 | 289.7465 | 0.22991 | 385.6744 | 0.0013487 | 289.7465 | 0.0044253 | 289.7465 | 0
| 289.8223 | 0 | 332.0085 | 0.057518 | 289.8223 | 0.30028 | 289.8223 | 2.3637 | 289.8223 | 0.23103 | 385.7536 | -0.014183 | 289.8223 | -0.0081058 | 289.8223 | 0
| 289.8981 | 0 | 332.0861 | 0.027015 | 289.8981 | 0.29586 | 289.8981 | 2.3637 | 289.8981 | 0.23866 | 385.8329 | 0.0094565 | 289.8981 | 0.0032649 | 289.8981 | 0
| 289.9739 | 0 | 332.1636 | 0.040709 | 289.9739 | 0.2917 | 289.9739 | 2.2899 | 289.9739 | 0.2393 | 385.9122 | -0.016065 | 289.9739 | -0.0056552 | 289.9739 | 0
| 290.0497 | 0 | 332.2412 | 0.033456 | 290.0497 | 0.28791 | 290.0497 | 2.2899 | 290.0497 | 0.25651 | 385.9915 | -0.0037926 | 290.0497 | -0.0012737 | 290.0497 | 0
| 290.1255 | 0 | 332.3188 | 0.025221 | 290.1255 | 0.2846 | 290.1255 | 2.2899 | 290.1255 | 0.25275 | 386.0708 | -0.0063277 | 290.1255 | -0.0021099 | 290.1255 | 0
| 290.2013 | 0 | 332.3963 | 0.03326 | 290.2013 | 0.28126 | 290.2013 | 2.2899 | 290.2013 | 0.26884 | 386.1501 | -0.0059928 | 290.2013 | -2.3995e-05 | 290.2013 | 0
| 290.2771 | 0 | 332.4739 | 0.045586 | 290.2771 | 0.2777 | 290.2771 | 2.2899 | 290.2771 | 0.26427 | 386.2293 | 0.0011251 | 290.2771 | -0.0087132 | 290.2771 | 0
| 290.3529 | 0 | 332.5515 | 0.042461 | 290.3529 | 0.27416 | 290.3529 | 2.2899 | 290.3529 | 0.28234 | 386.3086 | 0.0069095 | 290.3529 | 0.0021295 | 290.3529 | 0
| 290.4287 | 0 | 332.6291 | 0.027893 | 290.4288 | 0.27066 | 290.4287 | 2.216 | 290.4288 | 0.27622 | 386.3879 | -0.0012663 | 290.4288 | -0.0071896 | 290.4288 | 0
| 290.5046 | 0 | 332.7066 | 0.030434 | 290.5046 | 0.26709 | 290.5046 | 2.216 | 290.5046 | 0.29389 | 386.4672 | 0.0056998 | 290.5046 | -0.0037388 | 290.5046 | 0
| 290.5804 | 0 | 332.7842 | 0.022843 | 290.5804 | 0.26344 | 290.5804 | 2.1421 | 290.5804 | 0.30677 | 386.5465 | 0.011109 | 290.5804 | 0.00081198 | 290.5804 | 0
| 290.6562 | 0 | 332.8618 | 0.02565 | 290.6562 | 0.26017 | 290.6562 | 2.1421 | 290.6562 | 0.30306 | 386.6258 | 0.0040583 | 290.6562 | -0.0038705 | 290.6562 | 0
| 290.7321 | 0 | 332.9394 | 0.015345 | 290.7321 | 0.25689 | 290.7321 | 2.1421 | 290.7321 | 0.32137 | 386.7051 | 0.013155 | 290.7321 | 0.0028664 | 290.7321 | 0
| 290.8079 | 0 | 333.017 | 0.022413 | 290.8079 | 0.25347 | 290.8079 | 2.1421 | 290.8079 | 0.318 | 386.7844 | 0.00069127 | 290.8079 | -0.0081274 | 290.8079 | 0
| 290.8837 | 0 | 333.0946 | 0.017181 | 290.8837 | 0.25039 | 290.8837 | 2.1421 | 290.8837 | 0.33388 | 386.8637 | 0.0097076 | 290.8837 | 0.0012628 | 290.8837 | 0
| 290.9596 | 0 | 333.1722 | 0.029545 | 290.9596 | 0.24828 | 290.9596 | 2.0683 | 290.9596 | 0.33544 | 386.943 | 0.0087751 | 290.9596 | -0.00225 | 290.9596 | 0
| 291.0354 | 0 | 333.2498 | 0.03815 | 291.0354 | 0.24588 | 291.0354 | 2.1421 | 291.0354 | 0.34902 | 387.0223 | -0.0093097 | 291.0354 | 0.0026105 | 291.0354 | 0
| 291.1113 | 0 | 333.3274 | 0.024412 | 291.1113 | 0.24286 | 291.1113 | 2.0683 | 291.1113 | 0.34695 | 387.1016 | -0.002118 | 291.1113 | -0.0030827 | 291.1113 | 0
| 291.1871 | 0 | 333.405 | 0.01928 | 291.1871 | 0.23987 | 291.1871 | 2.0683 | 291.1871 | 0.36643 | 387.1809 | -0.01587 | 291.1871 | 0.0092843 | 291.1871 | 0
| 291.263 | 0 | 333.4826 | 0.04731 | 291.263 | 0.23784 | 291.263 | 1.9944 | 291.263 | 0.36457 | 387.2603 | -0.00094498 | 291.263 | -0.0040702 | 291.263 | 0
| 291.3388 | 0 | 333.5602 | 0.042497 | 291.3388 | 0.23505 | 291.3388 | 1.9944 | 291.3388 | 0.38399 | 387.3396 | -0.0055185 | 291.3388 | 0.0018036 | 291.3388 | 0
| 291.4147 | 0 | 333.6378 | 0.029584 | 291.4147 | 0.23356 | 291.4147 | 1.9944 | 291.4147 | 0.38353 | 387.4189 | 0.00049906 | 291.4147 | -0.0064292 | 291.4147 | 0
| 291.4906 | 0 | 333.7155 | 0.052382 | 291.4906 | 0.23148 | 291.4906 | 1.9944 | 291.4906 | 0.40023 | 387.4982 | -0.0043097 | 291.4906 | -0.0009951 | 291.4906 | 0
| 291.5664 | 0 | 333.7931 | 0.040143 | 291.5664 | 0.22906 | 291.5664 | 1.9205 | 291.5664 | 0.39885 | 387.5775 | 0.0067218 | 291.5664 | -0.0030227 | 291.5664 | 0
| 291.6423 | 0 | 333.8707 | 0.02865 | 291.6423 | 0.22689 | 291.6423 | 1.9205 | 291.6423 | 0.41883 | 387.6569 | -0.013746 | 291.6423 | 0.0092374 | 291.6423 | 0
| 291.7182 | 0 | 333.9483 | 0.034849 | 291.7182 | 0.22384 | 291.7182 | 1.8467 | 291.7182 | 0.41803 | 387.7362 | 0.019804 | 291.7182 | -0.011518 | 291.7182 | 0
| 291.7941 | 0 | 334.026 | 0.035165 | 291.7941 | 0.22213 | 291.7941 | 1.8467 | 291.7941 | 0.43132 | 387.8155 | -0.0099165 | 291.7941 | 0.00057061 | 291.7941 | 0
| 291.87 | 0 | 334.1036 | 0.041774 | 291.87 | 0.21945 | 291.87 | 1.8467 | 291.87 | 0.43523 | 387.8948 | 0.0090895 | 291.8699 | -0.0043881 | 291.8699 | 0
| 291.9458 | 0 | 334.1812 | 0.053951 | 291.9458 | 0.2178 | 291.9458 | 1.8467 | 291.9458 | 0.45079 | 387.9742 | -0.010918 | 291.9458 | 0.0067479 | 291.9458 | 0
| 292.0217 | 0 | 334.2589 | 0.015754 | 292.0217 | 0.21475 | 292.0217 | 1.6989 | 292.0217 | 0.44884 | 388.0535 | 0.0066526 | 292.0217 | -0.00272 | 292.0217 | 0
| 292.0976 | 0 | 334.3365 | 0.033384 | 292.0976 | 0.21315 | 292.0976 | 1.7728 | 292.0976 | 0.47196 | 388.1328 | -0.0072127 | 292.0976 | 0.00091368 | 292.0976 | 0
| 292.1735 | 0 | 334.4142 | 0.042106 | 292.1735 | 0.21027 | 292.1735 | 1.7728 | 292.1735 | 0.47671 | 388.2122 | 0.0049248 | 292.1735 | 0.0016089 | 292.1735 | 0
| 292.2494 | 0 | 334.4918 | 0.05532 | 292.2494 | 0.20907 | 292.2494 | 1.6989 | 292.2494 | 0.49302 | 388.2915 | -0.0005452 | 292.2494 | 0.0038038 | 292.2494 | 0
| 292.3253 | 0 | 334.5695 | 0.031276 | 292.3253 | 0.20599 | 292.3253 | 1.6989 | 292.3253 | 0.49517 | 388.3709 | -0.0030578 | 292.3253 | -0.00071775 | 292.3253 | 0
| 292.4013 | 0 | 334.6471 | 0.030372 | 292.4012 | 0.20414 | 292.4012 | 1.6251 | 292.4012 | 0.50937 | 388.4502 | -0.0010032 | 292.4012 | 0.00080828 | 292.4012 | 0
| 292.4771 | 0 | 334.7248 | 0.054239 | 292.4771 | 0.20126 | 292.4771 | 1.6251 | 292.4771 | 0.51025 | 388.5296 | 0.0057181 | 292.4771 | -0.0035544 | 292.4771 | 0
| 292.5531 | 0 | 334.8024 | 0.057048 | 292.5531 | 0.19921 | 292.5531 | 1.5512 | 292.5531 | 0.52425 | 388.6089 | 0.00045821 | 292.5531 | 0.0057894 | 292.5531 | 0
| 292.629 | 0 | 334.8801 | 0.020608 | 292.629 | 0.19707 | 292.629 | 1.5512 | 292.629 | 0.52264 | 388.6883 | 0.0031837 | 292.629 | -0.0077444 | 292.629 | 0
| 292.7049 | 0 | 334.9577 | 0.0285 | 292.7049 | 0.19562 | 292.7049 | 1.5512 | 292.7049 | 0.54861 | 388.7676 | -0.0091305 | 292.7049 | 0.0065608 | 292.7049 | 0
| 292.7808 | 0 | 335.0354 | 0.057629 | 292.7808 | 0.19288 | 292.7808 | 1.4773 | 292.7808 | 0.5533 | 388.847 | -0.0057229 | 292.7808 | -0.0083537 | 292.7808 | 0
| 292.8567 | 0 | 335.1131 | 0.050978 | 292.8568 | 0.19105 | 292.8568 | 1.4773 | 292.8568 | 0.56963 | 388.9263 | 0.012289 | 292.8568 | 0.0023048 | 292.8568 | 0
| 292.9327 | 0 | 335.1907 | 0.028388 | 292.9327 | 0.18789 | 292.9327 | 1.4035 | 292.9327 | 0.58002 | 389.0057 | 0.0044555 | 292.9327 | -0.0082404 | 292.9327 | 0
| 293.0086 | 0 | 335.2684 | 0.032673 | 293.0086 | 0.18646 | 293.0086 | 1.4035 | 293.0086 | 0.6001 | 389.0851 | 0.0031495 | 293.0086 | 0.0092509 | 293.0086 | 0
| 293.0846 | 0 | 335.3461 | 0.042182 | 293.0846 | 0.1845 | 293.0846 | 1.4035 | 293.0846 | 0.59925 | 389.1644 | 0.0055503 | 293.0846 | -0.0029936 | 293.0846 | 0
| 293.1605 | 0 | 335.4238 | 0.036688 | 293.1605 | 0.18313 | 293.1605 | 1.4035 | 293.1605 | 0.61611 | 389.2438 | -0.0039925 | 293.1605 | -0.0019915 | 293.1605 | 0
| 293.2364 | 0 | 335.5015 | 0.025792 | 293.2364 | 0.1809 | 293.2365 | 1.3296 | 293.2364 | 0.61425 | 389.3232 | 0.013187 | 293.2365 | 0.00058235 | 293.2365 | 0
| 293.3124 | 0 | 335.5792 | 0.045141 | 293.3124 | 0.17897 | 293.3124 | 1.3296 | 293.3124 | 0.6311 | 389.4025 | -0.0158 | 293.3124 | 0.00074999 | 293.3124 | 0
| 293.3884 | 0 | 335.6568 | 0.036156 | 293.3884 | 0.17651 | 293.3884 | 1.2557 | 293.3884 | 0.63616 | 389.4819 | 0.0050436 | 293.3884 | -0.0093142 | 293.3884 | 0
| 293.4643 | 0 | 335.7345 | 0.029804 | 293.4643 | 0.1752 | 293.4643 | 1.2557 | 293.4643 | 0.6523 | 389.5613 | -0.0033983 | 293.4643 | 0.0011491 | 293.4643 | 0
| 293.5403 | 0 | 335.8122 | 0.010625 | 293.5403 | 0.17309 | 293.5403 | 1.2557 | 293.5403 | 0.66857 | 389.6407 | 0.0033632 | 293.5403 | 0.00036948 | 293.5403 | 0
| 293.6162 | 0 | 335.8899 | 0.039423 | 293.6162 | 0.17244 | 293.6162 | 1.2557 | 293.6162 | 0.68086 | 389.72 | -0.013888 | 293.6162 | 0.0049343 | 293.6162 | 0
| 293.6922 | 0 | 335.9676 | 0.024982 | 293.6922 | 0.16981 | 293.6922 | 1.1819 | 293.6922 | 0.68791 | 389.7994 | 0.0063719 | 293.6922 | -0.0081102 | 293.6922 | 0
| 293.7682 | 0 | 336.0453 | 0.055989 | 293.7682 | 0.16876 | 293.7682 | 1.1819 | 293.7682 | 0.70464 | 389.8788 | -0.010158 | 293.7682 | 0.0054076 | 293.7682 | 0
| 293.8442 | 0 | 336.123 | 0.031645 | 293.8442 | 0.16622 | 293.8441 | 1.108 | 293.8442 | 0.7136 | 389.9582 | -0.012496 | 293.8442 | -0.0035058 | 293.8442 | 0
| 293.9201 | 0 | 336.2007 | 0.029924 | 293.9201 | 0.16539 | 293.9201 | 1.108 | 293.9201 | 0.7276 | 390.0376 | 0.0036138 | 293.9201 | 0.0025592 | 293.9201 | 0
| 293.9961 | 0 | 336.2785 | 0.035918 | 293.9961 | 0.16308 | 293.9961 | 1.0341 | 293.9961 | 0.73176 | 390.1169 | -0.0018072 | 293.9961 | -0.0017249 | 293.9961 | 0
| 294.0721 | 0 | 336.3562 | 0.043737 | 294.0721 | 0.16217 | 294.0721 | 1.0341 | 294.0721 | 0.75084 | 390.1964 | -0.0022124 | 294.0721 | 0.00081809 | 294.0721 | 0
| 294.1481 | 0 | 336.4339 | 0.043156 | 294.1481 | 0.16001 | 294.1481 | 1.0341 | 294.1481 | 0.75478 | 390.2757 | -0.014006 | 294.1481 | -0.0048599 | 294.1481 | 0
| 294.2241 | 0 | 336.5116 | 0.033681 | 294.2241 | 0.16006 | 294.2241 | 1.0341 | 294.2241 | 0.78166 | 390.3551 | 0.0045774 | 294.2241 | -0.0013694 | 294.2241 | 0
| 294.3001 | 0 | 336.5894 | 0.029329 | 294.3001 | 0.15861 | 294.3001 | 1.0341 | 294.3001 | 0.77801 | 390.4345 | -0.0070623 | 294.3001 | -0.0028495 | 294.3001 | 0
| 294.3761 | 0 | 336.6671 | 0.028968 | 294.3761 | 0.15795 | 294.3761 | 1.0341 | 294.3761 | 0.79766 | 390.5139 | -0.0035131 | 294.3761 | 0.0047412 | 294.3761 | 0
| 294.4521 | 0 | 336.7448 | 0.016756 | 294.4521 | 0.15687 | 294.4521 | 0.96026 | 294.4521 | 0.80077 | 390.5933 | -0.0047913 | 294.4521 | -0.0071873 | 294.4521 | 0
| 294.5281 | 0 | 336.8225 | 0.038865 | 294.5281 | 0.15567 | 294.5281 | 0.96026 | 294.5281 | 0.82182 | 390.6727 | 6.3418e-05 | 294.5281 | 0.0068274 | 294.5281 | 0
| 294.6041 | 0 | 336.9003 | 0.035241 | 294.6041 | 0.15399 | 294.6041 | 0.96026 | 294.6041 | 0.82337 | 390.7521 | -0.010046 | 294.6041 | -0.005259 | 294.6041 | 0
| 294.6801 | 0 | 336.978 | 0.043568 | 294.6801 | 0.15322 | 294.6801 | 0.96026 | 294.6801 | 0.84643 | 390.8315 | 0.0020615 | 294.6801 | 0.0050636 | 294.6801 | 0
| 294.7561 | 0 | 337.0558 | 0.02896 | 294.7561 | 0.15179 | 294.7561 | 0.8864 | 294.7561 | 0.84074 | 390.9109 | 0.00051212 | 294.7561 | -0.013332 | 294.7561 | 0
| 294.8321 | 0 | 337.1335 | 0.029333 | 294.8321 | 0.15179 | 294.8321 | 0.8864 | 294.8321 | 0.87196 | 390.9904 | 0.0071052 | 294.8321 | 0.0010493 | 294.8321 | 0
| 294.9081 | 0 | 337.2112 | 0.058483 | 294.9081 | 0.14983 | 294.9081 | 0.81253 | 294.9081 | 0.87151 | 391.0698 | -0.0083473 | 294.9082 | -0.0069359 | 294.9082 | 0
| 294.9842 | 0 | 337.289 | 0.031812 | 294.9842 | 0.14903 | 294.9842 | 0.81253 | 294.9842 | 0.89312 | 391.1492 | 0.013 | 294.9842 | 0.0016217 | 294.9842 | 0
| 295.0602 | 0 | 337.3667 | 0.020708 | 295.0602 | 0.14643 | 295.0602 | 0.81253 | 295.0602 | 0.88749 | 391.2286 | -0.023523 | 295.0602 | -0.0087399 | 295.0602 | 0
| 295.1362 | 0 | 337.4445 | 0.024721 | 295.1362 | 0.14566 | 295.1362 | 0.81253 | 295.1362 | 0.91384 | 391.308 | 0.019407 | 295.1362 | 0.003961 | 295.1362 | 0
| 295.2123 | 0 | 337.5222 | 0.034684 | 295.2123 | 0.14347 | 295.2123 | 0.73866 | 295.2123 | 0.92719 | 391.3875 | 0.0033294 | 295.2123 | -0.013895 | 295.2123 | 0
| 295.2883 | 0 | 337.6 | 0.05281 | 295.2883 | 0.14341 | 295.2883 | 0.73866 | 295.2883 | 0.94431 | 391.4669 | 0.002284 | 295.2883 | 0.0055122 | 295.2883 | 0
| 295.3644 | 0 | 337.6778 | 0.030654 | 295.3644 | 0.14139 | 295.3643 | 0.73866 | 295.3644 | 0.95417 | 391.5463 | -0.0086231 | 295.3644 | -0.00072802 | 295.3644 | 0
| 295.4404 | 0 | 337.7556 | 0.028716 | 295.4404 | 0.14019 | 295.4404 | 0.73866 | 295.4404 | 0.97931 | 391.6257 | 0.00016051 | 295.4404 | 0.0043237 | 295.4404 | 0
| 295.5165 | 0 | 337.8333 | 0.028732 | 295.5165 | 0.13768 | 295.5164 | 0.73866 | 295.5165 | 0.97773 | 391.7052 | -0.0031461 | 295.5165 | -0.0066352 | 295.5165 | 0
| 295.5925 | 0 | 337.9111 | 0.025195 | 295.5925 | 0.13779 | 295.5925 | 0.73866 | 295.5925 | 1.0026 | 391.7846 | -0.0073362 | 295.5925 | 0.0026488 | 295.5925 | 0
| 295.6686 | 0 | 337.9889 | 0.038809 | 295.6686 | 0.13603 | 295.6686 | 0.6648 | 295.6686 | 0.99036 | 391.864 | 0.00016753 | 295.6686 | -0.0074693 | 295.6686 | 0
| 295.7446 | 0 | 338.0666 | 0.040401 | 295.7446 | 0.13603 | 295.7446 | 0.6648 | 295.7446 | 1.0057 | 391.9435 | -0.0052594 | 295.7446 | 0.0062692 | 295.7446 | 0
| 295.8207 | 0 | 338.1444 | 0.035645 | 295.8207 | 0.1348 | 295.8207 | 0.6648 | 295.8207 | 1.0166 | 392.0229 | 0.0028452 | 295.8207 | -0.0066883 | 295.8207 | 0
| 295.8968 | 0 | 338.2222 | 0.036941 | 295.8968 | 0.13483 | 295.8968 | 0.6648 | 295.8968 | 1.0365 | 392.1023 | 0.017448 | 295.8968 | 0.0031416 | 295.8968 | 0
| 295.9728 | 0 | 338.3 | 0.016665 | 295.9728 | 0.13283 | 295.9728 | 0.59093 | 295.9728 | 1.045 | 392.1818 | -0.01961 | 295.9728 | -0.012529 | 295.9728 | 0
| 296.0489 | 0 | 338.3778 | 0.032255 | 296.0489 | 0.13229 | 296.0489 | 0.6648 | 296.0489 | 1.0693 | 392.2612 | -0.0030553 | 296.0489 | 0.0084563 | 296.0489 | 0
| 296.125 | 0 | 338.4556 | 0.041447 | 296.125 | 0.12998 | 296.125 | 0.59093 | 296.125 | 1.0715 | 392.3407 | -0.018578 | 296.125 | -0.013399 | 296.125 | 0
| 296.2011 | 0 | 338.5334 | 0.04754 | 296.2011 | 0.12927 | 296.201 | 0.59093 | 296.2011 | 1.0851 | 392.4201 | -0.00072264 | 296.2011 | 0.0036252 | 296.2011 | 0
| 296.2772 | 0 | 338.6111 | 0.022643 | 296.2772 | 0.12764 | 296.2772 | 0.59093 | 296.2772 | 1.0962 | 392.4996 | -0.002485 | 296.2771 | -0.0087723 | 296.2771 | 0
| 296.3532 | 0 | 338.689 | 0.036759 | 296.3532 | 0.12696 | 296.3532 | 0.59093 | 296.3532 | 1.1117 | 392.579 | 0.0009736 | 296.3532 | 0.0080203 | 296.3532 | 0
| 296.4293 | 0 | 338.7668 | 0.026702 | 296.4293 | 0.12516 | 296.4293 | 0.51706 | 296.4293 | 1.1124 | 392.6585 | -0.0068522 | 296.4293 | -0.0085679 | 296.4293 | 0
| 296.5054 | 0 | 338.8446 | 0.039655 | 296.5054 | 0.12505 | 296.5054 | 0.51706 | 296.5054 | 1.1414 | 392.7379 | 0.0039651 | 296.5054 | 0.0016745 | 296.5054 | 0
| 296.5815 | 0 | 338.9224 | 0.022617 | 296.5815 | 0.12314 | 296.5815 | 0.51706 | 296.5815 | 1.1416 | 392.8174 | -0.013144 | 296.5815 | -0.0084077 | 296.5815 | 0
| 296.6576 | 0 | 339.0002 | 0.026355 | 296.6576 | 0.12246 | 296.6576 | 0.51706 | 296.6576 | 1.1629 | 392.8969 | -0.0020195 | 296.6576 | -0.0023786 | 296.6576 | 0
| 296.7337 | 0 | 339.078 | 0.019507 | 296.7337 | 0.12083 | 296.7337 | 0.51706 | 296.7337 | 1.1752 | 392.9763 | -0.016591 | 296.7337 | -0.0020349 | 296.7337 | 0
| 296.8098 | 0 | 339.1558 | 0.053347 | 296.8098 | 0.12092 | 296.8098 | 0.51706 | 296.8098 | 1.1928 | 393.0558 | 0.0060938 | 296.8098 | 0.0049573 | 296.8098 | 0
| 296.886 | 0 | 339.2336 | 0.0033529 | 296.8859 | 0.11915 | 296.886 | 0.4432 | 296.8859 | 1.1889 | 393.1353 | -0.012738 | 296.8859 | -0.0052129 | 296.8859 | 0
| 296.9621 | 0 | 339.3115 | 0.017684 | 296.9621 | 0.11906 | 296.9621 | 0.51706 | 296.9621 | 1.2159 | 393.2147 | -0.0037495 | 296.9621 | 0.00068326 | 296.9621 | 0
| 297.0382 | 0 | 339.3893 | 0.010002 | 297.0382 | 0.11789 | 297.0382 | 0.4432 | 297.0382 | 1.2134 | 393.2942 | -0.0014348 | 297.0382 | -0.0081364 | 297.0382 | 0
| 297.1143 | 0 | 339.4671 | 0.028175 | 297.1143 | 0.11821 | 297.1143 | 0.4432 | 297.1143 | 1.2385 | 393.3737 | 0.0066724 | 297.1143 | 0.0055995 | 297.1143 | 0
| 297.1904 | 0 | 339.545 | 0.020194 | 297.1904 | 0.11635 | 297.1904 | 0.4432 | 297.1904 | 1.2272 | 393.4531 | -0.0057803 | 297.1904 | -0.00013683 | 297.1904 | 0
| 297.2666 | 0 | 339.6228 | 0.023191 | 297.2666 | 0.11633 | 297.2666 | 0.4432 | 297.2666 | 1.2459 | 393.5326 | 0.008841 | 297.2666 | -0.00020832 | 297.2666 | 0
| 297.3427 | 0 | 339.7006 | 0.017317 | 297.3427 | 0.11533 | 297.3427 | 0.4432 | 297.3427 | 1.2656 | 393.6121 | 0.0085267 | 297.3427 | -0.0097096 | 297.3427 | 0
| 297.4188 | 0 | 339.7784 | 0.042867 | 297.4188 | 0.11558 | 297.4188 | 0.4432 | 297.4188 | 1.2816 | 393.6916 | -0.002655 | 297.4188 | 0.0092726 | 297.4188 | 0
| 297.495 | 0 | 339.8563 | 0.010626 | 297.495 | 0.11405 | 297.495 | 0.4432 | 297.495 | 1.2752 | 393.7711 | -0.0069438 | 297.495 | -0.012528 | 297.495 | 0
| 297.5711 | 0 | 339.9341 | 0.015644 | 297.5711 | 0.11382 | 297.5711 | 0.4432 | 297.5711 | 1.293 | 393.8505 | 0.0096576 | 297.5711 | 0.0083189 | 297.5711 | 0
| 297.6472 | 0 | 340.012 | 0.019916 | 297.6472 | 0.11179 | 297.6472 | 0.36933 | 297.6472 | 1.2979 | 393.93 | -0.00057163 | 297.6473 | -0.0034765 | 297.6473 | 0
| 297.7234 | 0 | 340.0898 | 0.037269 | 297.7234 | 0.11108 | 297.7234 | 0.4432 | 297.7234 | 1.3247 | 394.0095 | 0.00090203 | 297.7234 | 0.0082185 | 297.7234 | 0
| 297.7996 | 0 | 340.1677 | 0.017336 | 297.7996 | 0.10948 | 297.7996 | 0.36933 | 297.7996 | 1.3144 | 394.089 | -0.0083309 | 297.7996 | -0.0057738 | 297.7996 | 0
| 297.8757 | 0 | 340.2455 | 0.018547 | 297.8757 | 0.11017 | 297.8757 | 0.4432 | 297.8757 | 1.3332 | 394.1685 | -0.0023685 | 297.8757 | 0.007288 | 297.8757 | 0
| 297.9519 | 0 | 340.3234 | 0.037728 | 297.9519 | 0.10829 | 297.9519 | 0.36933 | 297.9519 | 1.3341 | 394.248 | -0.011813 | 297.9519 | -0.010797 | 297.9519 | 0
| 298.0281 | 0 | 340.4012 | 0.033701 | 298.028 | 0.10866 | 298.028 | 0.36933 | 298.028 | 1.369 | 394.3275 | -0.00014805 | 298.028 | 0.0096506 | 298.028 | 0
| 298.1042 | 0 | 340.4791 | 0.021857 | 298.1042 | 0.10772 | 298.1042 | 0.36933 | 298.1042 | 1.3492 | 394.407 | -0.00073878 | 298.1042 | -0.0097428 | 298.1042 | 0
| 298.1804 | 0 | 340.557 | 0.031138 | 298.1804 | 0.10814 | 298.1804 | 0.36933 | 298.1804 | 1.3674 | 394.4865 | 0.0088265 | 298.1804 | 0.0014992 | 298.1804 | 0
| 298.2565 | 0 | 340.6349 | 0.029495 | 298.2565 | 0.10723 | 298.2565 | 0.36933 | 298.2565 | 1.3695 | 394.566 | 0.0015997 | 298.2565 | -0.0095503 | 298.2565 | 0
| 298.3327 | 0 | 340.7127 | 0.019983 | 298.3327 | 0.1078 | 298.3327 | 0.36933 | 298.3327 | 1.3811 | 394.6455 | 0.0048661 | 298.3327 | 0.001278 | 298.3327 | 0
| 298.4089 | 0 | 340.7906 | 0.023844 | 298.4089 | 0.10626 | 298.4089 | 0.36933 | 298.4089 | 1.3766 | 394.725 | -0.0061039 | 298.4089 | -0.0046703 | 298.4089 | 0
| 298.4851 | 0 | 340.8685 | 0.02706 | 298.4851 | 0.10703 | 298.4851 | 0.36933 | 298.4851 | 1.4005 | 394.8045 | 0.01339 | 298.4851 | 0.00076725 | 298.4851 | 0
| 298.5613 | 0 | 340.9464 | 0.012056 | 298.5613 | 0.10509 | 298.5613 | 0.36933 | 298.5613 | 1.4016 | 394.884 | -0.0066827 | 298.5613 | -0.0073253 | 298.5613 | 0
| 298.6375 | 0 | 341.0243 | 0.04546 | 298.6375 | 0.10509 | 298.6375 | 0.36933 | 298.6375 | 1.4189 | 394.9635 | 0.0042213 | 298.6375 | 0.0038594 | 298.6375 | 0
| 298.7136 | 0 | 341.1021 | 0.030799 | 298.7136 | 0.10358 | 298.7137 | 0.29547 | 298.7136 | 1.4153 | 395.043 | -0.010011 | 298.7137 | -0.0027245 | 298.7137 | 0
| 298.7899 | 0 | 341.2579 | 0.033887 | 298.7899 | 0.10364 | 298.7899 | 0.36933 | 298.7899 | 1.4285 | 395.1226 | -0.00078363 | 298.7899 | 0.0097216 | 298.7899 | 0
| 298.8661 | 0 | 341.3358 | 0.026596 | 298.866 | 0.10284 | 298.8661 | 0.29547 | 298.866 | 1.4315 | 395.2021 | -0.010462 | 298.8661 | -0.0099222 | 298.8661 | 0
| 298.9423 | 0 | 341.4137 | 0.015941 | 298.9423 | 0.10273 | 298.9423 | 0.36933 | 298.9423 | 1.4521 | 395.2816 | -0.00024007 | 298.9423 | 0.006272 | 298.9423 | 0
| 299.0185 | 0 | 341.4916 | 0.035604 | 299.0185 | 0.10184 | 299.0185 | 0.29547 | 299.0185 | 1.4292 | 395.3611 | -0.020236 | 299.0185 | -0.0054513 | 299.0185 | 0
| 299.0947 | 0 | 341.5695 | 0.031784 | 299.0947 | 0.10221 | 299.0947 | 0.29547 | 299.0947 | 1.4467 | 395.4406 | 0.0081484 | 299.0947 | 0.0012441 | 299.0947 | 0
| 299.1709 | 0 | 341.6474 | 0.050411 | 299.1709 | 0.10099 | 299.1709 | 0.29547 | 299.1709 | 1.4467 | 395.5202 | -0.012972 | 299.1709 | 0.0019773 | 299.1709 | 0
| 299.2471 | 0 | 341.7253 | 0.012353 | 299.2471 | 0.10127 | 299.2471 | 0.29547 | 299.2471 | 1.4612 | 395.5997 | 0.0019644 | 299.2471 | 0.0055744 | 299.2471 | 0
| 299.3233 | 0 | 341.8032 | 0.021139 | 299.3233 | 0.10005 | 299.3233 | 0.29547 | 299.3233 | 1.45 | 395.6792 | -0.0092943 | 299.3233 | -0.010207 | 299.3233 | 0
| 299.3995 | 0 | 341.8811 | 0.024405 | 299.3995 | 0.10025 | 299.3995 | 0.36933 | 299.3995 | 1.4552 | 395.7588 | 0.0087255 | 299.3995 | 0.0098 | 299.3995 | 0
| 299.4758 | 0 | 341.9591 | 0.031408 | 299.4758 | 0.099333 | 299.4758 | 0.29547 | 299.4758 | 1.4563 | 395.8383 | -0.00055324 | 299.4758 | -0.011022 | 299.4758 | 0
| 299.552 | 0 | 342.037 | 0.017873 | 299.552 | 0.099875 | 299.552 | 0.29547 | 299.552 | 1.4822 | 395.9178 | -0.010639 | 299.552 | 0.0050257 | 299.552 | 0
| 299.6282 | 0 | 342.1149 | 0.017755 | 299.6282 | 0.098934 | 299.6282 | 0.29547 | 299.6282 | 1.4601 | 395.9974 | -0.0056668 | 299.6282 | -0.0053919 | 299.6282 | 0
| 299.7045 | 0 | 342.1928 | 0.0084417 | 299.7045 | 0.098934 | 299.7045 | 0.29547 | 299.7045 | 1.473 | 396.0769 | 0.0080171 | 299.7045 | 0.01041 | 299.7045 | 0
| 299.7807 | 0 | 342.2708 | 0.026252 | 299.7807 | 0.097965 | 299.7807 | 0.29547 | 299.7807 | 1.4656 | 396.1564 | -0.011866 | 299.7807 | -0.012127 | 299.7807 | 0
| 299.857 | 0 | 342.3487 | 0.017156 | 299.857 | 0.09902 | 299.857 | 0.29547 | 299.857 | 1.4898 | 396.236 | 0.01884 | 299.857 | 0.0036348 | 299.857 | 0
| 299.9332 | 0 | 342.4266 | 0.017494 | 299.9332 | 0.097337 | 299.9332 | 0.29547 | 299.9332 | 1.4716 | 396.3155 | -0.018195 | 299.9332 | -0.0078802 | 299.9332 | 0
| 300.0095 | 0 | 342.5045 | 0.026946 | 300.0095 | 0.097223 | 300.0095 | 0.29547 | 300.0095 | 1.4802 | 396.3951 | 0.022561 | 300.0095 | -0.00089252 | 300.0095 | -0.0052432
| 300.0857 | 0 | 342.5825 | 0.051164 | 300.0857 | 0.095883 | 300.0857 | 0.29547 | 300.0857 | 1.4698 | 396.4746 | 0.007541 | 300.0857 | -0.0040579 | 300.0857 | -0.0080535
| 300.162 | 0 | 342.6604 | 0.022233 | 300.162 | 0.09614 | 300.162 | 0.29547 | 300.162 | 1.4933 | 396.5542 | 0.01121 | 300.162 | 0.0087742 | 300.162 | 0.0044206
| 300.2382 | 0 | 342.7384 | 0.012189 | 300.2382 | 0.095171 | 300.2382 | 0.29547 | 300.2382 | 1.4772 | 396.6337 | -0.011025 | 300.2382 | -0.0047234 | 300.2382 | -0.00084142
| 300.3145 | 0 | 342.8163 | 0.029169 | 300.3145 | 0.095855 | 300.3145 | 0.29547 | 300.3145 | 1.4794 | 396.7133 | 0.0050398 | 300.3145 | 0.0096057 | 300.3145 | 0.0013906
| 300.3908 | 0 | 342.8943 | 0.023364 | 300.3908 | 0.093973 | 300.3908 | 0.2216 | 300.3908 | 1.4824 | 396.7928 | -0.0083686 | 300.3908 | -0.012145 | 300.3908 | -0.0037678
| 300.467 | 0 | 342.9722 | 0.011011 | 300.467 | 0.095541 | 300.467 | 0.29547 | 300.467 | 1.5035 | 396.8724 | 0.00058078 | 300.467 | 0.0028598 | 300.467 | 0.0020189
| 300.5433 | 0 | 343.0502 | 0.026397 | 300.5433 | 0.094543 | 300.5433 | 0.29547 | 300.5433 | 1.4944 | 396.952 | -0.0015497 | 300.5433 | -0.0078791 | 300.5433 | -0.0018746
| 300.6196 | 0 | 343.1281 | 0.01447 | 300.6196 | 0.095456 | 300.6196 | 0.29547 | 300.6196 | 1.5014 | 397.0315 | -0.0043764 | 300.6196 | 0.0045775 | 300.6196 | -0.00098006
| 300.6959 | 0 | 343.2061 | 0.029147 | 300.6959 | 0.094857 | 300.6959 | 0.2216 | 300.6959 | 1.4979 | 397.1111 | 0.0050503 | 300.6959 | -0.0028667 | 300.6959 | -0.0063591
| 300.7722 | 0 | 343.2841 | 0.0058594 | 300.7722 | 0.094572 | 300.7722 | 0.29547 | 300.7722 | 1.5012 | 397.1907 | 0.017911 | 300.7722 | 0.0081811 | 300.7722 | 0.0032024
| 300.8485 | 0 | 343.362 | 0.019367 | 300.8484 | 0.093717 | 300.8484 | 0.2216 | 300.8484 | 1.4873 | 397.2702 | -0.0075303 | 300.8484 | -0.010324 | 300.8484 | -0.0061563
| 300.9247 | 0 | 343.44 | 0.027562 | 300.9247 | 0.094087 | 300.9247 | 0.29547 | 300.9247 | 1.4874 | 397.3498 | 0.013808 | 300.9247 | 0.0076658 | 300.9247 | 0.003015
| 301.001 | 0 | 343.518 | 0.026876 | 301.001 | 0.092747 | 301.001 | 0.2216 | 301.001 | 1.4713 | 397.4294 | -0.014848 | 301.001 | -0.0035499 | 301.001 | -0.0049566
| 301.0773 | 0 | 343.5959 | 0.0075958 | 301.0773 | 0.093203 | 301.0773 | 0.29547 | 301.0773 | 1.4928 | 397.509 | 0.0053025 | 301.0773 | 0.0043589 | 301.0773 | 0.0049855
| 301.1536 | 0 | 343.6739 | 0.0086874 | 301.1536 | 0.091977 | 301.1536 | 0.2216 | 301.1536 | 1.4896 | 397.5885 | -0.0081943 | 301.1536 | -0.0018381 | 301.1536 | -0.0018756
| 301.2299 | 0 | 343.7519 | 0.013451 | 301.2299 | 0.092348 | 301.2299 | 0.29547 | 301.2299 | 1.4919 | 397.6681 | -0.0027015 | 301.2299 | 0.0077541 | 301.2299 | 0.0069898
| 301.3062 | 0 | 343.8299 | 0.042339 | 301.3062 | 0.091635 | 301.3062 | 0.2216 | 301.3062 | 1.4861 | 397.7477 | -0.013347 | 301.3062 | -0.0069383 | 301.3062 | -0.0072684
| 301.3825 | 0 | 343.9079 | 0.02552 | 301.3825 | 0.09192 | 301.3825 | 0.2216 | 301.3825 | 1.5005 | 397.8273 | 0.0058958 | 301.3826 | 0.0029282 | 301.3826 | 0.010119
| 301.4589 | 0 | 343.9859 | 0.013576 | 301.4589 | 0.091151 | 301.4589 | 0.2216 | 301.4589 | 1.4909 | 397.9069 | -0.010219 | 301.4589 | -0.0061108 | 301.4589 | -0.0082611
| 301.5352 | 0 | 344.0638 | 0.036942 | 301.5352 | 0.091664 | 301.5352 | 0.2216 | 301.5352 | 1.4873 | 397.9865 | 0.0080572 | 301.5352 | 0.0028248 | 301.5352 | -0.00080375
| 301.6115 | 0 | 344.1418 | 0.016681 | 301.6115 | 0.09078 | 301.6115 | 0.2216 | 301.6115 | 1.4726 | 398.066 | -0.005243 | 301.6115 | -0.0055919 | 301.6115 | -0.0060046
| 301.6878 | 0 | 344.2198 | 0.004639 | 301.6878 | 0.090324 | 301.6878 | 0.14773 | 301.6878 | 1.4847 | 398.1456 | 0.0050569 | 301.6878 | -0.007645 | 301.6878 | -0.0041729
| 301.7642 | 0 | 344.2978 | 0.035926 | 301.7642 | 0.089183 | 301.7642 | 0.2216 | 301.7642 | 1.4708 | 398.2252 | -0.0063614 | 301.7642 | -0.0041813 | 301.7642 | 0.0039716
| 301.8405 | 0 | 344.3758 | 0.017174 | 301.8405 | 0.090409 | 301.8405 | 0.2216 | 301.8405 | 1.4795 | 398.3048 | -0.0060014 | 301.8405 | 0.0065199 | 301.8405 | 0.0007897
| 301.9168 | 0 | 344.4538 | 0.02226 | 301.9168 | 0.089554 | 301.9168 | 0.2216 | 301.9168 | 1.4645 | 398.3844 | -0.0067955 | 301.9168 | -0.010213 | 301.9168 | -0.0071937
| 301.9932 | 0 | 344.5319 | 0.016795 | 301.9932 | 0.089953 | 301.9932 | 0.2216 | 301.9932 | 1.476 | 398.464 | 0.0027523 | 301.9932 | -0.00094416 | 301.9932 | -0.0037658
| 302.0695 | 0 | 344.6099 | 0.030519 | 302.0695 | 0.088642 | 302.0695 | 0.2216 | 302.0695 | 1.4594 | 398.5436 | 0.012334 | 302.0695 | -0.0062657 | 302.0695 | -0.0048881
| 302.1458 | 0 | 344.6879 | 0.017391 | 302.1458 | 0.088841 | 302.1458 | 0.2216 | 302.1458 | 1.4591 | 398.6232 | 0.0025069 | 302.1459 | 0.0044177 | 302.1459 | 0.0097663
| 302.2222 | 0 | 344.7659 | 0.019966 | 302.2222 | 0.087729 | 302.2222 | 0.2216 | 302.2222 | 1.4499 | 398.7028 | -0.017489 | 302.2222 | -0.0048736 | 302.2222 | 0.0040409
| 302.2985 | 0 | 344.8439 | 0.0094512 | 302.2985 | 0.088955 | 302.2986 | 0.2216 | 302.2985 | 1.4611 | 398.7824 | 0.0006198 | 302.2986 | 0.0046604 | 302.2986 | -0.0019095
| 302.3749 | 0 | 344.9219 | 0.010827 | 302.3749 | 0.087672 | 302.3749 | 0.2216 | 302.3749 | 1.4487 | 398.862 | -0.01594 | 302.3749 | -0.0058331 | 302.3749 | -0.0030065
| 302.4513 | 0 | 345.078 | 0.017858 | 302.4513 | 0.087843 | 302.4513 | 0.2216 | 302.4513 | 1.4532 | 398.9417 | 0.012088 | 302.4513 | 0.003314 | 302.4513 | -0.0047776
| 302.5276 | 0 | 345.156 | 0.0029974 | 302.5276 | 0.086617 | 302.5276 | 0.2216 | 302.5276 | 1.4379 | 399.0213 | -0.0080157 | 302.5276 | -0.0037369 | 302.5276 | -0.00071085
| 302.604 | 0 | 345.234 | 0.029541 | 302.604 | 0.086817 | 302.604 | 0.2216 | 302.604 | 1.4478 | 399.1009 | 0.0068376 | 302.604 | 0.00058889 | 302.604 | -0.0026186
| 302.6804 | 0 | 345.3121 | 0.0076908 | 302.6804 | 0.08656 | 302.6804 | 0.2216 | 302.6804 | 1.4352 | 399.1805 | -0.010415 | 302.6804 | -0.006202 | 302.6804 | 0.0004193
| 302.7567 | 0 | 345.3901 | 0.013432 | 302.7567 | 0.08713 | 302.7567 | 0.2216 | 302.7567 | 1.4368 | 399.2601 | 0.0099544 | 302.7567 | 0.0068078 | 302.7567 | 0.0035373
| 302.8331 | 0 | 345.4681 | 0.016999 | 302.8331 | 0.08619 | 302.8331 | 0.2216 | 302.8331 | 1.4285 | 399.3398 | -0.0088917 | 302.8331 | -0.0066358 | 302.8331 | -0.0052536
| 302.9095 | 0 | 345.5462 | 0.019129 | 302.9095 | 0.086703 | 302.9095 | 0.2216 | 302.9095 | 1.4255 | 399.4194 | -0.007765 | 302.9095 | 0.0022188 | 302.9095 | -0.001987
| 302.9859 | 0 | 345.7023 | 0.024515 | 302.9859 | 0.085876 | 302.9859 | 0.14773 | 302.9859 | 1.4178 | 399.499 | -0.00067785 | 302.9859 | -0.010024 | 302.9859 | -0.004862
| 303.0623 | 0 | 345.7803 | 0.014475 | 303.0623 | 0.086389 | 303.0623 | 0.2216 | 303.0623 | 1.4157 | 399.5786 | 0.012356 | 303.0622 | 0.003206 | 303.0622 | -0.00076672
| 303.1386 | 0 | 345.8584 | 0.026918 | 303.1386 | 0.085733 | 303.1386 | 0.2216 | 303.1386 | 1.3981 | 399.6582 | -0.013274 | 303.1386 | -0.001997 | 303.1386 | -0.0024235
| 303.215 | 0 | 345.9364 | 0.026379 | 303.215 | 0.085648 | 303.215 | 0.2216 | 303.215 | 1.3885 | 399.7379 | 0.0017701 | 303.215 | -0.0025476 | 303.215 | -0.0048874
| 303.2914 | 0 | 346.0145 | 0.028683 | 303.2914 | 0.084707 | 303.2914 | 0.14773 | 303.2914 | 1.3704 | 399.8175 | -0.016786 | 303.2914 | -0.0086631 | 303.2914 | -0.0082594
| 303.3678 | 0 | 346.0926 | 0.012271 | 303.3678 | 0.085135 | 303.3678 | 0.2216 | 303.3678 | 1.3748 | 399.8971 | 0.016221 | 303.3678 | 0.0037387 | 303.3678 | 0.00053935
| 303.4442 | 0 | 346.1706 | 0.0059908 | 303.4442 | 0.084422 | 303.4442 | 0.14773 | 303.4442 | 1.3661 | 399.9768 | -0.010528 | 303.4442 | -0.0088012 | 303.4442 | -0.007355
| 303.5206 | 0 | 346.2487 | 0.017046 | 303.5206 | 0.085135 | 303.5206 | 0.2216 | 303.5206 | 1.3827 | 400.0564 | 0.012043 | 303.5206 | 0.00043078 | 303.5206 | -0.00061208
| 303.5971 | 0 | 346.3268 | 0.019413 | 303.597 | 0.084678 | 303.597 | 0.2216 | 303.597 | 1.3818 | 400.136 | 0.00079237 | 303.597 | -0.00093975 | 303.597 | -0.0027436
| 303.6735 | 0 | 346.4829 | 0.0080033 | 303.6735 | 0.085135 | 303.6735 | 0.2216 | 303.6735 | 1.3824 | 400.2157 | 0.0092425 | 303.6734 | 0.0050287 | 303.6734 | 0.0036732
| 303.7498 | 0 | 346.561 | 0.036975 | 303.7499 | 0.08388 | 303.7498 | 0.2216 | 303.7499 | 1.3574 | 400.2953 | -0.0039038 | 303.7499 | -0.0025813 | 303.7499 | -0.0015592
| 303.8263 | 0 | 346.639 | 0.027977 | 303.8263 | 0.084564 | 303.8263 | 0.2216 | 303.8263 | 1.3417 | 400.375 | 0.01095 | 303.8263 | 0.00145 | 303.8263 | 0.001489
| 303.9027 | 0 | 346.7171 | 0.0061852 | 303.9027 | 0.08388 | 303.9027 | 0.14773 | 303.9027 | 1.334 | 400.4546 | 0.0037592 | 303.9027 | -0.0038744 | 303.9027 | 0.0010984
| 303.9791 | 0 | 346.7952 | 0.011779 | 303.9791 | 0.084336 | 303.9791 | 0.14773 | 303.9791 | 1.3266 | 400.5343 | 0.0082564 | 303.9791 | -0.0015987 | 303.9791 | 0.002703
| 304.0555 | 0 | 346.8733 | 0.025253 | 304.0555 | 0.083538 | 304.0555 | 0.14773 | 304.0555 | 1.3079 | 400.6139 | 0.00066616 | 304.0556 | -0.009366 | 304.0556 | -0.0037289
| 304.132 | 0 | 346.9514 | 0.017752 | 304.132 | 0.084051 | 304.132 | 0.2216 | 304.132 | 1.3153 | 400.6936 | 0.012084 | 304.132 | 0.00063381 | 304.132 | 2.5069e-05
| 304.2084 | 0 | 347.0295 | 0.026143 | 304.2084 | 0.082882 | 304.2084 | 0.14773 | 304.2084 | 1.3025 | 400.7732 | -0.017125 | 304.2084 | -0.0033455 | 304.2084 | -0.0081415
| 304.2849 | 0 | 347.1857 | 0.010199 | 304.2849 | 0.083567 | 304.2849 | 0.14773 | 304.2849 | 1.3109 | 400.8529 | 0.013893 | 304.2849 | 0.0042844 | 304.2849 | -0.00065804
| 304.3613 | 0 | 347.2638 | 0.027703 | 304.3613 | 0.082911 | 304.3613 | 0.14773 | 304.3613 | 1.2946 | 400.9326 | 0.0060901 | 304.3613 | -0.00040101 | 304.3613 | 7.8624e-05
| 304.4377 | 0 | 347.3419 | 0.01058 | 304.4377 | 0.083624 | 304.4377 | 0.14773 | 304.4377 | 1.297 | 401.0122 | 0.0018487 | 304.4377 | 0.0055761 | 304.4377 | 0.0010194
| 304.5142 | 0 | 347.42 | 0.010899 | 304.5142 | 0.082939 | 304.5142 | 0.14773 | 304.5142 | 1.2799 | 401.0919 | -0.0058532 | 304.5142 | -0.0013762 | 304.5142 | -0.0025297
| 304.5906 | 0 | 347.4981 | 0.029347 | 304.5906 | 0.083624 | 304.5906 | 0.2216 | 304.5906 | 1.2847 | 401.1715 | 0.00016381 | 304.5906 | -0.00028046 | 304.5906 | 0.0019605
| 304.6671 | 0 | 347.5762 | 0.060412 | 304.6671 | 0.082854 | 304.6671 | 0.14773 | 304.6671 | 1.2627 | 401.2512 | -0.0051873 | 304.6671 | 0.0010495 | 304.6671 | 0.00030111
| 304.7436 | 0 | 347.6543 | 0.029144 | 304.7436 | 0.083196 | 304.7436 | 0.2216 | 304.7436 | 1.2538 | 401.3309 | 0.019369 | 304.7436 | 0.0051508 | 304.7436 | 0.0022047
| 304.82 | 0 | 347.7325 | 0.012019 | 304.82 | 0.082683 | 304.82 | 0.14773 | 304.82 | 1.2431 | 401.4105 | -0.0061671 | 304.82 | -0.0030972 | 304.82 | -0.0048344
| 304.8965 | 0 | 347.8106 | 0.00015758 | 304.8965 | 0.083196 | 304.8965 | 0.14773 | 304.8965 | 1.2473 | 401.4902 | 0.0077009 | 304.8965 | -0.00084788 | 304.8965 | 0.0020972
| 304.973 | 0 | 347.8887 | 0.0067784 | 304.973 | 0.082569 | 304.973 | 0.14773 | 304.973 | 1.2308 | 401.5699 | -0.016656 | 304.9729 | -0.0049404 | 304.9729 | -0.0043949
| 305.0494 | 0 | 347.9668 | 0.0059565 | 305.0494 | 0.083338 | 305.0494 | 0.14773 | 305.0494 | 1.2224 | 401.6496 | 0.0029598 | 305.0494 | 0.0061837 | 305.0494 | 0.00028134
| 305.1259 | 0 | 348.045 | 0.021113 | 305.1259 | 0.082683 | 305.1259 | 0.14773 | 305.1259 | 1.2156 | 401.7292 | -0.0053629 | 305.1259 | -0.0095512 | 305.1259 | -0.0031719
| 305.2024 | 0 | 348.2012 | 0.050021 | 305.2024 | 0.083424 | 305.2024 | 0.14773 | 305.2024 | 1.2128 | 401.8089 | -0.006257 | 305.2024 | 0.0033403 | 305.2024 | 0.00059553
| 305.2788 | 0 | 348.3575 | 0.014633 | 305.2788 | 0.082797 | 305.2788 | 0.14773 | 305.2788 | 1.194 | 401.8886 | -0.015406 | 305.2789 | -0.0059991 | 305.2789 | -0.010301
| 305.3553 | 0 | 348.4356 | 0.0050847 | 305.3553 | 0.083053 | 305.3553 | 0.14773 | 305.3553 | 1.1923 | 401.9683 | 0.020815 | 305.3553 | 0.00237 | 305.3553 | 0.0025809
| 305.4318 | 0 | 348.5138 | 0.013705 | 305.4318 | 0.082198 | 305.4318 | 0.14773 | 305.4318 | 1.1826 | 402.048 | -0.016632 | 305.4318 | -0.0015333 | 305.4318 | -0.0016985
| 305.5083 | 0 | 348.5919 | 0.0097889 | 305.5083 | 0.082882 | 305.5083 | 0.14773 | 305.5083 | 1.1839 | 402.1277 | 0.0051491 | 305.5083 | 0.0062585 | 305.5083 | 0.0017435
| 305.5848 | 0 | 348.6701 | 0.015243 | 305.5848 | 0.082512 | 305.5848 | 0.14773 | 305.5848 | 1.1632 | 402.2073 | 0.011619 | 305.5848 | -0.0012534 | 305.5848 | 0.00010421
| 305.6613 | 0 | 348.7482 | 0.012498 | 305.6613 | 0.082882 | 305.6613 | 0.14773 | 305.6613 | 1.1613 | 402.287 | 0.013494 | 305.6613 | 0.0054987 | 305.6613 | 0.004105
| 305.7378 | 0 | 348.8264 | 0.0064738 | 305.7378 | 0.082055 | 305.7378 | 0.14773 | 305.7378 | 1.1487 | 402.3667 | -0.0082082 | 305.7378 | -0.0040463 | 305.7378 | -0.0064417
| 305.8143 | 0 | 348.9045 | 0.011312 | 305.8143 | 0.082854 | 305.8143 | 0.14773 | 305.8143 | 1.149 | 402.4464 | 0.0056255 | 305.8143 | -0.00080615 | 305.8143 | 0.00065636
| 305.8908 | 0 | 348.9827 | 0.0091373 | 305.8908 | 0.082198 | 305.8908 | 0.14773 | 305.8908 | 1.1272 | 402.5261 | -0.019471 | 305.8908 | -0.0019078 | 305.8908 | -0.0052827
| 305.9673 | 0 | 349.0609 | 0.015693 | 305.9673 | 0.082996 | 305.9673 | 0.14773 | 305.9673 | 1.1236 | 402.6058 | 0.029674 | 305.9673 | 0.003484 | 305.9673 | 0.00090968
| 306.0439 | 0 | 349.139 | 0.042142 | 306.0438 | 0.082569 | 306.0439 | 0.14773 | 306.0438 | 1.1155 | 402.6855 | 0.0027794 | 306.0438 | -0.0056881 | 306.0438 | -0.0028516
| 306.1204 | 0 | 349.2172 | 0.011085 | 306.1204 | 0.083253 | 306.1204 | 0.14773 | 306.1204 | 1.1169 | 402.7652 | 0.012719 | 306.1204 | 0.0032327 | 306.1204 | 0.0027042
| 306.1969 | 0 | 349.2953 | 0.0093373 | 306.1969 | 0.082198 | 306.1969 | 0.14773 | 306.1969 | 1.096 | 402.8449 | -0.018966 | 306.1969 | -0.0052887 | 306.1969 | 0.00019554
| 306.2734 | 0 | 349.3735 | 0.019195 | 306.2734 | 0.082968 | 306.2734 | 0.14773 | 306.2734 | 1.0888 | 402.9246 | 0.006494 | 306.2734 | 0.0079401 | 306.2734 | 0.0041856
| 306.3499 | 0 | 349.4517 | 0.02638 | 306.3499 | 0.082141 | 306.3499 | 0.073866 | 306.3499 | 1.0823 | 403.0043 | -0.022331 | 306.3499 | -0.0070873 | 306.3499 | -0.0046998
| 306.4264 | 0 | 349.5299 | 0.00015767 | 306.4265 | 0.082654 | 306.4265 | 0.14773 | 306.4265 | 1.0917 | 403.084 | -0.0066062 | 306.4265 | 0.0063936 | 306.4265 | 0.0018959
| 306.503 | 0 | 349.6081 | 0.011365 | 306.503 | 0.081685 | 306.503 | 0.073866 | 306.503 | 1.0716 | 403.1638 | -0.014879 | 306.503 | -0.0069789 | 306.503 | -0.0068465
| 306.5795 | 0 | 349.6862 | 0.018012 | 306.5795 | 0.081913 | 306.5795 | 0.14773 | 306.5795 | 1.0655 | 403.2435 | 0.013128 | 306.5795 | 0.0036851 | 306.5795 | -0.0043128
| 306.6561 | 0 | 349.7644 | 0.012003 | 306.6561 | 0.081172 | 306.6561 | 0.073866 | 306.6561 | 1.0471 | 403.3232 | -0.020107 | 306.6561 | -0.0077105 | 306.6561 | -0.0044515
| 306.7326 | 0 | 349.8426 | 0.010768 | 306.7326 | 0.081599 | 306.7326 | 0.14773 | 306.7326 | 1.0429 | 403.4029 | 0.0035046 | 306.7326 | 0.0013526 | 306.7326 | -0.00049558
| 306.8091 | 0 | 349.9208 | 0.027519 | 306.8092 | 0.080886 | 306.8091 | 0.073866 | 306.8092 | 1.0285 | 403.4826 | -0.0056585 | 306.8092 | -0.0068364 | 306.8092 | -0.0023929
| 306.8857 | 0 | 349.999 | 0.025899 | 306.8857 | 0.081599 | 306.8857 | 0.073866 | 306.8857 | 1.0271 | 403.5623 | -0.0038285 | 306.8857 | 0.0062153 | 306.8857 | 0.00029895
| 306.9622 | 0 | 350.0772 | 0.018341 | 306.9623 | 0.080829 | 306.9622 | 0.073866 | 306.9623 | 1.0071 | 403.6421 | -0.0031641 | 306.9623 | -0.0047163 | 306.9623 | -0.0036346
| 307.0388 | 0 | 350.1554 | 0.025374 | 307.0388 | 0.081428 | 307.0388 | 0.14773 | 307.0388 | 1.0033 | 403.7218 | 0.024633 | 307.0388 | 0.0015869 | 307.0388 | -0.00079645
| 307.1154 | 0 | 350.3118 | 0.0059976 | 307.1154 | 0.080772 | 307.1154 | 0.073866 | 307.1154 | 0.99468 | 403.8015 | 0.00081994 | 307.1154 | -0.0026374 | 307.1154 | -0.00084422
| 307.1919 | 0 | 350.39 | 0.0074662 | 307.1919 | 0.081229 | 307.1919 | 0.14773 | 307.1919 | 0.9873 | 403.8812 | -0.0015687 | 307.1919 | 0.0021431 | 307.1919 | 0.0074276
| 307.2685 | 0 | 350.4682 | 0.0053565 | 307.2685 | 0.080316 | 307.2685 | 0.073866 | 307.2685 | 0.96993 | 403.961 | -0.031289 | 307.2685 | -0.0060994 | 307.2685 | -0.0042599
| 307.3451 | 0 | 350.5464 | 0.026383 | 307.3451 | 0.081086 | 307.3451 | 0.073866 | 307.3451 | 0.97665 | 404.0407 | 0.0071378 | 307.3451 | 0.0025002 | 307.3451 | -0.0022488
| 307.4216 | 0 | 350.6246 | 0.04394 | 307.4216 | 0.080088 | 307.4216 | 0.073866 | 307.4216 | 0.95721 | 404.1204 | -0.0060806 | 307.4216 | -0.0036493 | 307.4216 | -0.001906
| 307.4982 | 0 | 350.7029 | 0.012177 | 307.4982 | 0.08063 | 307.4982 | 0.073866 | 307.4982 | 0.94884 | 404.2002 | 0.013596 | 307.4982 | 0.0028128 | 307.4982 | 0.003494
| 307.5748 | 0 | 350.7811 | 0.013161 | 307.5748 | 0.080117 | 307.5748 | 0.073866 | 307.5748 | 0.92871 | 404.2799 | -0.020919 | 307.5748 | -0.0046078 | 307.5748 | -0.00067658
| 307.6514 | 0 | 350.8593 | 0.052497 | 307.6514 | 0.080715 | 307.6514 | 0.14773 | 307.6514 | 0.93218 | 404.3596 | -0.014447 | 307.6514 | 0.0049561 | 307.6514 | 0.0052484
| 307.728 | 0 | 350.9375 | 0.003404 | 307.728 | 0.079318 | 307.728 | 0.073866 | 307.728 | 0.90754 | 404.4394 | -0.009174 | 307.728 | -0.00020658 | 307.728 | -0.0037208
| 307.8046 | 0 | 351.0158 | 0.015199 | 307.8046 | 0.080003 | 307.8046 | 0.073866 | 307.8046 | 0.91068 | 404.5191 | 0.0064037 | 307.8046 | 0.0023288 | 307.8046 | -0.0008199
| 307.8812 | 0 | 351.094 | 0.018805 | 307.8811 | 0.079176 | 307.8812 | 0.073866 | 307.8811 | 0.88793 | 404.5989 | -0.019444 | 307.8811 | -0.0073569 | 307.8811 | -0.0018966
| 307.9577 | 0 | 351.1722 | 0.0082179 | 307.9577 | 0.079632 | 307.9577 | 0.073866 | 307.9577 | 0.89737 | 404.6786 | 0.033166 | 307.9577 | 0.0036303 | 307.9577 | 0.005155
| 308.0343 | 0 | 351.2505 | 0.021133 | 308.0343 | 0.079062 | 308.0343 | 0.073866 | 308.0343 | 0.8738 | 404.7584 | 0.012243 | 308.0343 | -0.002526 | 308.0343 | -0.0010746
| 308.1109 | 0 | 351.3287 | 0.0050273 | 308.111 | 0.07966 | 308.1109 | 0.073866 | 308.111 | 0.87502 | 404.8381 | 0.016484 | 308.1109 | 0.0056553 | 308.1109 | 0.0029827
| 308.1876 | 0 | 351.407 | 0.019849 | 308.1875 | 0.078691 | 308.1876 | 0.073866 | 308.1875 | 0.85293 | 404.9179 | -0.016683 | 308.1876 | -0.0050191 | 308.1876 | -0.0037295
| 308.2642 | 0 | 351.4852 | 0.029802 | 308.2642 | 0.078948 | 308.2642 | 0.073866 | 308.2642 | 0.85245 | 404.9976 | -0.0016395 | 308.2642 | 0.0037325 | 308.2642 | -0.0022651
| 308.3408 | 0 | 351.5634 | 0.035644 | 308.3408 | 0.078434 | 308.3408 | 0.073866 | 308.3408 | 0.83648 | 405.0774 | -0.0034226 | 308.3408 | -0.0039696 | 308.3408 | -0.0049472
| 308.4174 | 0 | 351.6417 | 0.0012703 | 308.4174 | 0.079147 | 308.4174 | 0.073866 | 308.4174 | 0.83514 | 405.1571 | 0.0081654 | 308.4174 | 0.014487 | 308.4174 | 0.0089063
| 308.494 | 0 | 351.7199 | 0.022453 | 308.494 | 0.078235 | 308.494 | 0.073866 | 308.494 | 0.80697 | 405.2369 | -0.013047 | 308.494 | -0.00061915 | 308.494 | -0.0013732
| 308.5706 | 0 | 351.7982 | 0.024584 | 308.5706 | 0.079033 | 308.5706 | 0.073866 | 308.5706 | 0.81208 | 405.3167 | 0.014521 | 308.5706 | 0.0088524 | 308.5706 | 0.0013475
| 308.6472 | 0 | 351.8764 | 0.010107 | 308.6472 | 0.078206 | 308.6472 | 0.073866 | 308.6472 | 0.79736 | 405.3964 | -0.014466 | 308.6472 | -0.0014889 | 308.6472 | -0.0054447
| 308.7239 | 0 | 352.033 | 0.0091631 | 308.7239 | 0.079119 | 308.7239 | 0.073866 | 308.7239 | 0.79763 | 405.4762 | 0.0025494 | 308.7239 | 0.002962 | 308.7239 | 0.0044645
| 308.8005 | 0 | 352.1112 | 0.0047607 | 308.8005 | 0.078406 | 308.8005 | 0.073866 | 308.8005 | 0.78956 | 405.556 | 0.014083 | 308.8005 | -0.0050477 | 308.8005 | -0.0030648
| 308.8771 | 0 | 352.1895 | 0.025109 | 308.8771 | 0.07909 | 308.8771 | 0.073866 | 308.8771 | 0.79211 | 405.6357 | 0.013265 | 308.8771 | 0.0013028 | 308.8771 | 0.0011491
| 308.9538 | 0 | 352.2678 | 0.014337 | 308.9538 | 0.078663 | 308.9538 | 0.073866 | 308.9538 | 0.77245 | 405.7155 | 0.018677 | 308.9538 | -0.0038183 | 308.9538 | -0.0073605
| 309.0304 | 0 | 352.346 | 0.017572 | 309.0304 | 0.079062 | 309.0304 | 0.073866 | 309.0304 | 0.76266 | 405.7953 | -0.0080545 | 309.0304 | 0.0095243 | 309.0304 | 0.0020833
| 309.1071 | 0 | 352.4243 | 0.035832 | 309.1071 | 0.078748 | 309.1071 | 0.073866 | 309.1071 | 0.74269 | 405.875 | -0.0041262 | 309.1071 | -0.0032066 | 309.1071 | -0.0015305
| 309.1837 | 0 | 352.5026 | 0.035605 | 309.1837 | 0.079033 | 309.1837 | 0.073866 | 309.1837 | 0.74032 | 405.9548 | -0.0027464 | 309.1837 | 0.0067808 | 309.1837 | 0.0021019
| 309.2604 | 0 | 352.5809 | 0.011522 | 309.2604 | 0.07852 | 309.2604 | 0.073866 | 309.2604 | 0.72352 | 406.0346 | -0.010012 | 309.2604 | -0.010443 | 309.2604 | -0.006925
| 309.337 | 0 | 352.6591 | 0.022428 | 309.337 | 0.078976 | 309.337 | 0.073866 | 309.337 | 0.72358 | 406.1144 | 0.0039534 | 309.337 | 0.0021545 | 309.337 | 0.0038255
| 309.4137 | 0 | 352.7375 | 0.0034127 | 309.4137 | 0.079005 | 309.4137 | 0.073866 | 309.4137 | 0.71121 | 406.1942 | 0.016982 | 309.4137 | 0.003658 | 309.4137 | 0.0040748
| 309.4903 | 0 | 352.8157 | 0.037228 | 309.4903 | 0.078777 | 309.4903 | 0.073866 | 309.4903 | 0.7204 | 406.2739 | 0.0082777 | 309.4903 | 0.0048951 | 309.4903 | -0.0053273
| 309.567 | 0 | 352.894 | 0.014804 | 309.567 | 0.078463 | 309.567 | 0.073866 | 309.567 | 0.70634 | 406.3537 | -0.028087 | 309.567 | 0.00072634 | 309.567 | -0.0071148
| 309.6437 | 0 | 352.9723 | 0.022111 | 309.6437 | 0.07852 | 309.6437 | 0.073866 | 309.6437 | 0.70117 | 406.4335 | -0.0056887 | 309.6437 | 0.00841 | 309.6437 | 0.0033332
| 309.7203 | 0 | 353.0506 | 0.013649 | 309.7203 | 0.078292 | 309.7203 | 0.073866 | 309.7203 | 0.68054 | 406.5133 | -0.032632 | 309.7203 | 0.0035504 | 309.7203 | 0.0017098
| 309.797 | 0 | 353.1289 | 0.054451 | 309.797 | 0.078235 | 309.797 | 0.073866 | 309.797 | 0.68556 | 406.5931 | 0.022292 | 309.797 | 0.014958 | 309.797 | 0.0046379
| 309.8737 | 0 | 353.2072 | 0.01388 | 309.8737 | 0.077807 | 309.8737 | 0.073866 | 309.8737 | 0.66048 | 406.6729 | -0.001023 | 309.8737 | 0.0026635 | 309.8737 | -0.0049409
| 309.9504 | 0 | 353.2855 | 0.0051752 | 309.9504 | 0.077237 | 309.9503 | 0.073866 | 309.9504 | 0.66341 | 406.7527 | 0.0024262 | 309.9504 | 0.0092749 | 309.9504 | 0.0003704
| 310.027 | 0 | 353.3638 | 0.0058807 | 310.027 | 0.077266 | 310.027 | 0.073866 | 310.027 | 0.65073 | 406.8325 | 0.00031112 | 310.027 | 0.0042155 | 310.027 | -0.0014037
| 310.1037 | 0 | 353.4421 | 0.022001 | 310.1037 | 0.077408 | 310.1037 | 0.073866 | 310.1037 | 0.63712 | 406.9123 | 0.00035834 | 310.1037 | 0.0049844 | 310.1037 | -0.0072889
| 310.1804 | 0 | 353.5204 | 0.013787 | 310.1804 | 0.077579 | 310.1804 | 0.073866 | 310.1804 | 0.63901 | 406.9921 | 0.0001963 | 310.1804 | 0.016415 | 310.1804 | 0.010333
| 310.2571 | 0 | 353.5988 | 0.018409 | 310.2571 | 0.076952 | 310.2571 | 0.073866 | 310.2571 | 0.61765 | 407.0719 | 0.0011889 | 310.2571 | 0.0041434 | 310.2571 | -0.0071991
| 310.3338 | 0 | 353.6771 | 0.022583 | 310.3338 | 0.076496 | 310.3338 | 0.073866 | 310.3338 | 0.62566 | 407.1517 | -0.00024378 | 310.3338 | 0.014638 | 310.3338 | 0.0058874
| 310.4105 | 0 | 353.7554 | 0.0041659 | 310.4105 | 0.07661 | 310.4105 | 0.073866 | 310.4105 | 0.60318 | 407.2315 | 0.00020821 | 310.4105 | 0.013012 | 310.4105 | -0.0037619
| 310.4872 | 0 | 353.912 | 0.00019737 | 310.4872 | 0.076239 | 310.4872 | 0 | 310.4872 | 0.61151 | 407.3113 | -0.00059657 | 310.4872 | 0.015291 | 310.4872 | -0.00029455
| 310.5639 | 0 | 353.9904 | 0.016886 | 310.5639 | 0.076467 | 310.5639 | 0.073866 | 310.5639 | 0.59056 | 407.3911 | -0.00024867 | 310.5639 | 0.0068771 | 310.5639 | -0.0014932
| 310.6406 | 0 | 354.0687 | 0.0011329 | 310.6406 | 0.075868 | 310.6406 | 0.073866 | 310.6406 | 0.59577 | 407.4709 | -0.00054132 | 310.6406 | 0.021603 | 310.6406 | 0.0013294
| 310.7174 | 0 | 354.147 | 0.0077302 | 310.7173 | 0.075384 | 310.7173 | 0.073866 | 310.7173 | 0.58015 | 407.5507 | 0.0012454 | 310.7173 | 0.009976 | 310.7173 | -0.0056075
| 310.794 | 0 | 354.2254 | 0.00078405 | 310.7941 | 0.074899 | 310.794 | 0.073866 | 310.7941 | 0.57966 | 407.6306 | 1.1303e-05 | 310.794 | 0.024386 | 310.794 | 0.0032542
| 310.8708 | 0 | 354.3037 | 0.0048339 | 310.8708 | 0.0747 | 310.8708 | 0 | 310.8708 | 0.56461 | 407.7104 | -0.00084104 | 310.8708 | 0.018299 | 310.8708 | -0.0066884
| 310.9475 | 0 | 354.382 | 0.019154 | 310.9475 | 0.074614 | 310.9475 | 0.073866 | 310.9475 | 0.56707 | 407.7902 | -0.00059935 | 310.9475 | 0.023158 | 310.9475 | 0.0042719
| 311.0242 | 0 | 354.4604 | 0.021153 | 311.0242 | 0.074215 | 311.0242 | 0.073866 | 311.0242 | 0.54983 | 407.87 | -0.00066111 | 311.0242 | 0.01541 | 311.0242 | -0.0010708
| 311.101 | 0 | 354.5387 | 0.027363 | 311.1009 | 0.075099 | 311.101 | 0 | 311.1009 | 0.55339 | 407.9498 | -0.0010796 | 311.1009 | 0.030213 | 311.1009 | 0.0068532
| 311.1777 | 0 | 354.6171 | 0.016994 | 311.1777 | 0.074243 | 311.1777 | 0 | 311.1777 | 0.5376 | 408.0296 | 0.0017784 | 311.1777 | 0.016518 | 311.1777 | -0.0025693
| 311.2544 | 0 | 354.6954 | 0.027468 | 311.2544 | 0.0747 | 311.2544 | 0.073866 | 311.2544 | 0.54062 | 408.1095 | -0.0013614 | 311.2544 | 0.030577 | 311.2544 | 0.012254
| 311.3311 | 0 | 354.7738 | 0.012922 | 311.3311 | 0.073502 | 311.3311 | 0.073866 | 311.3311 | 0.52354 | 408.1893 | 0.0021049 | 311.3311 | 0.028462 | 311.3311 | -0.0018863
| 311.4079 | 0 | 354.9305 | 0.030119 | 311.4079 | 0.074528 | 311.4079 | 0.073866 | 311.4079 | 0.52837 | 408.2691 | -0.0001555 | 311.4079 | 0.035257 | 311.4079 | -0.001384
| 311.4846 | 0 | 355.0089 | 0.011359 | 311.4846 | 0.073559 | 311.4846 | 0 | 311.4846 | 0.50967 | 408.3489 | 0.0027441 | 311.4846 | 0.026483 | 311.4846 | -0.0054119
| 311.5614 | 0 | 355.0872 | 0.011296 | 311.5614 | 0.073958 | 311.5614 | 0.073866 | 311.5614 | 0.51156 | 408.4288 | -0.0020541 | 311.5614 | 0.037389 | 311.5614 | 0.0070621
| 311.6381 | 0 | 355.1656 | 0.014319 | 311.6381 | 0.073359 | 311.6381 | 0 | 311.6381 | 0.49406 | 408.5086 | 0.00038721 | 311.6381 | 0.035813 | 311.6381 | 0.0007091
| 311.7149 | 0 | 355.244 | 0.018994 | 311.7149 | 0.073645 | 311.7149 | 0 | 311.7149 | 0.4989 | 408.5884 | 0.00068116 | 311.7149 | 0.045012 | 311.7149 | 0.0042763
| 311.7916 | 0 | 355.3223 | 0.032369 | 311.7916 | 0.073388 | 311.7916 | 0 | 311.7916 | 0.48244 | 408.6683 | 0.0006945 | 311.7916 | 0.038722 | 311.7916 | -0.0049352
| 311.8684 | 0 | 355.4007 | 0.0030656 | 311.8684 | 0.0743 | 311.8684 | 0.073866 | 311.8684 | 0.48128 | 408.7481 | -0.0011194 | 311.8684 | 0.05004 | 311.8684 | 0.001108
| 311.9452 | 0 | 355.4791 | 0.021434 | 311.9452 | 0.073474 | 311.9452 | 0 | 311.9452 | 0.47074 | 408.828 | 0.00053158 | 311.9452 | 0.03832 | 311.9452 | -0.0053213
| 312.0219 | 0 | 355.5574 | 0.028334 | 312.0219 | 0.074044 | 312.0219 | 0.073866 | 312.0219 | 0.47555 | 408.9078 | -0.001487 | 312.0219 | 0.053069 | 312.0219 | 0.0063676
| 312.0987 | 0 | 355.6358 | 0.021407 | 312.0987 | 0.072789 | 312.0987 | 0.073866 | 312.0987 | 0.46101 | 408.9877 | 0.0017368 | 312.0987 | 0.045473 | 312.0987 | -0.0039538
| 312.1755 | 0 | 355.7142 | 0.020746 | 312.1755 | 0.073274 | 312.1755 | 0.073866 | 312.1755 | 0.4601 | 409.0675 | -0.0016831 | 312.1755 | 0.060386 | 312.1755 | 0.0056832
| 312.2522 | 0 | 355.7926 | 0.016476 | 312.2522 | 0.072362 | 312.2522 | 0.073866 | 312.2522 | 0.44389 | 409.1474 | 0.00028878 | 312.2522 | 0.045494 | 312.2522 | -0.00053135
| 312.329 | 0 | 355.871 | 0.018413 | 312.329 | 0.072533 | 312.329 | 0.073866 | 312.329 | 0.45269 | 409.2272 | -0.00017251 | 312.329 | 0.067645 | 312.329 | 0.0033636
| 312.4058 | 0 | 355.9494 | 0.046469 | 312.4058 | 0.072134 | 312.4058 | 0.073866 | 312.4058 | 0.42922 | 409.3071 | 0.00082357 | 312.4058 | 0.062508 | 312.4058 | -0.0016425
| 312.4826 | 0 | 356.0278 | 0.012985 | 312.4826 | 0.072504 | 312.4826 | 0 | 312.4826 | 0.43936 | 409.3869 | -0.00090837 | 312.4826 | 0.06528 | 312.4826 | -0.0040159
| 312.5594 | 0 | 356.1062 | 0.011232 | 312.5594 | 0.071449 | 312.5594 | 0 | 312.5594 | 0.42213 | 409.4668 | 0.00060308 | 312.5594 | 0.057381 | 312.5594 | -0.0092456
| 312.6362 | 0 | 356.1846 | 0.032884 | 312.6362 | 0.07239 | 312.6362 | 0.073866 | 312.6362 | 0.42839 | 409.5466 | -0.0013723 | 312.6362 | 0.067119 | 312.6362 | 0.0031426
| 312.7129 | 0 | 356.263 | 0.017781 | 312.713 | 0.071563 | 312.713 | 0 | 312.713 | 0.41044 | 409.6265 | -0.00050539 | 312.713 | 0.066355 | 312.713 | -0.0083929
| 312.7898 | 0 | 356.3414 | 0.0018794 | 312.7898 | 0.072191 | 312.7898 | 0.073866 | 312.7898 | 0.41226 | 409.7064 | -0.00081807 | 312.7898 | 0.082799 | 312.7898 | 0.0050703
| 312.8666 | 0 | 356.4198 | 0.018497 | 312.8666 | 0.071335 | 312.8665 | 0 | 312.8666 | 0.39776 | 409.7862 | 0.00084394 | 312.8666 | 0.058721 | 312.8666 | -0.00078052
| 312.9434 | 0 | 356.4982 | 0.012567 | 312.9434 | 0.071649 | 312.9434 | 0.073866 | 312.9434 | 0.40666 | 409.8661 | 0.0010205 | 312.9434 | 0.08461 | 312.9434 | 0.010265
| 313.0202 | 0 | 356.5766 | 0.017866 | 313.0202 | 0.070565 | 313.0202 | 0.073866 | 313.0202 | 0.39252 | 409.946 | 0.00030177 | 313.0202 | 0.081609 | 313.0202 | 0.0046443
| 313.097 | 0 | 356.655 | 0.0086646 | 313.097 | 0.071392 | 313.097 | 0 | 313.097 | 0.39379 | 410.0258 | -0.0017785 | 313.097 | 0.084509 | 313.097 | -0.0036084
| 313.1738 | 0 | 356.7334 | 0.032422 | 313.1738 | 0.069967 | 313.1738 | 0 | 313.1738 | 0.37907 | 410.1057 | 0.00064088 | 313.1738 | 0.084428 | 313.1738 | -0.0044585
| 313.2506 | 0 | 356.8119 | 0.019325 | 313.2506 | 0.070366 | 313.2506 | 0 | 313.2506 | 0.38434 | 410.1855 | -0.0021419 | 313.2506 | 0.099867 | 313.2506 | 0.0010245
| 313.3274 | 0 | 356.8903 | 0.021132 | 313.3274 | 0.068855 | 313.3274 | 0 | 313.3274 | 0.36448 | 410.2654 | 0.00050864 | 313.3274 | 0.084136 | 313.3274 | -0.0052012
| 313.4043 | 0 | 356.9687 | 0.0083978 | 313.4043 | 0.069396 | 313.4043 | 0 | 313.4043 | 0.36947 | 410.3453 | 6.5004e-05 | 313.4043 | 0.099743 | 313.4043 | 0.0086653
| 313.4811 | 0 | 357.0471 | 0.027621 | 313.4811 | 0.068627 | 313.4811 | 0 | 313.4811 | 0.3561 | 410.4252 | -0.0015544 | 313.4811 | 0.086026 | 313.4811 | -0.0057639
| 313.5579 | 0 | 357.204 | 0.025155 | 313.5579 | 0.069026 | 313.5579 | 0.073866 | 313.5579 | 0.36484 | 410.5051 | 0.002657 | 313.5579 | 0.10633 | 313.5579 | 0.0029254
| 313.6347 | 0 | 357.2824 | 0.007513 | 313.6347 | 0.068199 | 313.6347 | 0 | 313.6347 | 0.35176 | 410.5849 | 0.00019948 | 313.6347 | 0.10549 | 313.6347 | -0.00041231
| 313.7116 | 0 | 357.3608 | 0.015271 | 313.7116 | 0.067971 | 313.7116 | 0.073866 | 313.7116 | 0.35636 | 410.6648 | 4.7535e-05 | 313.7116 | 0.11869 | 313.7116 | 0.0065708
| 313.7884 | 0 | 357.4393 | 0.037915 | 313.7884 | 0.067572 | 313.7884 | 0 | 313.7884 | 0.33955 | 410.7447 | -0.0011567 | 313.7884 | 0.1035 | 313.7884 | -0.0052211
| 313.8653 | 0 | 357.5177 | 0.032873 | 313.8653 | 0.068456 | 313.8653 | 0.073866 | 313.8653 | 0.34406 | 410.8246 | 0.0018569 | 313.8653 | 0.13469 | 313.8653 | 0.001861
| 313.9421 | 0 | 357.5962 | 0.0017355 | 313.9421 | 0.067372 | 313.9421 | 0 | 313.9421 | 0.33227 | 410.9045 | -0.0014459 | 313.9421 | 0.11689 | 313.9421 | -0.0018056
| 314.019 | 0 | 357.6746 | 0.01181 | 314.019 | 0.068227 | 314.019 | 0.073866 | 314.019 | 0.33698 | 410.9844 | 0.00019394 | 314.019 | 0.13434 | 314.019 | 0.0065594
| 314.0958 | 0 | 357.7531 | 0.0081584 | 314.0958 | 0.067942 | 314.0958 | 0 | 314.0958 | 0.32324 | 411.0643 | -0.0014987 | 314.0958 | 0.13469 | 314.0958 | 0.00047573
| 314.1727 | 0 | 357.8315 | 0.015568 | 314.1727 | 0.068712 | 314.1727 | 0.073866 | 314.1727 | 0.32866 | 411.1441 | 0.001608 | 314.1727 | 0.14055 | 314.1727 | 0.0042107
| 314.2495 | 0 | 357.91 | 0.0087715 | 314.2495 | 0.068113 | 314.2495 | 0 | 314.2495 | 0.31148 | 411.224 | -0.00078514 | 314.2495 | 0.13449 | 314.2495 | -0.0038063
| 314.3264 | 0 | 357.9884 | 0.020695 | 314.3264 | 0.068142 | 314.3264 | 0 | 314.3264 | 0.31316 | 411.304 | -0.00011622 | 314.3264 | 0.1511 | 314.3264 | 0.00042039
| 314.4033 | 0 | 358.0669 | 0.0093793 | 314.4033 | 0.067116 | 314.4033 | 0 | 314.4033 | 0.30646 | 411.3839 | -0.0021121 | 314.4032 | 0.14838 | 314.4032 | -0.0025142
| 314.4801 | 0 | 358.1454 | 0.0059053 | 314.4801 | 0.067971 | 314.4801 | 0 | 314.4801 | 0.31476 | 411.4637 | 0.0013375 | 314.4801 | 0.14125 | 314.4801 | -0.0021726
| 314.557 | 0 | 358.2238 | 0.022038 | 314.557 | 0.066574 | 314.557 | 0 | 314.557 | 0.30022 | 411.5436 | -0.00057623 | 314.557 | 0.16137 | 314.557 | -0.0078844
| 314.6338 | 0 | 358.3023 | 0.024299 | 314.6339 | 0.067116 | 314.6339 | 0.073866 | 314.6339 | 0.30819 | 411.6235 | 0.00063746 | 314.6339 | 0.17141 | 314.6339 | 0.0054845
| 314.7107 | 0 | 358.3808 | 0.05161 | 314.7107 | 0.066032 | 314.7107 | 0 | 314.7107 | 0.29156 | 411.7035 | -0.00039638 | 314.7107 | 0.15669 | 314.7107 | -0.0015315
| 314.7876 | 0 | 358.4592 | 0.032016 | 314.7876 | 0.06703 | 314.7876 | 0.073866 | 314.7876 | 0.29312 | 411.7834 | 0.0010007 | 314.7876 | 0.18149 | 314.7876 | 0.012078
| 314.8645 | 0 | 358.5377 | 0.017284 | 314.8645 | 0.066403 | 314.8645 | 0 | 314.8645 | 0.27854 | 411.8633 | -0.00028094 | 314.8645 | 0.16755 | 314.8645 | -0.0052657
| 314.9414 | 0 | 358.6162 | 0.02071 | 314.9414 | 0.06683 | 314.9414 | 0 | 314.9414 | 0.28523 | 411.9432 | 0.0013385 | 314.9414 | 0.1865 | 314.9414 | 0.0043505
| 315.0183 | 0 | 358.6947 | 0.040622 | 315.0183 | 0.065405 | 315.0183 | 0.073866 | 315.0183 | 0.2706 | 412.0231 | -0.0013142 | 315.0183 | 0.18171 | 315.0183 | 0.0014522
| 315.0952 | 0 | 358.7732 | 0.033183 | 315.0952 | 0.066146 | 315.0952 | 0.073866 | 315.0952 | 0.27735 | 412.103 | 0.00047955 | 315.0952 | 0.19479 | 315.0952 | 0.0037081
| 315.1721 | 0 | 358.8516 | 0.0092896 | 315.1721 | 0.065718 | 315.1721 | 0.073866 | 315.1721 | 0.26809 | 412.1829 | -0.0017452 | 315.1721 | 0.19544 | 315.1721 | 0.0066637
| 315.249 | 0 | 358.9301 | 0.012209 | 315.249 | 0.066802 | 315.249 | 0.073866 | 315.249 | 0.2712 | 412.2628 | -0.00083288 | 315.249 | 0.20274 | 315.249 | 0.0057459
| 315.3259 | 0 | 359.0086 | 0.010821 | 315.3259 | 0.066374 | 315.3259 | 0.073866 | 315.3259 | 0.26278 | 412.3427 | 6.826e-05 | 315.3259 | 0.20335 | 315.3259 | 0.0013431
| 315.4028 | 0 | 359.0871 | 0.027478 | 315.4028 | 0.067372 | 315.4028 | 0 | 315.4028 | 0.26567 | 412.4227 | -0.0011729 | 315.4028 | 0.21826 | 315.4028 | 0.0011175
| 315.4797 | 0 | 359.1656 | 0.023461 | 315.4797 | 0.066289 | 315.4797 | 0 | 315.4797 | 0.25266 | 412.5026 | 0.0002202 | 315.4797 | 0.21087 | 315.4797 | -0.0015958
| 315.5566 | 0 | 359.2441 | 0.0056867 | 315.5566 | 0.066631 | 315.5566 | 0.073866 | 315.5566 | 0.26104 | 412.5825 | 0.00011314 | 315.5566 | 0.23723 | 315.5566 | 0.010904
| 315.6335 | 0 | 359.3226 | 0.019176 | 315.6335 | 0.066175 | 315.6335 | 0 | 315.6335 | 0.24866 | 412.6624 | -0.0018938 | 315.6335 | 0.21525 | 315.6335 | -0.0035232
| 315.7104 | 0 | 359.4011 | 0.035851 | 315.7104 | 0.066289 | 315.7104 | 0.073866 | 315.7104 | 0.25232 | 412.7424 | 0.00045691 | 315.7104 | 0.22687 | 315.7104 | 0.0035953
| 315.7874 | 0 | 359.4796 | 0.008747 | 315.7874 | 0.065262 | 315.7874 | 0 | 315.7874 | 0.2389 | 412.8223 | -0.0015619 | 315.7873 | 0.23706 | 315.7873 | 0.0064188
| 315.8643 | 0 | 359.5581 | 0.0058726 | 315.8643 | 0.065604 | 315.8643 | 0.073866 | 315.8643 | 0.24202 | 412.9022 | -0.00020723 | 315.8643 | 0.25026 | 315.8643 | 0.0084823
| 315.9412 | 0 | 359.6366 | 0.023157 | 315.9412 | 0.06492 | 315.9412 | 0 | 315.9412 | 0.23256 | 412.9822 | -0.0032261 | 315.9412 | 0.24777 | 315.9412 | 0.0016302
| 316.0181 | 0 | 359.7151 | 0.017647 | 316.0181 | 0.065604 | 316.0181 | 0.073866 | 316.0181 | 0.24053 | 413.0621 | 0.00031263 | 316.0181 | 0.25879 | 316.0181 | 0.0019538
| 316.0951 | 0 | 359.7936 | 0.0086904 | 316.0951 | 0.064949 | 316.0951 | 0 | 316.0951 | 0.22734 | 413.142 | 0.0012016 | 316.0951 | 0.26091 | 316.0951 | 0.0037787
| 316.172 | 0 | 359.8722 | 0.015414 | 316.172 | 0.065633 | 316.172 | 0 | 316.172 | 0.23125 | 413.222 | 0.0015632 | 316.172 | 0.26994 | 316.172 | 0.0026868
| 316.2489 | 0 | 359.9507 | 0.046778 | 316.2489 | 0.06512 | 316.2489 | 0 | 316.2489 | 0.22277 | 413.3019 | 0.00014361 | 316.2489 | 0.2817 | 316.2489 | -7.0461e-05
| 316.3259 | 0 | 360.0292 | 0.016463 | 316.3259 | 0.065775 | 316.3259 | 0.073866 | 316.3259 | 0.23091 | 413.3819 | 0.00059481 | 316.3259 | 0.29254 | 316.3259 | 0.0054559
| 316.4028 | 0 | 360.1077 | 0.012552 | 316.4028 | 0.064835 | 316.4028 | 0 | 316.4028 | 0.21592 | 413.4618 | 0.00012023 | 316.4028 | 0.28564 | 316.4028 | 0.0028044
| 316.4798 | 0 | 360.1862 | 0.019195 | 316.4798 | 0.065348 | 316.4798 | 0.073866 | 316.4798 | 0.221 | 413.5417 | 0.00019216 | 316.4798 | 0.30408 | 316.4798 | 0.0033731
| 316.5567 | 0 | 360.2648 | 0.0069789 | 316.5567 | 0.064778 | 316.5567 | 0 | 316.5567 | 0.20941 | 413.6217 | -0.00036791 | 316.5567 | 0.29656 | 316.5567 | -0.0021743
| 316.6337 | 0 | 360.3433 | 0.0333 | 316.6337 | 0.065262 | 316.6337 | 0.073866 | 316.6337 | 0.21799 | 413.7017 | 0.00031338 | 316.6337 | 0.32072 | 316.6337 | 0.0072192
| 316.7106 | 0 | 360.4218 | 0.0090719 | 316.7106 | 0.064065 | 316.7106 | 0 | 316.7106 | 0.20417 | 413.7816 | -0.0013669 | 316.7106 | 0.32419 | 316.7106 | 0.0060219
| 316.7876 | 0 | 360.5004 | 0.027625 | 316.7876 | 0.063979 | 316.7876 | 0.073866 | 316.7876 | 0.20476 | 413.8615 | 0.0012041 | 316.7876 | 0.33078 | 316.7876 | 0.0086101
| 316.8646 | 0 | 360.5789 | 0.00085912 | 316.8646 | 0.062981 | 316.8646 | 0.073866 | 316.8646 | 0.19754 | 413.9415 | -6.1363e-06 | 316.8646 | 0.33905 | 316.8646 | 0.0071226
| 316.9415 | 0 | 360.6575 | 0.032403 | 316.9415 | 0.06378 | 316.9415 | 0.073866 | 316.9415 | 0.19977 | 414.0215 | 0.0016107 | 316.9415 | 0.33979 | 316.9415 | 0.010691
| 317.0185 | 0 | 360.736 | 0.0053 | 317.0185 | 0.062981 | 317.0185 | 0 | 317.0185 | 0.19084 | 414.1014 | -0.00010672 | 317.0185 | 0.35806 | 317.0185 | 0.0036075
| 317.0955 | 0 | 360.8146 | 0.016399 | 317.0955 | 0.063352 | 317.0955 | 0 | 317.0955 | 0.19512 | 414.1814 | -0.0007448 | 317.0955 | 0.36109 | 317.0955 | 0.0066074
| 317.1725 | 0 | 360.8931 | 0.0098197 | 317.1725 | 0.061926 | 317.1725 | 0 | 317.1725 | 0.18872 | 414.2613 | 0.00099613 | 317.1725 | 0.35628 | 317.1725 | 0.0062837
| 317.2495 | 0 | 360.9717 | 0.01916 | 317.2495 | 0.062212 | 317.2495 | 0 | 317.2495 | 0.191 | 414.3413 | 0.0054746 | 317.2494 | 0.38219 | 317.2494 | 0.0073554
| 317.3264 | 0 | 361.1288 | 0.012915 | 317.3264 | 0.061385 | 317.3264 | 0 | 317.3264 | 0.18161 | 414.4213 | 0.00016605 | 317.3264 | 0.35609 | 317.3264 | -0.0048155
| 317.4034 | 0 | 361.2073 | 0.014092 | 317.4034 | 0.062098 | 317.4034 | 0 | 317.4034 | 0.18929 | 414.5012 | 0.0014344 | 317.4034 | 0.39878 | 317.4034 | 0.0060382
| 317.4804 | 0 | 361.2859 | 0.039817 | 317.4804 | 0.061556 | 317.4804 | 0 | 317.4804 | 0.17353 | 414.5812 | -0.0023187 | 317.4804 | 0.40528 | 317.4804 | 0.004318
| 317.5574 | 0 | 361.3645 | 0.015855 | 317.5574 | 0.061955 | 317.5574 | 0 | 317.5574 | 0.18128 | 414.6612 | 0.001694 | 317.5574 | 0.4251 | 317.5574 | 0.0063141
| 317.6344 | 0 | 361.443 | 0.0072417 | 317.6344 | 0.061185 | 317.6344 | 0.073866 | 317.6344 | 0.17161 | 414.7411 | 0.00016929 | 317.6344 | 0.43792 | 317.6344 | 0.013248
| 317.7114 | 0 | 361.5216 | 0.021458 | 317.7114 | 0.060986 | 317.7114 | 0.073866 | 317.7114 | 0.17639 | 414.8211 | 0.00026657 | 317.7114 | 0.45337 | 317.7114 | 0.0087679
| 317.7884 | 0 | 361.6002 | 0.013147 | 317.7884 | 0.060216 | 317.7884 | 0 | 317.7884 | 0.16997 | 414.9011 | 0.00024182 | 317.7884 | 0.44396 | 317.7884 | 0.0049984
| 317.8654 | 0 | 361.6787 | 0.0015155 | 317.8654 | 0.060643 | 317.8654 | 0.073866 | 317.8654 | 0.1768 | 414.981 | 0.00016411 | 317.8654 | 0.47922 | 317.8654 | 0.010233
| 317.9424 | 0 | 361.7573 | 0.017767 | 317.9424 | 0.059532 | 317.9424 | 0 | 317.9424 | 0.16591 | 415.061 | -0.0017314 | 317.9424 | 0.47629 | 317.9424 | 0.010331
| 318.0194 | 0 | 361.8359 | 0.0077103 | 318.0194 | 0.060016 | 318.0194 | 0.073866 | 318.0194 | 0.17313 | 415.141 | -0.00022092 | 318.0194 | 0.49681 | 318.0194 | 0.017436
| 318.0964 | 0 | 361.9145 | 0.02335 | 318.0964 | 0.058904 | 318.0964 | 0 | 318.0964 | 0.16334 | 415.221 | -0.0017916 | 318.0964 | 0.50237 | 318.0964 | 0.0074567
| 318.1735 | 0 | 361.9931 | 0.011234 | 318.1735 | 0.058876 | 318.1735 | 0.073866 | 318.1735 | 0.16471 | 415.301 | 0.00095745 | 318.1735 | 0.5107 | 318.1735 | 0.013995
| 318.2505 | 0 | 362.0717 | 0.033134 | 318.2505 | 0.058049 | 318.2505 | 0 | 318.2505 | 0.15648 | 415.381 | -0.0016125 | 318.2505 | 0.52623 | 318.2505 | 0.0099702
| 318.3275 | 0 | 362.1502 | 0.014299 | 318.3275 | 0.058591 | 318.3275 | 0 | 318.3275 | 0.16017 | 415.4609 | 0.00065028 | 318.3275 | 0.54274 | 318.3275 | 0.0098223
| 318.4045 | 0 | 362.2288 | 0.0023331 | 318.4045 | 0.058134 | 318.4045 | 0.073866 | 318.4045 | 0.15504 | 415.5409 | -0.0013443 | 318.4045 | 0.56142 | 318.4045 | 0.011971
| 318.4816 | 0 | 362.3074 | 0.0033041 | 318.4816 | 0.058191 | 318.4816 | 0 | 318.4816 | 0.15817 | 415.6209 | 0.00077082 | 318.4816 | 0.56977 | 318.4816 | 0.012895
| 318.5586 | 0 | 362.386 | 0.0046282 | 318.5586 | 0.057336 | 318.5586 | 0 | 318.5586 | 0.14901 | 415.7009 | -0.00076698 | 318.5586 | 0.57236 | 318.5586 | 0.0066607
| 318.6356 | 0 | 362.4646 | 0.026163 | 318.6356 | 0.057422 | 318.6356 | 0 | 318.6356 | 0.15575 | 415.7809 | -0.0012009 | 318.6356 | 0.60061 | 318.6356 | 0.0082917
| 318.7127 | 0 | 362.5432 | 0.012733 | 318.7127 | 0.057165 | 318.7127 | 0 | 318.7127 | 0.1443 | 415.8609 | -0.00047868 | 318.7127 | 0.60083 | 318.7127 | 0.010353
| 318.7897 | 0 | 362.6218 | 0.0031127 | 318.7897 | 0.057479 | 318.7897 | 0 | 318.7897 | 0.15068 | 415.9409 | -0.00053227 | 318.7897 | 0.62472 | 318.7897 | 0.020174
| 318.8668 | 0 | 362.7004 | 0.010263 | 318.8668 | 0.056966 | 318.8668 | 0.073866 | 318.8668 | 0.1465 | 416.0209 | 0.00052409 | 318.8668 | 0.64081 | 318.8668 | 0.014173
| 318.9438 | 0 | 362.7791 | 0.014614 | 318.9438 | 0.057735 | 318.9438 | 0.073866 | 318.9438 | 0.14624 | 416.1009 | 0.00042696 | 318.9438 | 0.66044 | 318.9438 | 0.019218
| 319.0208 | 0 | 362.8577 | 0.024485 | 319.0209 | 0.056994 | 319.0208 | 0 | 319.0209 | 0.13867 | 416.1809 | -0.00060687 | 319.0209 | 0.67169 | 319.0209 | 0.012352
| 319.0979 | 0 | 362.9363 | 0.011889 | 319.0979 | 0.058306 | 319.0979 | 0.073866 | 319.0979 | 0.14194 | 416.2609 | 0.00030075 | 319.0979 | 0.68363 | 319.0979 | 0.016583
| 319.175 | 0 | 363.0935 | 0.0062296 | 319.175 | 0.057593 | 319.175 | 0 | 319.175 | 0.13339 | 416.3409 | -0.0013654 | 319.175 | 0.70121 | 319.175 | 0.0079838
| 319.252 | 0 | 363.3294 | 0.015733 | 319.252 | 0.057764 | 319.252 | 0.073866 | 319.252 | 0.14243 | 416.4209 | 0.0016062 | 319.252 | 0.70771 | 319.252 | 0.018654
| 319.3291 | 0 | 363.4866 | 0.011533 | 319.3291 | 0.057251 | 319.3291 | 0.073866 | 319.3291 | 0.13214 | 416.5009 | -0.0016762 | 319.3291 | 0.72647 | 319.3291 | 0.021361
| 319.4062 | 0 | 363.5653 | 0.0095053 | 319.4062 | 0.057792 | 319.4062 | 0 | 319.4062 | 0.13411 | 416.5809 | 0.00044183 | 319.4062 | 0.74349 | 319.4062 | 0.0099377
| 319.4832 | 0 | 363.6439 | 0.021508 | 319.4832 | 0.057222 | 319.4832 | 0 | 319.4832 | 0.12644 | 416.6609 | -0.0024944 | 319.4832 | 0.75195 | 319.4832 | 0.011179
| 319.5603 | 0 | 363.7225 | 0.011795 | 319.5603 | 0.057764 | 319.5603 | 0.073866 | 319.5603 | 0.13599 | 416.741 | -1.4049e-05 | 319.5603 | 0.78329 | 319.5603 | 0.019733
| 319.6374 | 0 | 363.8012 | 0.0081865 | 319.6374 | 0.057678 | 319.6374 | 0 | 319.6374 | 0.12613 | 416.821 | -0.0013123 | 319.6374 | 0.78495 | 319.6374 | 0.0096982
| 319.7144 | 0 | 363.9585 | 0.0067376 | 319.7145 | 0.058277 | 319.7144 | 0.073866 | 319.7145 | 0.12907 | 416.901 | -0.00027385 | 319.7145 | 0.8085 | 319.7145 | 0.02167
| 319.7915 | 0 | 364.0371 | 0.015882 | 319.7915 | 0.05708 | 319.7915 | 0 | 319.7915 | 0.12166 | 416.981 | -0.00043518 | 319.7915 | 0.81816 | 319.7915 | 0.019646
| 319.8686 | 0 | 364.1158 | 0.0016597 | 319.8686 | 0.057621 | 319.8686 | 0.073866 | 319.8686 | 0.12622 | 417.061 | 0.0005353 | 319.8686 | 0.85253 | 319.8686 | 0.022661
| 319.9457 | 0 | 364.1944 | 0.014643 | 319.9457 | 0.056367 | 319.9457 | 0.073866 | 319.9457 | 0.11675 | 417.1411 | -0.00086623 | 319.9457 | 0.8579 | 319.9457 | 0.023709
| 320.0228 | 0 | 364.4304 | 0.0021379 | 320.0228 | 0.05708 | 320.0228 | 0.073866 | 320.0228 | 0.1236 | 417.2211 | 0.00013377 | 320.0228 | 0.87899 | 320.0228 | 0.023931
| 320.0999 | 0 | 364.5877 | 0.0045109 | 320.0999 | 0.056908 | 320.0999 | 0.073866 | 320.0999 | 0.11629 | 417.3011 | -0.0017001 | 320.0999 | 0.881 | 320.0999 | 0.012904
| 320.177 | 0 | 364.6664 | 0.020131 | 320.177 | 0.057393 | 320.177 | 0.073866 | 320.177 | 0.11778 | 417.3811 | 0.0013766 | 320.177 | 0.90328 | 320.177 | 0.027174
| 320.2541 | 0 | 364.7451 | 0.012866 | 320.2541 | 0.056623 | 320.2541 | 0 | 320.2541 | 0.11114 | 417.4612 | -0.00044176 | 320.2541 | 0.92132 | 320.2541 | 0.018438
| 320.3312 | 0 | 364.9024 | 0.017635 | 320.3312 | 0.057051 | 320.3312 | 0.073866 | 320.3312 | 0.11783 | 417.5412 | 0.0014811 | 320.3312 | 0.94071 | 320.3312 | 0.028785
| 320.4083 | 0 | 365.0598 | 0.010409 | 320.4083 | 0.056652 | 320.4083 | 0 | 320.4083 | 0.11036 | 417.6212 | -8.0301e-05 | 320.4083 | 0.9611 | 320.4083 | 0.01909
| 320.4854 | 0 | 365.2171 | 0.008187 | 320.4854 | 0.057393 | 320.4854 | 0 | 320.4854 | 0.11393 | 417.7013 | -0.00065325 | 320.4854 | 0.97062 | 320.4854 | 0.022951
| 320.5625 | 0 | 365.3745 | 0.027412 | 320.5625 | 0.056766 | 320.5625 | 0 | 320.5625 | 0.10517 | 417.7813 | -0.00062864 | 320.5625 | 0.98433 | 320.5625 | 0.015855
| 320.6397 | 0 | 365.4532 | 0.019794 | 320.6397 | 0.057137 | 320.6396 | 0.073866 | 320.6397 | 0.10941 | 417.8613 | 0.00045854 | 320.6397 | 0.99742 | 320.6397 | 0.030151
| 320.7168 | 0 | 365.5319 | 0.011831 | 320.7168 | 0.056709 | 320.7168 | 0.073866 | 320.7168 | 0.10052 | 417.9414 | -0.0010581 | 320.7168 | 1.0244 | 320.7168 | 0.020849
| 320.7939 | 0 | 365.6106 | 0.020067 | 320.7939 | 0.057222 | 320.7939 | 0 | 320.7939 | 0.11003 | 418.0214 | 0.0030162 | 320.7939 | 1.0426 | 320.7939 | 0.02622
| 320.871 | 0 | 365.6893 | 0.010987 | 320.871 | 0.056281 | 320.871 | 0 | 320.871 | 0.099907 | 418.1014 | -0.0008616 | 320.871 | 1.0428 | 320.871 | 0.02192
| 320.9481 | 0 | 365.8467 | 0.014862 | 320.9481 | 0.056623 | 320.9482 | 0.073866 | 320.9481 | 0.10637 | 418.1815 | 0.0016348 | 320.9482 | 1.0595 | 320.9482 | 0.030733
| 321.0253 | 0 | 365.9254 | 0.0063282 | 321.0253 | 0.055568 | 321.0253 | 0 | 321.0253 | 0.097125 | 418.2615 | -0.0015105 | 321.0253 | 1.0766 | 321.0253 | 0.018524
| 321.1024 | 0 | 366.0041 | 0.033199 | 321.1024 | 0.055683 | 321.1024 | 0 | 321.1024 | 0.10326 | 418.3416 | 0.0002673 | 321.1024 | 1.1012 | 321.1024 | 0.019995
| 321.1796 | 0 | 366.1615 | 0.001146 | 321.1796 | 0.054856 | 321.1796 | 0.073866 | 321.1796 | 0.095517 | 418.4216 | -0.0010032 | 321.1796 | 1.11 | 321.1796 | 0.022543
| 321.2567 | 0 | 366.2402 | 0.0043283 | 321.2567 | 0.054799 | 321.2567 | 0.073866 | 321.2567 | 0.0992 | 418.5017 | -0.0011543 | 321.2567 | 1.131 | 321.2567 | 0.024974
| 321.3338 | 0 | 366.319 | 0.011791 | 321.3338 | 0.053829 | 321.3338 | 0.073866 | 321.3338 | 0.090224 | 418.5817 | -0.00092094 | 321.3338 | 1.1548 | 321.3338 | 0.025879
| 321.411 | 0 | 366.3977 | 0.005384 | 321.411 | 0.054086 | 321.411 | 0 | 321.411 | 0.099576 | 418.6618 | 0.0012163 | 321.411 | 1.1762 | 321.411 | 0.02643
| 321.4881 | 0 | 366.4764 | 0.012105 | 321.4881 | 0.053316 | 321.4881 | 0 | 321.4881 | 0.089879 | 418.7418 | -0.00048327 | 321.4881 | 1.1547 | 321.4881 | 0.014983
| 321.5653 | 0 | 366.5551 | 0.0012609 | 321.5653 | 0.053316 | 321.5653 | 0 | 321.5653 | 0.093517 | 418.8219 | 0.0014303 | 321.5653 | 1.1635 | 321.5653 | 0.019731
| 321.6425 | 0 | 366.6339 | 0.027461 | 321.6424 | 0.052774 | 321.6425 | 0 | 321.6424 | 0.084677 | 418.9019 | -4.9469e-05 | 321.6424 | 1.2149 | 321.6424 | 0.021623
| 321.7196 | 0 | 366.7126 | 0.0012888 | 321.7196 | 0.053231 | 321.7196 | 0.073866 | 321.7196 | 0.09284 | 418.982 | 0.001509 | 321.7196 | 1.2296 | 321.7196 | 0.026871
| 321.7968 | 0 | 366.8701 | 0.021812 | 321.7968 | 0.052062 | 321.7968 | 0 | 321.7968 | 0.085188 | 419.0621 | -0.00068348 | 321.7968 | 1.2368 | 321.7968 | 0.023082
| 321.8739 | 0 | 366.9488 | 0.024034 | 321.8739 | 0.052888 | 321.8739 | 0.073866 | 321.8739 | 0.090856 | 419.1422 | 0.0026667 | 321.8739 | 1.2577 | 321.8739 | 0.031042
| 321.9511 | 0 | 367.0275 | 0.0019532 | 321.9511 | 0.051748 | 321.9511 | 0 | 321.9511 | 0.080602 | 419.2222 | -0.0017927 | 321.9511 | 1.2659 | 321.9511 | 0.015456
| 322.0283 | 0 | 367.185 | 0.0024426 | 322.0283 | 0.051919 | 322.0283 | 0 | 322.0283 | 0.088044 | 419.3023 | -0.0006738 | 322.0283 | 1.2875 | 322.0283 | 0.022546
| 322.1054 | 0 | 367.2638 | 0.018683 | 322.1055 | 0.051064 | 322.1054 | 0 | 322.1055 | 0.077445 | 419.3823 | -0.0001816 | 322.1055 | 1.3063 | 322.1055 | 0.02804
| 322.1826 | 0 | 367.3425 | 0.0067481 | 322.1826 | 0.051434 | 322.1826 | 0.073866 | 322.1826 | 0.087759 | 419.4624 | 0.0013299 | 322.1826 | 1.3227 | 322.1826 | 0.033046
| 322.2598 | 0 | 367.5788 | 0.018016 | 322.2598 | 0.050322 | 322.2598 | 0 | 322.2598 | 0.076242 | 419.5425 | -0.00094739 | 322.2598 | 1.3177 | 322.2598 | 0.029099
| 322.337 | 0 | 367.6575 | 0.0036366 | 322.337 | 0.050379 | 322.337 | 0 | 322.337 | 0.083985 | 419.6226 | 4.8711e-05 | 322.337 | 1.3549 | 322.337 | 0.028429
| 322.4142 | 0 | 367.7363 | 0.014221 | 322.4142 | 0.049524 | 322.4142 | 0 | 322.4142 | 0.077911 | 419.7026 | -0.00026085 | 322.4142 | 1.3651 | 322.4142 | 0.02751
| 322.4914 | 0 | 367.8151 | 0.037524 | 322.4914 | 0.049923 | 322.4914 | 0 | 322.4914 | 0.083263 | 419.7827 | 0.0012438 | 322.4914 | 1.3789 | 322.4914 | 0.033007
| 322.5686 | 0 | 367.8938 | 0.02195 | 322.5686 | 0.048954 | 322.5686 | 0 | 322.5686 | 0.071536 | 419.8628 | -0.00065019 | 322.5686 | 1.3825 | 322.5686 | 0.028199
| 322.6458 | 0 | 367.9726 | 0.0076244 | 322.6458 | 0.049382 | 322.6458 | 0.073866 | 322.6458 | 0.081805 | 419.9429 | 0.0016448 | 322.6458 | 1.4023 | 322.6458 | 0.031606
| 322.723 | 0 | 368.0514 | 0.014285 | 322.723 | 0.04827 | 322.723 | 0 | 322.723 | 0.074002 | 420.0229 | 6.7072e-05 | 322.723 | 1.4119 | 322.723 | 0.026761
| 322.8002 | 0 | 368.1301 | 0.024269 | 322.8002 | 0.04884 | 322.8002 | 0.073866 | 322.8002 | 0.079895 | 420.103 | 0.0029538 | 322.8002 | 1.4228 | 322.8002 | 0.033223
| 322.8773 | 0 | 368.3665 | 0.0049583 | 322.8774 | 0.047984 | 322.8773 | 0 | 322.8774 | 0.069251 | 420.1831 | -0.0017139 | 322.8774 | 1.4147 | 322.8774 | 0.026515
| 322.9546 | 0 | 368.4453 | 0.0062467 | 322.9546 | 0.048327 | 322.9546 | 0.073866 | 322.9546 | 0.077129 | 420.2632 | 0.00038062 | 322.9546 | 1.4445 | 322.9546 | 0.034622
| 323.0318 | 0 | 368.524 | 0.018183 | 323.0318 | 0.047557 | 323.0318 | 0 | 323.0318 | 0.069762 | 420.3433 | -0.00085842 | 323.0318 | 1.4552 | 323.0318 | 0.029686
| 323.109 | 0 | 368.6028 | 0.0088976 | 323.109 | 0.048099 | 323.109 | 0 | 323.109 | 0.077054 | 420.4234 | 0.00091902 | 323.109 | 1.4933 | 323.109 | 0.037579
| 323.1862 | 0 | 368.6816 | 0.014484 | 323.1862 | 0.047528 | 323.1862 | 0 | 323.1862 | 0.066845 | 420.5034 | -0.0022679 | 323.1862 | 1.486 | 323.1862 | 0.022114
| 323.2634 | 0 | 368.7604 | 0.016763 | 323.2634 | 0.048384 | 323.2634 | 0 | 323.2634 | 0.075114 | 420.5836 | 0.0012166 | 323.2634 | 1.4881 | 323.2634 | 0.027609
| 323.3407 | 0 | 368.8392 | 0.018921 | 323.3407 | 0.047386 | 323.3407 | 0 | 323.3407 | 0.066108 | 420.6636 | -0.0013073 | 323.3407 | 1.4918 | 323.3407 | 0.031554
| 323.4179 | 0 | 368.9968 | 0.0023985 | 323.4179 | 0.047927 | 323.4179 | 0 | 323.4179 | 0.072739 | 420.7437 | 0.00056666 | 323.4179 | 1.5079 | 323.4179 | 0.034143
| 323.4951 | 0 | 369.0756 | 0.028132 | 323.4951 | 0.047329 | 323.4951 | 0 | 323.4951 | 0.063056 | 420.8239 | -0.00043898 | 323.4951 | 1.5142 | 323.4951 | 0.032247
| 323.5724 | 0 | 369.1544 | 0.013318 | 323.5723 | 0.047927 | 323.5724 | 0.073866 | 323.5723 | 0.07089 | 420.9039 | 0.0012351 | 323.5723 | 1.5328 | 323.5723 | 0.045167
| 323.6496 | 0 | 369.2332 | 0.00090524 | 323.6496 | 0.047357 | 323.6496 | 0 | 323.6496 | 0.063898 | 420.984 | -0.00071434 | 323.6496 | 1.5397 | 323.6496 | 0.02886
| 323.7268 | 0 | 369.312 | 0.033517 | 323.7268 | 0.048327 | 323.7268 | 0 | 323.7268 | 0.070258 | 421.0641 | 0.00032525 | 323.7268 | 1.534 | 323.7268 | 0.032122
| 323.8041 | 0 | 369.3908 | 0.00897 | 323.8041 | 0.047842 | 323.804 | 0 | 323.8041 | 0.060711 | 421.1443 | -0.0014308 | 323.8041 | 1.5466 | 323.8041 | 0.033999
| 323.8813 | 0 | 369.4696 | 0.011967 | 323.8813 | 0.048412 | 323.8813 | 0.073866 | 323.8813 | 0.065567 | 421.2244 | 0.00099463 | 323.8813 | 1.5621 | 323.8813 | 0.038483
| 323.9586 | 0 | 369.5484 | 0.0086077 | 323.9586 | 0.047443 | 323.9586 | 0.073866 | 323.9586 | 0.061297 | 421.3045 | -0.0020212 | 323.9586 | 1.5777 | 323.9586 | 0.037895
| 324.0358 | 0 | 369.6273 | 0.0027279 | 324.0358 | 0.047984 | 324.0358 | 0.073866 | 324.0358 | 0.066078 | 421.3846 | 0.0016358 | 324.0358 | 1.5906 | 324.0358 | 0.041441
| 324.1131 | 0 | 369.7061 | 0.0079062 | 324.113 | 0.047414 | 324.1131 | 0 | 324.113 | 0.057012 | 421.4647 | -0.000473 | 324.1131 | 1.5775 | 324.1131 | 0.034453
| 324.1903 | 0 | 369.8637 | 0.019412 | 324.1903 | 0.048099 | 324.1903 | 0 | 324.1903 | 0.065853 | 421.5448 | 0.0025157 | 324.1903 | 1.6019 | 324.1903 | 0.045681
| 324.2676 | 0 | 369.9426 | 0.00010796 | 324.2676 | 0.047443 | 324.2676 | 0 | 324.2676 | 0.05584 | 421.6249 | -0.0017274 | 324.2676 | 1.5937 | 324.2676 | 0.039396
| 324.3448 | 0 | 370.0214 | 0.013721 | 324.3448 | 0.048099 | 324.3448 | 0.073866 | 324.3448 | 0.064139 | 421.705 | -0.00049796 | 324.3448 | 1.6036 | 324.3448 | 0.04318
| 324.4221 | 0 | 370.1002 | 0.0041475 | 324.4221 | 0.047386 | 324.4221 | 0 | 324.4221 | 0.055028 | 421.7851 | -0.00034806 | 324.4221 | 1.5851 | 324.4221 | 0.04152
| 324.4994 | 0 | 370.179 | 0.0060467 | 324.4994 | 0.047842 | 324.4994 | 0 | 324.4994 | 0.063162 | 421.8653 | 0.0018885 | 324.4994 | 1.5949 | 324.4994 | 0.042432
| 324.5766 | 0 | 370.2579 | 0.013387 | 324.5766 | 0.046844 | 324.5766 | 0 | 324.5766 | 0.049345 | 421.9454 | -0.0012869 | 324.5766 | 1.5846 | 324.5766 | 0.033589
| 324.6539 | 0 | 370.4156 | 0.0035395 | 324.6539 | 0.047557 | 324.6539 | 0 | 324.6539 | 0.064304 | 422.0255 | 0.0004962 | 324.6539 | 1.6024 | 324.6539 | 0.045614
| 324.7312 | 0 | 370.4944 | 0.010925 | 324.7312 | 0.046644 | 324.7312 | 0 | 324.7312 | 0.049435 | 422.1056 | -0.0017682 | 324.7312 | 1.6116 | 324.7312 | 0.044753
| 324.8085 | 0 | 370.5732 | 0.0054076 | 324.8085 | 0.047186 | 324.8085 | 0.073866 | 324.8085 | 0.063643 | 422.1858 | 0.0022094 | 324.8085 | 1.6209 | 324.8085 | 0.043252
| 324.8857 | 0 | 370.6521 | 0.02719 | 324.8857 | 0.04596 | 324.8857 | 0 | 324.8857 | 0.050968 | 422.2659 | -0.0013152 | 324.8858 | 1.627 | 324.8858 | 0.043855
| 324.963 | 0 | 370.731 | 0.017201 | 324.963 | 0.046302 | 324.963 | 0 | 324.963 | 0.059192 | 422.346 | 0.0016119 | 324.963 | 1.62 | 324.963 | 0.042053
| 325.0403 | 0 | 370.8098 | 0.026847 | 325.0403 | 0.045418 | 325.0403 | 0 | 325.0403 | 0.05172 | 422.4261 | 3.7356e-05 | 325.0403 | 1.6208 | 325.0403 | 0.050792
| 325.1176 | 0 | 370.9675 | 0.020349 | 325.1176 | 0.045989 | 325.1176 | 0.073866 | 325.1176 | 0.055238 | 422.5063 | 0.00061385 | 325.1176 | 1.6291 | 325.1176 | 0.056462
| 325.1949 | 0 | 371.0464 | 0.0036056 | 325.1949 | 0.044592 | 325.1949 | 0 | 325.1949 | 0.046458 | 422.5864 | -0.00011843 | 325.1949 | 1.6087 | 325.1949 | 0.043681
| 325.2722 | 0 | 371.1252 | 0.0065179 | 325.2722 | 0.045361 | 325.2722 | 0 | 325.2722 | 0.057554 | 422.6665 | 9.0126e-05 | 325.2722 | 1.6393 | 325.2722 | 0.05646
| 325.3495 | 0 | 371.2041 | 0.013596 | 325.3495 | 0.044449 | 325.3495 | 0 | 325.3495 | 0.047315 | 422.7467 | -0.0017338 | 325.3495 | 1.6345 | 325.3495 | 0.052091
| 325.4268 | 0 | 371.283 | 0.010173 | 325.4268 | 0.04539 | 325.4268 | 0 | 325.4268 | 0.054126 | 422.8268 | 0.0016906 | 325.4268 | 1.6215 | 325.4268 | 0.041448
| 325.5041 | 0 | 371.4407 | 0.020596 | 325.5041 | 0.044421 | 325.5041 | 0 | 325.5041 | 0.043556 | 422.907 | -0.00037748 | 325.5041 | 1.635 | 325.5041 | 0.049988
| 325.5815 | 0 | 371.5196 | 0.004299 | 325.5814 | 0.045418 | 325.5815 | 0.073866 | 325.5814 | 0.054727 | 422.9871 | -0.00067161 | 325.5814 | 1.6483 | 325.5814 | 0.056663
| 325.6587 | 0 | 371.5984 | 0.03423 | 325.6587 | 0.044506 | 325.6588 | 0 | 325.6587 | 0.047631 | 423.0672 | -0.0016518 | 325.6588 | 1.6206 | 325.6588 | 0.054305
| 325.736 | 0 | 371.7562 | 0.0066595 | 325.7361 | 0.044335 | 325.7361 | 0 | 325.7361 | 0.050713 | 423.1474 | 0.00091566 | 325.7361 | 1.6162 | 325.7361 | 0.057049
| 325.8134 | 0 | 371.914 | 0.023505 | 325.8134 | 0.043565 | 325.8134 | 0 | 325.8134 | 0.043466 | 423.2275 | 0.00015021 | 325.8134 | 1.619 | 325.8134 | 0.061845
| 325.8907 | 0 | 371.9929 | 0.0069074 | 325.8907 | 0.044221 | 325.8907 | 0 | 325.8907 | 0.049735 | 423.3076 | 0.00046996 | 325.8907 | 1.6061 | 325.8907 | 0.064571
| 325.9681 | 0 | 372.0718 | 0.031132 | 325.968 | 0.043451 | 325.968 | 0 | 325.968 | 0.040579 | 423.3878 | -0.00031072 | 325.968 | 1.6008 | 325.968 | 0.062056
| 326.0453 | 0 | 372.1507 | 0.016605 | 326.0454 | 0.043822 | 326.0453 | 0 | 326.0454 | 0.04724 | 423.468 | 0.00019023 | 326.0454 | 1.624 | 326.0454 | 0.074452
| 326.1227 | 0 | 372.2296 | 0.020579 | 326.1227 | 0.043138 | 326.1227 | 0 | 326.1227 | 0.034595 | 423.5481 | -0.0020655 | 326.1227 | 1.632 | 326.1227 | 0.075374
| 326.2 | 0 | 372.3084 | 0.014208 | 326.2 | 0.04385 | 326.2 | 0 | 326.2 | 0.051179 | 423.6283 | 0.0014471 | 326.2 | 1.6302 | 326.2 | 0.073813
| 326.2774 | 0 | 372.3874 | 0.006028 | 326.2774 | 0.042396 | 326.2774 | 0 | 326.2774 | 0.041421 | 423.7084 | -0.0023692 | 326.2774 | 1.6123 | 326.2774 | 0.077538
| 326.3547 | 0 | 372.4662 | 0.052291 | 326.3547 | 0.04328 | 326.3547 | 0 | 326.3547 | 0.048172 | 423.7886 | 0.00089752 | 326.3547 | 1.619 | 326.3547 | 0.081576
| 326.432 | 0 | 372.5452 | 0.022332 | 326.4321 | 0.042881 | 326.432 | 0 | 326.4321 | 0.033588 | 423.8687 | -0.0018065 | 326.432 | 1.5872 | 326.432 | 0.073458
| 326.5094 | 0 | 372.703 | 0.011316 | 326.5094 | 0.043765 | 326.5094 | 0 | 326.5094 | 0.049044 | 423.9489 | 0.00036786 | 326.5094 | 1.5999 | 326.5094 | 0.088936
| 326.5867 | 0 | 372.7819 | 0.003688 | 326.5867 | 0.042738 | 326.5867 | 0 | 326.5867 | 0.040188 | 424.0291 | -0.0011276 | 326.5867 | 1.5943 | 326.5867 | 0.078126
| 326.6641 | 0 | 372.8608 | 0.022461 | 326.6641 | 0.043109 | 326.6641 | 0 | 326.6641 | 0.045766 | 424.1092 | 0.0011006 | 326.6641 | 1.5695 | 326.6641 | 0.084725
| 326.7415 | 0 | 372.9397 | 0.0053842 | 326.7414 | 0.042254 | 326.7415 | 0 | 326.7414 | 0.03664 | 424.1894 | -0.0018471 | 326.7415 | 1.5726 | 326.7415 | 0.084202
| 326.8188 | 0 | 373.0186 | 0.012148 | 326.8188 | 0.043166 | 326.8188 | 0 | 326.8188 | 0.044037 | 424.2696 | 0.0010165 | 326.8188 | 1.5722 | 326.8188 | 0.092113
| 326.8962 | 0 | 373.0975 | 0.0050529 | 326.8962 | 0.042824 | 326.8962 | 0 | 326.8962 | 0.0344 | 424.3497 | -0.00018084 | 326.8962 | 1.5617 | 326.8962 | 0.088942
| 326.9735 | 0 | 373.1765 | 0.0058964 | 326.9735 | 0.043451 | 326.9735 | 0 | 326.9735 | 0.044157 | 424.4299 | 0.0001304 | 326.9735 | 1.5376 | 326.9735 | 0.091349
| 327.0509 | 0 | 373.3343 | 0.0098827 | 327.0509 | 0.042653 | 327.0509 | 0 | 327.0509 | 0.032505 | 424.5101 | -0.0014602 | 327.0509 | 1.5314 | 327.0509 | 0.08533
| 327.1283 | 0 | 373.4132 | 0.0087455 | 327.1283 | 0.043907 | 327.1283 | 0 | 327.1283 | 0.043857 | 424.5902 | 0.0014057 | 327.1283 | 1.566 | 327.1283 | 0.1089
| 327.2057 | 0 | 373.4922 | 0.01529 | 327.2056 | 0.042596 | 327.2057 | 0 | 327.2056 | 0.028236 | 424.6704 | -0.00051371 | 327.2056 | 1.5411 | 327.2056 | 0.10288
| 327.283 | 0 | 373.6501 | 0.017184 | 327.283 | 0.043451 | 327.283 | 0.073866 | 327.283 | 0.045195 | 424.7506 | 0.00039985 | 327.283 | 1.5308 | 327.283 | 0.10528
| 327.3604 | 0 | 373.729 | 0.009716 | 327.3604 | 0.042425 | 327.3604 | 0 | 327.3604 | 0.030656 | 424.8307 | -0.0016713 | 327.3604 | 1.5269 | 327.3604 | 0.12028
| 327.4378 | 0 | 373.8869 | 0.0076074 | 327.4378 | 0.042767 | 327.4378 | 0 | 327.4378 | 0.040835 | 424.9109 | 0.00032545 | 327.4378 | 1.5284 | 327.4378 | 0.12032
| 327.5152 | 0 | 373.9658 | 0.010332 | 327.5152 | 0.041085 | 327.5152 | 0 | 327.5152 | 0.034956 | 424.9911 | -0.00039195 | 327.5152 | 1.4973 | 327.5152 | 0.11492
| 327.5926 | 0 | 374.0448 | 0.01729 | 327.5926 | 0.041855 | 327.5926 | 0 | 327.5926 | 0.04103 | 425.0713 | 0.00052545 | 327.5926 | 1.4968 | 327.5926 | 0.13287
| 327.6699 | 0 | 374.1237 | 0.012293 | 327.6699 | 0.041227 | 327.67 | 0 | 327.6699 | 0.03001 | 425.1515 | -0.0013996 | 327.6699 | 1.4653 | 327.6699 | 0.11462
| 327.7473 | 0 | 374.2027 | 0.010236 | 327.7473 | 0.042111 | 327.7473 | 0.073866 | 327.7473 | 0.039827 | 425.2317 | 0.0021179 | 327.7473 | 1.4957 | 327.7473 | 0.13625
| 327.8247 | 0 | 374.2816 | 0.0089713 | 327.8247 | 0.041256 | 327.8247 | 0 | 327.8247 | 0.031393 | 425.3119 | -0.0015259 | 327.8247 | 1.4543 | 327.8247 | 0.12901
| 327.9021 | 0 | 374.4395 | 0.036097 | 327.9021 | 0.041883 | 327.9021 | 0 | 327.9021 | 0.041451 | 425.3921 | 0.00092099 | 327.9021 | 1.4471 | 327.9021 | 0.14256
| 327.9795 | 0 | 374.5185 | 0.0039781 | 327.9795 | 0.040743 | 327.9795 | 0 | 327.9795 | 0.026702 | 425.4722 | -0.0016165 | 327.9795 | 1.417 | 327.9795 | 0.1256
| 328.0569 | 0 | 374.5975 | 0.010129 | 328.0569 | 0.041912 | 328.0569 | 0.073866 | 328.0569 | 0.04115 | 425.5524 | 0.0018775 | 328.0569 | 1.426 | 328.0569 | 0.16122
| 328.1343 | 0 | 374.6764 | 0.033072 | 328.1343 | 0.041085 | 328.1343 | 0 | 328.1343 | 0.028942 | 425.6326 | -0.0010902 | 328.1344 | 1.4126 | 328.1344 | 0.14822
| 328.2118 | 0 | 374.7554 | 0.020174 | 328.2118 | 0.041997 | 328.2118 | 0.073866 | 328.2118 | 0.036715 | 425.7128 | -0.000157 | 328.2118 | 1.4131 | 328.2118 | 0.16622
| 328.2892 | 0 | 374.8344 | 0.0052845 | 328.2892 | 0.040771 | 328.2892 | 0 | 328.2892 | 0.02786 | 425.793 | -0.00036538 | 328.2892 | 1.3779 | 328.2892 | 0.15423
| 328.3666 | 0 | 374.9133 | 0.0040826 | 328.3666 | 0.0408 | 328.3666 | 0 | 328.3666 | 0.034114 | 425.8732 | 0.0018076 | 328.3666 | 1.3508 | 328.3666 | 0.1544
| 328.444 | 0 | 374.9923 | 0.025663 | 328.444 | 0.039631 | 328.444 | 0 | 328.444 | 0.025634 | 425.9534 | 0.00023738 | 328.444 | 1.3436 | 328.444 | 0.14785
| 328.5214 | 0 | 375.0713 | 0.032716 | 328.5214 | 0.040515 | 328.5214 | 0 | 328.5214 | 0.031558 | 426.0336 | -0.00063497 | 328.5214 | 1.3566 | 328.5214 | 0.1804
| 328.5989 | 0 | 375.1503 | 0.0035555 | 328.5989 | 0.039659 | 328.5989 | 0 | 328.5989 | 0.027093 | 426.1138 | -0.00060802 | 328.5989 | 1.32 | 328.5989 | 0.18004
| 328.6763 | 0 | 375.2292 | 0.0036685 | 328.6763 | 0.039773 | 328.6763 | 0 | 328.6763 | 0.03864 | 426.194 | 0.0010223 | 328.6763 | 1.3269 | 328.6763 | 0.18835
| 328.7537 | 0 | 375.3082 | 0.017637 | 328.7537 | 0.03906 | 328.7537 | 0 | 328.7537 | 0.027348 | 426.2742 | 0.0006625 | 328.7537 | 1.306 | 328.7537 | 0.18482
| 328.8311 | 0 | 375.3872 | 0.019055 | 328.8312 | 0.038747 | 328.8311 | 0 | 328.8312 | 0.0344 | 426.3544 | 0.00083366 | 328.8312 | 1.305 | 328.8312 | 0.20451
| 328.9086 | 0 | 375.4662 | 0.016442 | 328.9086 | 0.038975 | 328.9086 | 0 | 328.9086 | 0.022582 | 426.4346 | -0.001921 | 328.9086 | 1.2683 | 328.9086 | 0.1896
| 328.986 | 0 | 375.5452 | 0.022949 | 328.986 | 0.038348 | 328.9861 | 0 | 328.986 | 0.036941 | 426.5148 | -0.0002059 | 328.986 | 1.2711 | 328.986 | 0.21313
| 329.0635 | 0 | 375.6242 | 0.010361 | 329.0635 | 0.037977 | 329.0635 | 0 | 329.0635 | 0.025214 | 426.5951 | -0.00052374 | 329.0635 | 1.2516 | 329.0635 | 0.21215
| 329.1409 | 0 | 375.7032 | 0.040618 | 329.1409 | 0.038091 | 329.1409 | 0 | 329.1409 | 0.033017 | 426.6753 | 0.00087834 | 329.1409 | 1.2532 | 329.1409 | 0.2243
| 329.2184 | 0 | 375.7822 | 0.015158 | 329.2184 | 0.037977 | 329.2184 | 0 | 329.2184 | 0.017681 | 426.7555 | -0.0014641 | 329.2184 | 1.211 | 329.2184 | 0.21154
| 329.2958 | 0 | 375.8612 | 0.013609 | 329.2958 | 0.03772 | 329.2958 | 0 | 329.2958 | 0.035182 | 426.8357 | 0.00042055 | 329.2958 | 1.2184 | 329.2958 | 0.23209
| 329.3733 | 0 | 375.9402 | 0.0062106 | 329.3733 | 0.037635 | 329.3733 | 0 | 329.3733 | 0.025439 | 426.9159 | -0.00089945 | 329.3733 | 1.1914 | 329.3733 | 0.2364
| 329.4507 | 0 | 376.0192 | 0.057858 | 329.4508 | 0.03792 | 329.4507 | 0 | 329.4508 | 0.033302 | 426.9961 | 0.0015375 | 329.4507 | 1.183 | 329.4507 | 0.24281
| 329.5282 | 0 | 376.0982 | 0.0091051 | 329.5282 | 0.037578 | 329.5282 | 0 | 329.5282 | 0.021289 | 427.0764 | -0.00121 | 329.5282 | 1.1576 | 329.5282 | 0.24734
| 329.6057 | 0 | 376.2562 | 0.011919 | 329.6057 | 0.037264 | 329.6057 | 0 | 329.6057 | 0.031844 | 427.1566 | -0.00079121 | 329.6057 | 1.1604 | 329.6057 | 0.2653
| 329.6831 | 0 | 376.3352 | 0.0015718 | 329.6831 | 0.037207 | 329.6831 | 0 | 329.6831 | 0.019996 | 427.2368 | -0.00053433 | 329.6831 | 1.1389 | 329.6831 | 0.26115
| 329.7606 | 0 | 376.4142 | 0.0025855 | 329.7606 | 0.037036 | 329.7606 | 0 | 329.7606 | 0.018824 | 427.317 | 0.00067097 | 329.7606 | 1.0803 | 329.7606 | 0.26787
| 329.8381 | 0 | 376.4933 | 0.016248 | 329.8381 | 0.037264 | 329.8381 | 0 | 329.8381 | 0.03252 | 427.3972 | 0.0029804 | 329.8381 | 1.1175 | 329.8381 | 0.29334
| 329.9156 | 0 | 376.5723 | 0.0029517 | 329.9156 | 0.037293 | 329.9156 | 0 | 329.9156 | 0.024477 | 427.4775 | -0.00054197 | 329.9156 | 1.0837 | 329.9156 | 0.28708
| 329.993 | 0 | 376.6513 | 0.01373 | 329.993 | 0.036608 | 329.993 | 0 | 329.993 | 0.02568 | 427.5577 | -0.0011256 | 329.993 | 1.0769 | 329.993 | 0.30919
| 330.0705 | 0 | 376.7303 | 0.012367 | 330.0705 | 0.036551 | 330.0705 | 0 | 330.0705 | 0.021139 | 427.6379 | 0.0024701 | 330.0705 | 1.0426 | 330.0705 | 0.30284
| 330.148 | 0 | 376.8094 | 0.016955 | 330.148 | 0.036637 | 330.148 | 0 | 330.148 | 0.031408 | 427.7182 | -0.00068602 | 330.148 | 1.0324 | 330.148 | 0.32822
| 330.2255 | 0 | 376.8884 | 0.021991 | 330.2255 | 0.036608 | 330.2255 | 0 | 330.2255 | 0.018899 | 427.7984 | 0.0014579 | 330.2255 | 1.0196 | 330.2255 | 0.32923
| 330.303 | 0 | 376.9674 | 0.025979 | 330.303 | 0.036551 | 330.303 | 0 | 330.303 | 0.030566 | 427.8786 | -0.00052084 | 330.303 | 1.0024 | 330.303 | 0.33758
| 330.3805 | 0 | 377.0465 | 0.013768 | 330.3805 | 0.036637 | 330.3805 | 0 | 330.3805 | 0.020177 | 427.9589 | -0.00028057 | 330.3805 | 0.99123 | 330.3805 | 0.34277
| 330.458 | 0 | 377.1255 | 0.013562 | 330.458 | 0.036637 | 330.458 | 0 | 330.458 | 0.027694 | 428.0391 | -0.00035821 | 330.458 | 0.96612 | 330.458 | 0.35692
| 330.5355 | 0 | 377.2045 | 0.012362 | 330.5355 | 0.036922 | 330.5355 | 0 | 330.5355 | 0.015666 | 428.1194 | 0.0019913 | 330.5355 | 0.97381 | 330.5355 | 0.36444
| 330.613 | 0 | 377.2836 | 0.030393 | 330.613 | 0.037236 | 330.613 | 0 | 330.613 | 0.027965 | 428.1996 | 0.00027048 | 330.613 | 0.94668 | 330.613 | 0.36793
| 330.6905 | 0 | 377.4417 | 0.0072696 | 330.6905 | 0.037236 | 330.6905 | 0 | 330.6905 | 0.01932 | 428.2798 | 0.0018205 | 330.6905 | 0.9296 | 330.6905 | 0.38721
| 330.768 | 0 | 377.5207 | 0.020877 | 330.768 | 0.038148 | 330.768 | 0 | 330.768 | 0.024808 | 428.3601 | 0.0015716 | 330.768 | 0.9276 | 330.768 | 0.39068
| 330.8455 | 0 | 377.5998 | 0.020358 | 330.8455 | 0.036694 | 330.8455 | 0 | 330.8455 | 0.015651 | 428.4403 | -0.00073319 | 330.8455 | 0.91006 | 330.8455 | 0.40538
| 330.923 | 0 | 377.7579 | 0.010884 | 330.923 | 0.037492 | 330.923 | 0.073866 | 330.923 | 0.026507 | 428.5206 | 0.00033651 | 330.923 | 0.89952 | 330.923 | 0.43262
| 331.0005 | 0 | 377.8369 | 0.014167 | 331.0005 | 0.036694 | 331.0005 | 0 | 331.0005 | 0.017065 | 428.6008 | -0.0010984 | 331.0005 | 0.85743 | 331.0005 | 0.41522
| 331.0781 | 0 | 377.916 | 0.018883 | 331.0781 | 0.037578 | 331.0781 | 0 | 331.0781 | 0.024372 | 428.6811 | 0.0011279 | 331.0781 | 0.87095 | 331.0781 | 0.44302
| 331.1556 | 0 | 377.9951 | 0.019398 | 331.1556 | 0.036665 | 331.1556 | 0 | 331.1556 | 0.020132 | 428.7614 | -0.00060105 | 331.1556 | 0.85309 | 331.1556 | 0.43674
| 331.2331 | 0 | 378.0741 | 0.0045785 | 331.2331 | 0.037236 | 331.2331 | 0 | 331.2331 | 0.023394 | 428.8416 | 0.00065798 | 331.2331 | 0.8536 | 331.2331 | 0.46117
| 331.3106 | 0 | 378.1532 | 0.0065194 | 331.3106 | 0.03658 | 331.3106 | 0 | 331.3106 | 0.017019 | 428.9218 | 0.00030354 | 331.3106 | 0.7587 | 331.3106 | 0.43194
| 331.3881 | 0 | 378.2322 | 0.0088825 | 331.3882 | 0.037692 | 331.3882 | 0 | 331.3882 | 0.024236 | 429.0021 | -0.00020455 | 331.3882 | 0.82929 | 331.3882 | 0.49142
| 331.4657 | 0 | 378.3904 | 0.016707 | 331.4657 | 0.036979 | 331.4657 | 0 | 331.4657 | 0.011712 | 429.0824 | -0.00050522 | 331.4657 | 0.80843 | 331.4657 | 0.48718
| 331.5432 | 0 | 378.4695 | 0.010096 | 331.5432 | 0.037777 | 331.5432 | 0 | 331.5432 | 0.023199 | 429.1626 | -0.0016103 | 331.5432 | 0.78976 | 331.5432 | 0.51501
| 331.6208 | 0 | 378.5485 | 0.027422 | 331.6208 | 0.037065 | 331.6208 | 0 | 331.6208 | 0.015185 | 429.2429 | -0.00044667 | 331.6208 | 0.75434 | 331.6208 | 0.51329
| 331.6983 | 0 | 378.6276 | 0.010753 | 331.6983 | 0.037948 | 331.6983 | 0 | 331.6983 | 0.024868 | 429.3232 | -0.0014111 | 331.6983 | 0.76974 | 331.6983 | 0.54455
| 331.7758 | 0 | 378.7067 | 0.0063367 | 331.7759 | 0.036723 | 331.7758 | 0 | 331.7759 | 0.015802 | 429.4034 | 0.00087332 | 331.7759 | 0.7527 | 331.7759 | 0.54387
| 331.8534 | 0 | 378.7858 | 0.013362 | 331.8534 | 0.037635 | 331.8534 | 0 | 331.8534 | 0.025289 | 429.4837 | -0.00076277 | 331.8534 | 0.75286 | 331.8534 | 0.56483
| 331.931 | 0 | 378.8649 | 0.0059703 | 331.931 | 0.036979 | 331.931 | 0 | 331.931 | 0.015381 | 429.5639 | 0.0012618 | 331.931 | 0.72428 | 331.931 | 0.5799
| 332.0085 | 0 | 378.9439 | 0.011184 | 332.0085 | 0.037806 | 332.0085 | 0.073866 | 332.0085 | 0.020162 | 429.6442 | 0.00015403 | 332.0085 | 0.73103 | 332.0085 | 0.61243
| 332.0861 | 0 | 379.023 | 0.019439 | 332.0861 | 0.037207 | 332.0861 | 0 | 332.0861 | 0.014043 | 429.7245 | 0.0026475 | 332.0861 | 0.69779 | 332.0861 | 0.59523
| 332.1636 | 0 | 379.1021 | 0.026484 | 332.1636 | 0.037863 | 332.1636 | 0 | 332.1636 | 0.021936 | 429.8047 | -0.0012709 | 332.1636 | 0.70742 | 332.1636 | 0.63662
| 332.2412 | 0 | 379.2603 | 0.0076794 | 332.2412 | 0.037321 | 332.2412 | 0 | 332.2412 | 0.01299 | 429.885 | -0.00022882 | 332.2412 | 0.69111 | 332.2412 | 0.65208
| 332.3188 | 0 | 379.4185 | 0.01964 | 332.3188 | 0.03812 | 332.3188 | 0.073866 | 332.3188 | 0.023875 | 429.9653 | -0.00056112 | 332.3188 | 0.68772 | 332.3188 | 0.66301
| 332.3963 | 0 | 379.4976 | 0.033917 | 332.3963 | 0.037065 | 332.3963 | 0 | 332.3963 | 0.015516 | 430.0456 | -0.00035449 | 332.3963 | 0.66523 | 332.3963 | 0.66655
| 332.4739 | 0 | 379.6558 | 0.023336 | 332.4739 | 0.03735 | 332.4739 | 0 | 332.4739 | 0.022748 | 430.1259 | -0.00031646 | 332.4739 | 0.66162 | 332.4739 | 0.68522
| 332.5515 | 0 | 379.735 | 0.026305 | 332.5515 | 0.03735 | 332.5515 | 0 | 332.5515 | 0.010509 | 430.2061 | 0.0017715 | 332.5515 | 0.64506 | 332.5515 | 0.70198
| 332.6291 | 0 | 379.8141 | 0.0083421 | 332.6291 | 0.038063 | 332.6291 | 0 | 332.6291 | 0.020778 | 430.2864 | -0.0023108 | 332.6291 | 0.64528 | 332.6291 | 0.7217
| 332.7066 | 0 | 379.8932 | 0.0091543 | 332.7066 | 0.037179 | 332.7066 | 0 | 332.7066 | 0.011667 | 430.3667 | -0.0001899 | 332.7066 | 0.6305 | 332.7066 | 0.74831
| 332.7842 | 0 | 380.0514 | 0.010368 | 332.7842 | 0.038091 | 332.7842 | 0 | 332.7842 | 0.021515 | 430.447 | -0.001127 | 332.7842 | 0.62542 | 332.7842 | 0.75978
| 332.8618 | 0 | 380.1305 | 0.027637 | 332.8618 | 0.037948 | 332.8618 | 0 | 332.8618 | 0.01293 | 430.5273 | 0.0010931 | 332.8618 | 0.60331 | 332.8618 | 0.76391
| 332.9394 | 0 | 380.2097 | 0.027702 | 332.9394 | 0.038319 | 332.9394 | 0 | 332.9394 | 0.019711 | 430.6076 | -0.00017763 | 332.9394 | 0.58157 | 332.9394 | 0.77592
| 333.017 | 0 | 380.2888 | 0.012974 | 333.017 | 0.037492 | 333.017 | 0 | 333.017 | 0.011953 | 430.6878 | 0.00095438 | 333.017 | 0.58909 | 333.017 | 0.81584
| 333.0946 | 0 | 380.3679 | 0.0010005 | 333.0946 | 0.038091 | 333.0946 | 0 | 333.0946 | 0.01953 | 430.7681 | -0.0010555 | 333.0946 | 0.5843 | 333.0946 | 0.82068
| 333.1722 | 0 | 380.447 | 0.010302 | 333.1722 | 0.03772 | 333.1722 | 0 | 333.1722 | 0.010449 | 430.8484 | -0.0016585 | 333.1722 | 0.56174 | 333.1722 | 0.84653
| 333.2498 | 0 | 380.5262 | 0.016895 | 333.2498 | 0.038262 | 333.2498 | 0 | 333.2498 | 0.019651 | 430.9287 | 0.00018879 | 333.2498 | 0.57585 | 333.2498 | 0.86753
| 333.3274 | 0 | 380.6053 | 0.025444 | 333.3274 | 0.037378 | 333.3274 | 0 | 333.3274 | 0.011487 | 431.009 | 0.0005569 | 333.3274 | 0.54216 | 333.3274 | 0.88811
| 333.405 | 0 | 380.7636 | 0.017548 | 333.405 | 0.037806 | 333.405 | 0 | 333.405 | 0.020282 | 431.0893 | 0.00053691 | 333.405 | 0.54024 | 333.405 | 0.90247
| 333.4826 | 0 | 380.9218 | 0.0083919 | 333.4826 | 0.037578 | 333.4826 | 0 | 333.4826 | 0.012178 | 431.1696 | -0.0011555 | 333.4826 | 0.526 | 333.4826 | 0.92366
| 333.5602 | 0 | 381.001 | 0.019813 | 333.5602 | 0.038405 | 333.5602 | 0 | 333.5602 | 0.020628 | 431.2499 | 0.0016544 | 333.5602 | 0.5312 | 333.5602 | 0.95181
| 333.6379 | 0 | 381.0801 | 0.017629 | 333.6378 | 0.037834 | 333.6378 | 0 | 333.6378 | 0.012133 | 431.3302 | -0.00096911 | 333.6378 | 0.51183 | 333.6378 | 0.97002
| 333.7154 | 0 | 381.1593 | 0.014449 | 333.7155 | 0.038348 | 333.7155 | 0 | 333.7155 | 0.019245 | 431.4105 | -0.00076907 | 333.7155 | 0.51552 | 333.7155 | 1.0104
| 333.7931 | 0 | 381.2384 | 0.0019377 | 333.7931 | 0.038063 | 333.7931 | 0 | 333.7931 | 0.010028 | 431.4908 | -0.0012955 | 333.7931 | 0.49451 | 333.7931 | 1.0077
| 333.8707 | 0 | 381.3176 | 0.0033033 | 333.8707 | 0.039032 | 333.8707 | 0 | 333.8707 | 0.018508 | 431.5711 | 0.0011463 | 333.8707 | 0.49445 | 333.8707 | 1.0408
| 333.9483 | 0 | 381.3968 | 0.035627 | 333.9483 | 0.03812 | 333.9483 | 0.073866 | 333.9483 | 0.012359 | 431.6514 | -0.00060388 | 333.9483 | 0.47751 | 333.9483 | 1.0687
| 334.026 | 0 | 381.4759 | 0.0053457 | 334.026 | 0.038804 | 334.026 | 0 | 334.026 | 0.017982 | 431.7317 | 0.0021593 | 334.026 | 0.47132 | 334.026 | 1.0889
| 334.1036 | 0 | 381.5551 | 0.0060084 | 334.1036 | 0.038462 | 334.1036 | 0.073866 | 334.1036 | 0.01299 | 431.812 | 0.0001494 | 334.1036 | 0.46802 | 334.1036 | 1.0966
| 334.1812 | 0 | 381.6342 | 0.014426 | 334.1812 | 0.039289 | 334.1812 | 0.073866 | 334.1812 | 0.023199 | 431.8924 | -0.00081703 | 334.1812 | 0.46511 | 334.1812 | 1.1314
| 334.2588 | 0 | 381.7134 | 0.019544 | 334.2589 | 0.038547 | 334.2589 | 0 | 334.2589 | 0.0073972 | 431.9727 | -0.00051202 | 334.2589 | 0.45126 | 334.2589 | 1.1564
| 334.3365 | 0 | 381.7926 | 0.00033768 | 334.3365 | 0.039089 | 334.3365 | 0 | 334.3365 | 0.016899 | 432.053 | -0.00082053 | 334.3365 | 0.45485 | 334.3365 | 1.1984
| 334.4142 | 0 | 381.9509 | 0.010209 | 334.4142 | 0.039032 | 334.4142 | 0 | 334.4142 | 0.0088706 | 432.1333 | 0.00054888 | 334.4142 | 0.43159 | 334.4142 | 1.2243
| 334.4918 | 0 | 382.0301 | 0.028375 | 334.4918 | 0.039289 | 334.4918 | 0.073866 | 334.4918 | 0.017365 | 432.2136 | -0.0014873 | 334.4918 | 0.44069 | 334.4918 | 1.251
| 334.5695 | 0 | 382.1093 | 0.01308 | 334.5695 | 0.038547 | 334.5695 | 0 | 334.5695 | 0.0089909 | 432.2939 | -0.001572 | 334.5694 | 0.42641 | 334.5694 | 1.2766
| 334.6471 | 0 | 382.1884 | 0.015428 | 334.6471 | 0.039117 | 334.6471 | 0 | 334.6471 | 0.017711 | 432.3742 | 0.00070138 | 334.6471 | 0.42416 | 334.6471 | 1.3168
| 334.7248 | 0 | 382.3468 | 0.026738 | 334.7248 | 0.038718 | 334.7248 | 0 | 334.7248 | 0.0091262 | 432.4546 | -0.00029587 | 334.7248 | 0.41504 | 334.7248 | 1.3365
| 334.8024 | 0 | 382.426 | 0.021512 | 334.8024 | 0.038918 | 334.8024 | 0 | 334.8024 | 0.016704 | 432.5349 | 0.00040823 | 334.8024 | 0.41167 | 334.8024 | 1.3527
| 334.8801 | 0 | 382.5844 | 0.0028868 | 334.8801 | 0.038376 | 334.8801 | 0 | 334.8801 | 0.0078031 | 432.6152 | -8.1011e-05 | 334.8801 | 0.39598 | 334.8801 | 1.3877
| 334.9577 | 0 | 382.9011 | 0.010731 | 334.9577 | 0.038975 | 334.9577 | 0 | 334.9577 | 0.015772 | 432.6955 | 0.0019371 | 334.9577 | 0.40692 | 334.9577 | 1.4148
| 335.0354 | 0 | 382.9803 | 0.017684 | 335.0354 | 0.038091 | 335.0354 | 0.073866 | 335.0354 | 0.010269 | 432.7759 | 0.00041058 | 335.0354 | 0.39874 | 335.0354 | 1.4543
| 335.1131 | 0 | 383.0595 | 0.0067824 | 335.1131 | 0.038177 | 335.1131 | 0.073866 | 335.1131 | 0.017065 | 432.8562 | 0.0026039 | 335.1131 | 0.3917 | 335.1131 | 1.4931
| 335.1907 | 0 | 383.1387 | 0.018792 | 335.1907 | 0.037492 | 335.1907 | 0 | 335.1907 | 0.0076828 | 432.9365 | -0.0022908 | 335.1907 | 0.36885 | 335.1907 | 1.4983
| 335.2684 | 0 | 383.2179 | 0.0028847 | 335.2684 | 0.037948 | 335.2684 | 0 | 335.2684 | 0.015065 | 433.0168 | 0.0012061 | 335.2684 | 0.37362 | 335.2684 | 1.5278
| 335.3461 | 0 | 383.2971 | 0.0067725 | 335.3461 | 0.037521 | 335.3461 | 0 | 335.3461 | 0.01063 | 433.0972 | 0.00069321 | 335.3461 | 0.36778 | 335.3461 | 1.5679
| 335.4238 | 0 | 383.3763 | 0.0017358 | 335.4238 | 0.03772 | 335.4238 | 0 | 335.4238 | 0.016794 | 433.1775 | 9.8724e-05 | 335.4238 | 0.34959 | 335.4238 | 1.584
| 335.5015 | 0 | 383.4556 | 0.0052485 | 335.5015 | 0.036665 | 335.5015 | 0 | 335.5015 | 0.0088556 | 433.2578 | -0.0016377 | 335.5015 | 0.35668 | 335.5015 | 1.6321
| 335.5792 | 0 | 383.614 | 0.0035519 | 335.5792 | 0.036922 | 335.5792 | 0.073866 | 335.5792 | 0.016448 | 433.3382 | 0.00033122 | 335.5792 | 0.35393 | 335.5792 | 1.6712
| 335.6568 | 0 | 383.7724 | 0.01532 | 335.6568 | 0.036437 | 335.6568 | 0 | 335.6568 | 0.00648 | 433.4185 | -0.00098588 | 335.6568 | 0.34589 | 335.6568 | 1.7007
| 335.7345 | 0 | 383.9309 | 0.029166 | 335.7345 | 0.03658 | 335.7345 | 0 | 335.7345 | 0.015005 | 433.4989 | 0.0021201 | 335.7345 | 0.34425 | 335.7345 | 1.731
| 335.8122 | 0 | 384.0101 | 0.0046112 | 335.8122 | 0.035668 | 335.8122 | 0 | 335.8122 | 0.0063147 | 433.5792 | -0.00068695 | 335.8122 | 0.29534 | 335.8122 | 1.7419
| 335.8899 | 0 | 384.327 | 0.00034921 | 335.8899 | 0.036466 | 335.8899 | 0.073866 | 335.8899 | 0.015772 | 433.6595 | 6.466e-05 | 335.8899 | 0.32735 | 335.8899 | 1.8071
| 335.9676 | 0 | 384.4855 | 0.021364 | 335.9676 | 0.035382 | 335.9676 | 0 | 335.9676 | 0.0095472 | 433.7399 | -0.0020353 | 335.9676 | 0.3081 | 335.9676 | 1.8221
| 336.0453 | 0 | 384.5648 | 0.023244 | 336.0453 | 0.035554 | 336.0453 | 0.073866 | 336.0453 | 0.014569 | 433.8203 | 0.0023365 | 336.0453 | 0.32804 | 336.0453 | 1.872
| 336.123 | 0 | 384.7232 | 0.011562 | 336.123 | 0.034698 | 336.123 | 0 | 336.123 | 0.0062846 | 433.9006 | -0.00093829 | 336.123 | 0.31564 | 336.123 | 1.9168
| 336.2007 | 0 | 384.8025 | 0.018341 | 336.2008 | 0.035525 | 336.2007 | 0 | 336.2008 | 0.013622 | 433.9809 | 0.0013051 | 336.2008 | 0.31629 | 336.2008 | 1.9494
| 336.2785 | 0 | 384.8817 | 0.0038029 | 336.2785 | 0.035325 | 336.2785 | 0.073866 | 336.2785 | 0.007337 | 434.0613 | -5.3206e-05 | 336.2785 | 0.30979 | 336.2785 | 1.9845
| 336.3562 | 0 | 385.1988 | 0.025324 | 336.3562 | 0.035725 | 336.3562 | 0.073866 | 336.3562 | 0.012855 | 434.1416 | 0.0032644 | 336.3562 | 0.30695 | 336.3562 | 2.0277
| 336.4339 | 0 | 385.278 | 0.0066565 | 336.4339 | 0.034299 | 336.4339 | 0 | 336.4339 | 0.0053524 | 434.222 | 0.0010049 | 336.4339 | 0.30348 | 336.4339 | 2.0614
| 336.5116 | 0 | 385.3573 | 0.012776 | 336.5116 | 0.03467 | 336.5116 | 0.073866 | 336.5116 | 0.016193 | 434.3023 | -4.6111e-05 | 336.5116 | 0.30159 | 336.5116 | 2.0925
| 336.5894 | 0 | 385.4366 | 0.0036544 | 336.5893 | 0.034099 | 336.5894 | 0 | 336.5893 | 0.0077279 | 434.3827 | -0.0018318 | 336.5893 | 0.28086 | 336.5893 | 2.1421
| 336.6671 | 0 | 385.5158 | 0.005088 | 336.6671 | 0.034527 | 336.6671 | 0 | 336.6671 | 0.01278 | 434.463 | 0.00022693 | 336.6671 | 0.2843 | 336.6671 | 2.1714
| 336.7448 | 0 | 385.8329 | 0.023457 | 336.7448 | 0.033814 | 336.7448 | 0 | 336.7448 | 0.0061944 | 434.5434 | -0.00079814 | 336.7448 | 0.26693 | 336.7448 | 2.1886
| 336.8225 | 0 | 386.0708 | 0.0011459 | 336.8225 | 0.034356 | 336.8225 | 0.073866 | 336.8225 | 0.013456 | 434.6238 | -0.00026484 | 336.8225 | 0.2821 | 336.8225 | 2.2367
| 336.9003 | 0 | 386.2293 | 0.0091455 | 336.9003 | 0.033957 | 336.9003 | 0 | 336.9003 | 0.0057283 | 434.7041 | -0.00046406 | 336.9003 | 0.27006 | 336.9003 | 2.2933
| 336.978 | 0 | 386.3086 | 0.01003 | 336.978 | 0.03467 | 336.978 | 0.073866 | 336.978 | 0.011366 | 434.7845 | 9.6632e-05 | 336.978 | 0.27313 | 336.978 | 2.3216
| 337.0558 | 0 | 386.3879 | 0.0065683 | 337.0557 | 0.034271 | 337.0558 | 0 | 337.0557 | 0.0044353 | 434.8649 | -0.0013222 | 337.0557 | 0.26529 | 337.0557 | 2.3755
| 337.1335 | 0 | 386.4672 | 0.0079604 | 337.1335 | 0.034926 | 337.1335 | 0.073866 | 337.1335 | 0.014148 | 434.9452 | 0.00052299 | 337.1335 | 0.2647 | 337.1335 | 2.4242
| 337.2112 | 0 | 386.5465 | 0.025485 | 337.2112 | 0.033957 | 337.2112 | 0.073866 | 337.2112 | 0.006044 | 435.0256 | -0.00070404 | 337.2112 | 0.25701 | 337.2112 | 2.4595
| 337.289 | 0 | 386.6258 | 0.0034511 | 337.289 | 0.034527 | 337.289 | 0.073866 | 337.289 | 0.013501 | 435.106 | 0.0012425 | 337.289 | 0.26319 | 337.289 | 2.4869
| 337.3667 | 0 | 386.7051 | 0.031404 | 337.3667 | 0.033786 | 337.3667 | 0 | 337.3667 | 0.0028566 | 435.1863 | -0.0012846 | 337.3667 | 0.23923 | 337.3667 | 2.5247
| 337.4445 | 0 | 386.8637 | 0.021742 | 337.4445 | 0.034356 | 337.4445 | 0 | 337.4445 | 0.014313 | 435.2667 | 4.2845e-05 | 337.4445 | 0.25247 | 337.4445 | 2.5925
| 337.5222 | 0 | 386.943 | 0.017436 | 337.5222 | 0.034071 | 337.5222 | 0 | 337.5222 | 0.0081038 | 435.3471 | -0.0022055 | 337.5223 | 0.23967 | 337.5223 | 2.6294
| 337.6 | 0 | 387.3396 | 0.0015538 | 337.6 | 0.035012 | 337.6 | 0.073866 | 337.6 | 0.013967 | 435.4275 | 0.0025418 | 337.6 | 0.24642 | 337.6 | 2.6591
| 337.6778 | 0 | 387.4982 | 0.00041974 | 337.6778 | 0.034499 | 337.6778 | 0 | 337.6778 | 0.0057433 | 435.5078 | -0.0016804 | 337.6778 | 0.22707 | 337.6778 | 2.7167
| 337.7556 | 0 | 387.5775 | 0.010426 | 337.7555 | 0.035211 | 337.7556 | 0 | 337.7555 | 0.012765 | 435.5882 | 0.0020043 | 337.7555 | 0.23082 | 337.7555 | 2.7686
| 337.8333 | 0 | 387.7362 | 0.034906 | 337.8333 | 0.034641 | 337.8333 | 0 | 337.8333 | 0.0064199 | 435.6686 | -0.00175 | 337.8333 | 0.22288 | 337.8333 | 2.8095
| 337.9111 | 0 | 387.8948 | 0.014504 | 337.9111 | 0.03524 | 337.9111 | 0 | 337.9111 | 0.010479 | 435.749 | -0.00013486 | 337.9111 | 0.22919 | 337.9111 | 2.8581
| 337.9889 | 0 | 388.0535 | 0.017754 | 337.9889 | 0.034727 | 337.9889 | 0 | 337.9889 | 0.0029017 | 435.8293 | 0.00076629 | 337.9889 | 0.22326 | 337.9889 | 2.8858
| 338.0666 | 0 | 388.2122 | 0.0073045 | 338.0666 | 0.035012 | 338.0666 | 0 | 338.0666 | 0.011036 | 435.9097 | 0.0012364 | 338.0666 | 0.23092 | 338.0666 | 2.9127
| 338.1444 | 0 | 388.2915 | 0.011448 | 338.1444 | 0.033757 | 338.1444 | 0 | 338.1444 | 0.0043 | 435.9901 | 0.00052108 | 338.1444 | 0.22055 | 338.1444 | 2.97
| 338.2222 | 0 | 388.4502 | 0.0049562 | 338.2222 | 0.034755 | 338.2222 | 0 | 338.2222 | 0.013246 | 436.0705 | 6.7693e-05 | 338.2222 | 0.21949 | 338.2222 | 3.0212
| 338.3 | 0 | 388.5296 | 0.010156 | 338.3 | 0.034014 | 338.3 | 0 | 338.3 | 0.0050517 | 436.1509 | -0.0023431 | 338.3 | 0.2115 | 338.3 | 3.0633
| 338.3778 | 0 | 388.6089 | 0.014069 | 338.3778 | 0.035126 | 338.3778 | 0.073866 | 338.3778 | 0.011081 | 436.2313 | 0.0019024 | 338.3778 | 0.21719 | 338.3778 | 3.1103
| 338.4556 | 0 | 388.6883 | 0.0090409 | 338.4556 | 0.034898 | 338.4556 | 0 | 338.4556 | 0.0053524 | 436.3116 | -0.0013113 | 338.4556 | 0.19982 | 338.4556 | 3.1545
| 338.5334 | 0 | 388.9263 | 0.021901 | 338.5334 | 0.035069 | 338.5334 | 0 | 338.5334 | 0.011697 | 436.3921 | 0.00055899 | 338.5334 | 0.20332 | 338.5334 | 3.2199
| 338.6112 | 0 | 389.0057 | 0.0055305 | 338.6112 | 0.034299 | 338.6111 | 0 | 338.6112 | 0.0040594 | 436.4724 | -0.00045084 | 338.6112 | 0.19176 | 338.6112 | 3.2434
| 338.689 | 0 | 389.0851 | 0.018543 | 338.6889 | 0.035126 | 338.689 | 0.073866 | 338.6889 | 0.0129 | 436.5528 | 0.0011341 | 338.689 | 0.20406 | 338.689 | 3.2932
| 338.7668 | 0 | 389.1644 | 0.005952 | 338.7668 | 0.034442 | 338.7668 | 0 | 338.7668 | 0.0039842 | 436.6332 | 0.0015851 | 338.7668 | 0.19067 | 338.7668 | 3.2926
| 338.8446 | 0 | 389.2438 | 0.0032402 | 338.8446 | 0.035211 | 338.8446 | 0.073866 | 338.8446 | 0.0094569 | 436.7136 | 0.0019495 | 338.8446 | 0.19569 | 338.8446 | 3.3818
| 338.9224 | 0 | 389.3232 | 0.025398 | 338.9224 | 0.034385 | 338.9224 | 0 | 338.9224 | 0.0037888 | 436.794 | -0.00099564 | 338.9224 | 0.18797 | 338.9224 | 3.3994
| 339.0002 | 0 | 389.4819 | 0.0022853 | 339.0002 | 0.034955 | 339.0002 | 0 | 339.0002 | 0.011742 | 436.8744 | 0.00086521 | 339.0002 | 0.19143 | 339.0002 | 3.4601
| 339.078 | 0 | 389.5613 | 0.004486 | 339.078 | 0.034499 | 339.078 | 0 | 339.078 | 0.0037738 | 436.9548 | -0.002179 | 339.078 | 0.18086 | 339.078 | 3.4728
| 339.1558 | 0 | 389.6407 | 0.0057193 | 339.1558 | 0.035696 | 339.1558 | 0.073866 | 339.1558 | 0.011517 | 437.0352 | 0.0024984 | 339.1558 | 0.19369 | 339.1558 | 3.5317
| 339.2336 | 0 | 389.7994 | 0.011505 | 339.2336 | 0.035154 | 339.2336 | 0 | 339.2336 | 0.0018042 | 437.1156 | -0.0016333 | 339.2336 | 0.16087 | 339.2336 | 3.5381
| 339.3115 | 0 | 390.0376 | 0.0032571 | 339.3114 | 0.036152 | 339.3115 | 0 | 339.3114 | 0.010509 | 437.196 | 0.0015893 | 339.3115 | 0.17656 | 339.3115 | 3.5871
| 339.3893 | 0 | 390.1169 | 0.0097562 | 339.3893 | 0.035411 | 339.3893 | 0 | 339.3893 | 0.0041496 | 437.2764 | 0.00090842 | 339.3893 | 0.146 | 339.3893 | 3.5872
| 339.4671 | 0 | 390.3551 | 0.0052875 | 339.4671 | 0.03581 | 339.4671 | 0 | 339.4671 | 0.011547 | 437.3568 | 0.00026732 | 339.4671 | 0.17296 | 339.4671 | 3.6124
| 339.5449 | 0 | 390.4345 | 0.0023713 | 339.5449 | 0.034955 | 339.545 | 0 | 339.5449 | 0.001729 | 437.4373 | -0.00020917 | 339.5449 | 0.16214 | 339.5449 | 3.6565
| 339.6228 | 0 | 390.5933 | 0.0048138 | 339.6228 | 0.035668 | 339.6228 | 0 | 339.6228 | 0.011291 | 437.5177 | 0.00031802 | 339.6228 | 0.16568 | 339.6228 | 3.6762
| 339.7006 | 0 | 390.8315 | 0.0027343 | 339.7006 | 0.034812 | 339.7006 | 0 | 339.7006 | 0.0039542 | 437.5981 | -0.00015758 | 339.7006 | 0.1616 | 339.7006 | 3.7297
| 339.7784 | 0 | 390.9109 | 0.0086422 | 339.7785 | 0.034926 | 339.7784 | 0 | 339.7785 | 0.010103 | 437.6785 | 0.0011915 | 339.7784 | 0.16486 | 339.7784 | 3.7808
| 339.8563 | 0 | 390.9904 | 0.0082519 | 339.8563 | 0.034812 | 339.8563 | 0 | 339.8563 | 0.0055328 | 437.7589 | -0.00096321 | 339.8563 | 0.15294 | 339.8563 | 3.7826
| 339.9341 | 0 | 391.1492 | 0.022078 | 339.9341 | 0.03524 | 339.9341 | 0 | 339.9341 | 0.011021 | 437.8393 | 0.00054806 | 339.9341 | 0.16022 | 339.9341 | 3.7986
| 340.012 | 0 | 391.308 | 0.022368 | 340.012 | 0.034784 | 340.012 | 0 | 340.012 | 0.0043451 | 437.9197 | -0.0013537 | 340.012 | 0.15533 | 340.012 | 3.841
| 340.0898 | 0 | 391.3875 | 0.016473 | 340.0898 | 0.036038 | 340.0898 | 0 | 340.0898 | 0.011607 | 438.0002 | 0.00033025 | 340.0898 | 0.14843 | 340.0898 | 3.8343
| 340.1677 | 0 | 391.4669 | 0.00025388 | 340.1677 | 0.034812 | 340.1677 | 0 | 340.1677 | 0.0046608 | 438.0806 | -0.00065975 | 340.1677 | 0.14125 | 340.1677 | 3.8577
| 340.2455 | 0 | 391.6257 | 0.0010555 | 340.2455 | 0.035525 | 340.2455 | 0 | 340.2455 | 0.0094269 | 438.161 | 0.0016179 | 340.2455 | 0.14835 | 340.2455 | 3.898
| 340.3234 | 0 | 391.7052 | 0.0083831 | 340.3234 | 0.034499 | 340.3234 | 0 | 340.3234 | 0.0013255 | 438.2414 | 0.00042971 | 340.3234 | 0.14161 | 340.3234 | 3.917
| 340.4013 | 0 | 391.864 | 0.0038372 | 340.4013 | 0.034812 | 340.4012 | 0 | 340.4013 | 0.0096825 | 438.3218 | 0.0015313 | 340.4013 | 0.14553 | 340.4013 | 3.9154
| 340.4791 | 0 | 392.0229 | 0.01874 | 340.4791 | 0.034755 | 340.4791 | 0 | 340.4791 | 0.00084512 | 438.4023 | -0.0012828 | 340.4791 | 0.12114 | 340.4791 | 3.9254
| 340.557 | 0 | 392.1023 | 0.025209 | 340.557 | 0.035753 | 340.557 | 0 | 340.557 | 0.0070213 | 438.4827 | -0.00056969 | 340.557 | 0.14506 | 340.557 | 3.9481
| 340.6349 | 0 | 392.4201 | 0.0048229 | 340.6349 | 0.034869 | 340.6349 | 0 | 340.6349 | 0.00070862 | 438.5631 | -0.0012217 | 340.6349 | 0.13268 | 340.6349 | 3.9613
| 340.7127 | 0 | 392.4996 | 0.005432 | 340.7127 | 0.035753 | 340.7127 | 0 | 340.7127 | 0.0093066 | 438.6436 | 0.0010433 | 340.7127 | 0.13925 | 340.7127 | 3.9682
| 340.7906 | 0 | 392.7379 | 0.0067035 | 340.7906 | 0.034755 | 340.7906 | 0 | 340.7906 | 0.00022576 | 438.724 | 6.9858e-07 | 340.7906 | 0.12959 | 340.7906 | 3.979
| 340.8685 | 0 | 393.0558 | 0.009088 | 340.8685 | 0.03581 | 340.8685 | 0 | 340.8685 | 0.0096223 | 438.8044 | -0.00012747 | 340.8685 | 0.13374 | 340.8685 | 3.9876
| 340.9463 | 0 | 393.2942 | 0.0098162 | 340.9464 | 0.035012 | 340.9464 | 0 | 340.9464 | 0.003022 | 438.8849 | -0.0012813 | 340.9464 | 0.12414 | 340.9464 | 3.999
| 341.0243 | 0 | 393.3737 | 0.0088566 | 341.0242 | 0.035867 | 341.0243 | 0 | 341.0242 | 0.010013 | 438.9653 | 0.0014592 | 341.0242 | 0.12597 | 341.0242 | 4.0129
| 341.1021 | 0 | 393.5326 | 0.012966 | 341.1021 | 0.035268 | 341.1021 | 0 | 341.1021 | 0.002165 | 439.0457 | -0.0014334 | 341.1021 | 0.12298 | 341.1021 | 4.0455
| 341.18 | 0 | 393.6121 | 0.02432 | 341.18 | 0.035981 | 341.18 | 0 | 341.18 | 0.0072619 | 439.1262 | -0.00065918 | 341.18 | 0.10448 | 341.18 | 3.9812
| 341.2579 | 0 | 393.8505 | 0.017412 | 341.2579 | 0.034898 | 341.2579 | 0 | 341.2579 | 0.0011007 | 439.2066 | -0.00029064 | 341.2579 | 0.11958 | 341.2579 | 4.0048
| 341.3358 | 0 | 393.93 | 0.0047155 | 341.3358 | 0.03581 | 341.3358 | 0 | 341.3358 | 0.012419 | 439.287 | 0.000672 | 341.3358 | 0.12342 | 341.3358 | 4.0092
| 341.4137 | 0 | 394.0095 | 0.00067869 | 341.4137 | 0.035069 | 341.4137 | 0 | 341.4137 | 0.0019094 | 439.3675 | -0.00050713 | 341.4137 | 0.11895 | 341.4137 | 3.9824
| 341.4916 | 0 | 394.3275 | 7.7508e-05 | 341.4916 | 0.035554 | 341.4916 | 0 | 341.4916 | 0.012043 | 439.4479 | 0.0026945 | 341.4916 | 0.11606 | 341.4916 | 3.9654
| 341.5695 | 0 | 394.407 | 0.0085846 | 341.5695 | 0.034556 | 341.5695 | 0 | 341.5695 | 0.0025108 | 439.5284 | -0.0022448 | 341.5695 | 0.12082 | 341.5695 | 3.9551
| 341.6474 | 0 | 394.4865 | 0.0091513 | 341.6474 | 0.035867 | 341.6474 | 0.073866 | 341.6474 | 0.0098629 | 439.6088 | -0.00014978 | 341.6474 | 0.12153 | 341.6474 | 3.9344
| 341.7253 | 0 | 394.566 | 0.0090991 | 341.7253 | 0.035582 | 341.7253 | 0 | 341.7253 | 0.00041271 | 439.6893 | -0.0011386 | 341.7253 | 0.10961 | 341.7253 | 3.9183
| 341.8032 | 0 | 394.6455 | 0.0090254 | 341.8032 | 0.035696 | 341.8032 | 0 | 341.8032 | 0.011878 | 439.7697 | 0.0006242 | 341.8032 | 0.11674 | 341.8032 | 3.853
| 341.8811 | 0 | 394.8045 | 0.020545 | 341.8811 | 0.035411 | 341.8811 | 0 | 341.8811 | 0.00040572 | 439.8502 | -0.00053538 | 341.8811 | 0.10736 | 341.8811 | 3.8892
| 341.9591 | 0 | 394.884 | 0.0021157 | 341.9591 | 0.03638 | 341.9591 | 0 | 341.9591 | 0.010735 | 439.9306 | 0.00029393 | 341.9591 | 0.10856 | 341.9591 | 3.8637
| 342.037 | 0 | 394.9635 | 0.0093521 | 342.037 | 0.035639 | 342.037 | 0 | 342.037 | 0.00020604 | 440.0111 | 2.5766e-05 | 342.037 | 0.10474 | 342.037 | 3.8404
| 342.1149 | 0 | 395.043 | 0.0012853 | 342.1149 | 0.036437 | 342.1149 | 0 | 342.1149 | 0.01084 | 440.0915 | 4.6876e-05 | 342.1149 | 0.11575 | 342.1149 | 3.8722
| 342.1928 | 0 | 395.1226 | 0.0072456 | 342.1928 | 0.035097 | 342.1928 | 0 | 342.1928 | 0.0011865 | 440.172 | -0.0017086 | 342.1928 | 0.10325 | 342.1928 | 3.8289
| 342.2708 | 0 | 395.4406 | 0.0088711 | 342.2708 | 0.036466 | 342.2708 | 0 | 342.2708 | 0.011652 | 440.2524 | 0.0029878 | 342.2708 | 0.10642 | 342.2708 | 3.8127
| 342.3487 | 0 | 395.5997 | 0.0078688 | 342.3487 | 0.035668 | 342.3487 | 0 | 342.3487 | 0.00085257 | 440.3329 | 0.00015472 | 342.3487 | 0.10053 | 342.3487 | 3.7674
| 342.4266 | 0 | 395.7588 | 0.0058166 | 342.4266 | 0.036494 | 342.4266 | 0 | 342.4266 | 0.0080437 | 440.4134 | 0.00022234 | 342.4266 | 0.10262 | 342.4266 | 3.7221
| 342.5045 | 0 | 395.8383 | 0.01192 | 342.5046 | 0.035297 | 342.5045 | 0 | 342.5046 | 3.0031e-05 | 440.4938 | 0.00085547 | 342.5046 | 0.090806 | 342.5046 | 3.6874
| 342.5825 | 0 | 395.9974 | 0.0026431 | 342.5825 | 0.03601 | 342.5825 | 0.073866 | 342.5825 | 0.014719 | 440.5743 | 0.001342 | 342.5825 | 0.10823 | 342.5825 | 3.642
| 342.6604 | 0 | 396.0769 | 0.0082977 | 342.6604 | 0.035325 | 342.6604 | 0 | 342.6604 | 0.0024206 | 440.6548 | -0.0011364 | 342.6604 | 0.09058 | 342.6604 | 3.5888
| 342.7384 | 0 | 396.236 | 0.029269 | 342.7384 | 0.03638 | 342.7384 | 0 | 342.7384 | 0.0075926 | 440.7352 | -0.000178 | 342.7384 | 0.095113 | 342.7384 | 3.5728
| 342.8163 | 0 | 396.3951 | 0.025436 | 342.8163 | 0.035639 | 342.8163 | 0 | 342.8163 | 0.0020447 | 440.8157 | -0.0010262 | 342.8163 | 0.077462 | 342.8163 | 3.5486
| 342.8943 | 0 | 396.4746 | 0.01807 | 342.8943 | 0.036608 | 342.8943 | 0 | 342.8943 | 0.0072167 | 440.8961 | 0.0027517 | 342.8943 | 0.10282 | 342.8943 | 3.5209
| 342.9722 | 0 | 396.5542 | 0.015447 | 342.9722 | 0.035725 | 342.9722 | 0 | 342.9722 | 0.0027664 | 440.9766 | 0.00050588 | 342.9722 | 0.071602 | 342.9722 | 3.4837
| 343.0502 | 0 | 396.7133 | 0.0028456 | 343.0502 | 0.035639 | 343.0502 | 0 | 343.0502 | 0.010209 | 441.0571 | 1.6897e-05 | 343.0502 | 0.096451 | 343.0502 | 3.4489
| 343.1281 | 0 | 396.8724 | 0.002639 | 343.1281 | 0.03467 | 343.1281 | 0 | 343.1281 | 0.0052321 | 441.1375 | 0.00020725 | 343.1281 | 0.079613 | 343.1281 | 3.3917
| 343.2061 | 0 | 396.952 | 0.0034289 | 343.2061 | 0.035696 | 343.2061 | 0 | 343.2061 | 0.0092314 | 441.218 | 0.0011062 | 343.2061 | 0.085119 | 343.2061 | 3.3473
| 343.2841 | 0 | 397.1111 | 0.022184 | 343.2841 | 0.034955 | 343.2841 | 0 | 343.2841 | 0.0006307 | 441.2985 | 0.00016153 | 343.2841 | 0.075423 | 343.2841 | 3.2889
| 343.362 | 0 | 397.1907 | 0.02825 | 343.362 | 0.035782 | 343.362 | 0 | 343.362 | 0.0072919 | 441.379 | 0.0007373 | 343.362 | 0.082742 | 343.362 | 3.2698
| 343.44 | 0 | 397.3498 | 0.017595 | 343.44 | 0.035069 | 343.44 | 0 | 343.44 | 0.003022 | 441.4594 | 0.00091241 | 343.44 | 0.07649 | 343.44 | 3.2133
| 343.518 | 0 | 397.509 | 0.0072253 | 343.518 | 0.035382 | 343.518 | 0 | 343.518 | 0.009487 | 441.5399 | 0.0035926 | 343.518 | 0.065433 | 343.518 | 3.1415
| 343.596 | 0 | 397.5885 | 0.0034772 | 343.5959 | 0.034271 | 343.5959 | 0 | 343.5959 | 9.0497e-05 | 441.6204 | -0.00072399 | 343.5959 | 0.083283 | 343.5959 | 3.1116
| 343.6739 | 0 | 397.8273 | 0.010238 | 343.6739 | 0.035126 | 343.6739 | 0 | 343.6739 | 0.010209 | 441.7009 | -0.00021275 | 343.6739 | 0.084189 | 343.6739 | 3.0686
| 343.7519 | 0 | 397.9865 | 0.0097376 | 343.7519 | 0.033985 | 343.7519 | 0 | 343.7519 | 0.0035031 | 441.7814 | -0.00013435 | 343.7519 | 0.075368 | 343.7519 | 3.0184
| 343.8299 | 0 | 398.066 | 0.0010142 | 343.8299 | 0.034527 | 343.8299 | 0 | 343.8299 | 0.010524 | 441.8618 | -0.00023554 | 343.8299 | 0.088105 | 343.8299 | 2.9974
| 343.9079 | 0 | 398.1456 | 0.0053689 | 343.9079 | 0.033957 | 343.9079 | 0 | 343.9079 | 0.0028115 | 441.9424 | -0.0018291 | 343.9079 | 0.073244 | 343.9079 | 2.9442
| 343.9859 | 0 | 398.2252 | 0.0018034 | 343.9859 | 0.034413 | 343.9859 | 0 | 343.9859 | 0.0083895 | 442.0228 | -0.00014871 | 343.9859 | 0.077872 | 343.9859 | 2.9004
| 344.0638 | 0 | 398.3844 | 0.0010956 | 344.0639 | 0.033586 | 344.0638 | 0 | 344.0639 | 0.002571 | 442.1033 | -0.00013726 | 344.0638 | 0.069746 | 344.0638 | 2.8413
| 344.1418 | 0 | 398.464 | 0.0010011 | 344.1418 | 0.034584 | 344.1418 | 0 | 344.1418 | 0.0081038 | 442.1838 | -7.2305e-05 | 344.1418 | 0.082332 | 344.1418 | 2.7835
| 344.2199 | 0 | 398.5436 | 0.023337 | 344.2198 | 0.03333 | 344.2198 | 0 | 344.2198 | 0.0037136 | 442.2643 | -0.0021702 | 344.2198 | 0.065986 | 344.2198 | 2.753
| 344.2978 | 0 | 398.6232 | 0.0024421 | 344.2978 | 0.034071 | 344.2978 | 0 | 344.2978 | 0.0087653 | 442.3448 | 0.00092985 | 344.2978 | 0.090573 | 344.2978 | 2.705
| 344.3758 | 0 | 398.7824 | 0.0023424 | 344.3758 | 0.032246 | 344.3758 | 0 | 344.3758 | 0.00035048 | 442.4253 | -0.0016898 | 344.3758 | 0.059659 | 344.3758 | 2.6622
| 344.4538 | 0 | 398.9417 | 0.011896 | 344.4538 | 0.032988 | 344.4538 | 0 | 344.4538 | 0.0082391 | 442.5058 | -0.00033871 | 344.4538 | 0.067251 | 344.4538 | 2.6109
| 344.5319 | 0 | 399.1009 | 0.01237 | 344.5319 | 0.03199 | 344.5319 | 0 | 344.5319 | 0.00041264 | 442.5863 | -0.0021417 | 344.5318 | 0.063079 | 344.5318 | 2.5577
| 344.6099 | 0 | 399.2601 | 0.0058007 | 344.6099 | 0.032332 | 344.6099 | 0 | 344.6099 | 0.0072167 | 442.6667 | -4.8041e-06 | 344.6099 | 0.069298 | 344.6099 | 2.5302
| 344.6879 | 0 | 399.499 | 0.01058 | 344.6879 | 0.03159 | 344.6879 | 0 | 344.6879 | 0.0021951 | 442.7473 | 0.0018304 | 344.6879 | 0.067343 | 344.6879 | 2.4687
| 344.7659 | 0 | 399.5786 | 0.013975 | 344.7659 | 0.032246 | 344.7659 | 0 | 344.7659 | 0.0095622 | 442.8278 | -0.0014607 | 344.7659 | 0.073569 | 344.7659 | 2.4395
| 344.8439 | 0 | 399.7379 | 0.0030582 | 344.8439 | 0.030963 | 344.8439 | 0 | 344.8439 | 0.0033829 | 442.9083 | -0.001676 | 344.8439 | 0.05827 | 344.8439 | 2.3865
| 344.9219 | 0 | 399.8971 | 0.015444 | 344.9219 | 0.03159 | 344.9219 | 0 | 344.9219 | 0.0080888 | 442.9888 | 0.0016799 | 344.9219 | 0.051448 | 344.9219 | 2.313
| 344.9999 | 0 | 400.0564 | 0.017501 | 344.9999 | 0.030935 | 344.9999 | 0 | 344.9999 | 0.0024357 | 443.0693 | -0.0017724 | 344.9999 | 0.0073524 | 344.9999 | 2.2161
| 345.078 | 0 | 400.136 | 0.0061892 | 345.078 | 0.031334 | 345.078 | 0 | 345.078 | 0.0095622 | 443.1498 | 7.4508e-05 | 345.078 | 0.066289 | 345.078 | 2.2265
| 345.156 | 0 | 400.2157 | 0.0078889 | 345.156 | 0.030963 | 345.156 | 0 | 345.156 | 0.0047661 | 443.2303 | 0.00021442 | 345.156 | 0.056298 | 345.156 | 2.1744
| 345.234 | 0 | 400.2953 | 0.0065229 | 345.234 | 0.031191 | 345.234 | 0.073866 | 345.234 | 0.0066154 | 443.3108 | -0.00061698 | 345.234 | 0.072165 | 345.234 | 2.137
| 345.3121 | 0 | 400.375 | 0.016014 | 345.3121 | 0.029652 | 345.3121 | 0 | 345.3121 | 0.00046334 | 443.3913 | -0.00097477 | 345.3121 | 0.054381 | 345.3121 | 2.1038
| 345.3901 | 0 | 400.4546 | 0.013081 | 345.3901 | 0.030336 | 345.3901 | 0 | 345.3901 | 0.0080136 | 443.4718 | -9.4844e-05 | 345.3901 | 0.063767 | 345.3901 | 2.0555
| 345.4681 | 0 | 400.5343 | 0.0051001 | 345.4681 | 0.030136 | 345.4681 | 0 | 345.4681 | 0.001381 | 443.5523 | -0.00086287 | 345.4681 | 0.057756 | 345.4681 | 2.0256
| 345.5462 | 0 | 400.6139 | 0.010926 | 345.5462 | 0.030022 | 345.5462 | 0 | 345.5462 | 0.0085248 | 443.6328 | 0.00098954 | 345.5462 | 0.062319 | 345.5462 | 1.987
| 345.6242 | 0 | 400.6936 | 0.014981 | 345.6242 | 0.029167 | 345.6242 | 0 | 345.6242 | 0.0032325 | 443.7133 | 0.00017126 | 345.6242 | 0.051915 | 345.6242 | 1.9141
| 345.7023 | 0 | 400.8529 | 0.012536 | 345.7023 | 0.030678 | 345.7023 | 0 | 345.7023 | 0.0076828 | 443.7939 | -0.00048873 | 345.7023 | 0.064202 | 345.7023 | 1.9018
| 345.7803 | 0 | 400.9326 | 0.017142 | 345.7803 | 0.02988 | 345.7803 | 0 | 345.7803 | 0.0047661 | 443.8744 | -0.0010038 | 345.7803 | 0.04851 | 345.7803 | 1.8548
| 345.8584 | 0 | 401.0122 | 0.0048002 | 345.8584 | 0.030136 | 345.8584 | 0 | 345.8584 | 0.011156 | 443.9549 | -3.1545e-05 | 345.8584 | 0.058703 | 345.8584 | 1.8005
| 345.9364 | 0 | 401.0919 | 0.0023345 | 345.9364 | 0.029053 | 345.9364 | 0 | 345.9364 | 0.0033829 | 444.0354 | 0.0023217 | 345.9364 | 0.057775 | 345.9364 | 1.7567
| 346.0145 | 0 | 401.3309 | 0.021736 | 346.0145 | 0.030136 | 346.0145 | 0 | 346.0145 | 0.010088 | 444.1159 | 0.0011816 | 346.0145 | 0.057723 | 346.0145 | 1.738
| 346.0926 | 0 | 401.4105 | 0.0024355 | 346.0926 | 0.029595 | 346.0926 | 0 | 346.0926 | 0.0020297 | 444.1964 | -0.0017366 | 346.0925 | 0.044094 | 346.0925 | 1.7076
| 346.1706 | 0 | 401.4902 | 0.0042977 | 346.1706 | 0.03045 | 346.1706 | 0 | 346.1706 | 0.0090811 | 444.277 | 0.00069196 | 346.1706 | 0.058284 | 346.1706 | 1.6638
| 346.2487 | 0 | 401.9683 | 0.024352 | 346.2487 | 0.029623 | 346.2487 | 0 | 346.2487 | 0.0056982 | 444.3575 | 0.00026866 | 346.2487 | 0.056758 | 346.2487 | 1.6165
| 346.3268 | 0 | 402.1277 | 0.0020658 | 346.3268 | 0.031819 | 346.3268 | 0 | 346.3268 | 0.0050818 | 444.438 | 0.0001447 | 346.3267 | 0.054884 | 346.3267 | 1.5884
| 346.4048 | 0 | 402.2073 | 0.018587 | 346.4048 | 0.031562 | 346.4048 | 0 | 346.4048 | 0.0021801 | 444.5186 | -0.00050432 | 346.4048 | 0.045086 | 346.4048 | 1.5584
| 346.4829 | 0 | 402.287 | 0.015406 | 346.4829 | 0.033045 | 346.4829 | 0 | 346.4829 | 0.005157 | 444.5991 | 0.00090516 | 346.4829 | 0.046233 | 346.4829 | 1.5212
| 346.561 | 0 | 402.6058 | 0.028561 | 346.561 | 0.032674 | 346.561 | 0 | 346.561 | 0.0027514 | 444.6796 | -0.00094997 | 346.561 | 0.04453 | 346.561 | 1.4901
| 346.639 | 0 | 402.6855 | 0.014497 | 346.639 | 0.033159 | 346.639 | 0 | 346.639 | 0.0091863 | 444.7601 | 0.0012903 | 346.6391 | 0.054812 | 346.6391 | 1.4656
| 346.7171 | 0 | 402.7652 | 0.011338 | 346.7171 | 0.032104 | 346.7171 | 0 | 346.7171 | 0.0030521 | 444.8407 | 0.0018448 | 346.7171 | 0.041767 | 346.7171 | 1.4255
| 346.7952 | 0 | 402.9246 | 0.0088258 | 346.7952 | 0.033102 | 346.7952 | 0 | 346.7952 | 0.0085699 | 444.9212 | -0.0012501 | 346.7952 | 0.05308 | 346.7952 | 1.4091
| 346.8733 | 0 | 403.2435 | 0.012686 | 346.8733 | 0.031904 | 346.8733 | 0 | 346.8733 | 0.00072586 | 445.0017 | -0.0007986 | 346.8733 | 0.048577 | 346.8733 | 1.3595
| 346.9514 | 0 | 403.4029 | 0.0042946 | 346.9514 | 0.032588 | 346.9514 | 0 | 346.9514 | 0.010314 | 445.0823 | 0.00099984 | 346.9514 | 0.037477 | 346.9514 | 1.3134
| 347.0295 | 0 | 403.4826 | 0.0092121 | 347.0295 | 0.032132 | 347.0295 | 0 | 347.0295 | 0.0007801 | 445.1628 | -0.0004532 | 347.0295 | 0.044935 | 347.0295 | 1.3201
| 347.1076 | 0 | 403.6421 | 0.005066 | 347.1076 | 0.032788 | 347.1076 | 0 | 347.1076 | 0.0069762 | 445.2433 | 0.0023747 | 347.1076 | 0.037977 | 347.1076 | 1.277
| 347.1857 | 0 | 403.7218 | 0.013765 | 347.1857 | 0.032731 | 347.1857 | 0 | 347.1857 | 0.0016538 | 445.3239 | -0.0015328 | 347.1857 | 0.037534 | 347.1857 | 1.2424
| 347.2638 | 0 | 403.8015 | 0.0059893 | 347.2638 | 0.034755 | 347.2638 | 0 | 347.2638 | 0.010028 | 445.4044 | 0.0010836 | 347.2638 | 0.041661 | 347.2638 | 1.2315
| 347.3419 | 0 | 404.1204 | 0.010286 | 347.3419 | 0.034156 | 347.3419 | 0 | 347.3419 | 0.00070671 | 445.485 | 0.00077416 | 347.3419 | 0.037322 | 347.3419 | 1.1925
| 347.42 | 0 | 404.2002 | 0.011439 | 347.42 | 0.034727 | 347.42 | 0 | 347.42 | 0.0068108 | 445.5655 | 0.00043853 | 347.42 | 0.051973 | 347.42 | 1.1815
| 347.4981 | 0 | 404.5191 | 0.0043224 | 347.4981 | 0.034128 | 347.4981 | 0 | 347.4981 | 0.003443 | 445.6461 | -0.0014487 | 347.4981 | 0.027098 | 347.4981 | 1.1512
| 347.5762 | 0 | 404.6786 | 0.012564 | 347.5762 | 0.034755 | 347.5762 | 0.073866 | 347.5762 | 0.0082842 | 445.7266 | 0.0012802 | 347.5762 | 0.054319 | 347.5762 | 1.1441
| 347.6543 | 0 | 404.7584 | 0.015871 | 347.6543 | 0.033643 | 347.6543 | 0 | 347.6543 | 0.00433 | 445.8072 | -0.00045184 | 347.6543 | 0.036315 | 347.6543 | 1.1125
| 347.7324 | 0 | 404.8381 | 0.011489 | 347.7324 | 0.033985 | 347.7325 | 0 | 347.7324 | 0.0072318 | 445.8877 | -5.0308e-05 | 347.7324 | 0.047359 | 347.7324 | 1.0794
| 347.8106 | 0 | 405.0774 | 0.0062575 | 347.8106 | 0.033558 | 347.8106 | 0 | 347.8106 | 0.0028867 | 445.9682 | -0.0012075 | 347.8106 | 0.021816 | 347.8106 | 1.0422
| 347.8887 | 0 | 405.1571 | 0.0037561 | 347.8887 | 0.034356 | 347.8887 | 0 | 347.8887 | 0.0089458 | 446.0488 | -0.00019695 | 347.8887 | 0.04695 | 347.8887 | 1.0507
| 347.9668 | 0 | 405.3167 | 0.0070623 | 347.9668 | 0.033216 | 347.9668 | 0 | 347.9668 | 0.0046007 | 446.1293 | -0.0009125 | 347.9668 | 0.033882 | 347.9668 | 1.0155
| 348.0449 | 0 | 405.3964 | 0.00096471 | 348.0449 | 0.034014 | 348.045 | 0 | 348.0449 | 0.00863 | 446.2099 | -0.0010049 | 348.0449 | 0.038229 | 348.0449 | 1.0088
| 348.1231 | 0 | 405.4762 | 0.0027087 | 348.1231 | 0.033301 | 348.1231 | 0 | 348.1231 | 0.00029036 | 446.2905 | -0.0019255 | 348.1231 | 0.025018 | 348.1231 | 0.98869
| 348.2012 | 0 | 405.556 | 0.015682 | 348.2012 | 0.034328 | 348.2012 | 0.073866 | 348.2012 | 0.0085849 | 446.371 | 3.6621e-05 | 348.2012 | 0.046381 | 348.2012 | 0.98399
| 348.2793 | 0 | 405.6357 | 0.0044953 | 348.2793 | 0.03256 | 348.2793 | 0 | 348.2793 | 0.00050226 | 446.4516 | -0.00059015 | 348.2793 | 0.026638 | 348.2793 | 0.96034
| 348.3575 | 0 | 405.7155 | 0.018792 | 348.3575 | 0.033073 | 348.3575 | 0 | 348.3575 | 0.0066154 | 446.5321 | 0.0010517 | 348.3575 | 0.041445 | 348.3575 | 0.95434
| 348.4356 | 0 | 405.875 | 0.0054601 | 348.4356 | 0.031733 | 348.4356 | 0 | 348.4356 | 0.00081687 | 446.6127 | -0.00048805 | 348.4356 | 0.03345 | 348.4356 | 0.9111
| 348.5138 | 0 | 406.1942 | 0.011781 | 348.5138 | 0.032275 | 348.5138 | 0 | 348.5138 | 0.0073821 | 446.6932 | 0.00026692 | 348.5138 | 0.029953 | 348.5138 | 0.89863
| 348.5919 | 0 | 406.5931 | 0.012489 | 348.5919 | 0.031533 | 348.5919 | 0 | 348.5919 | 0.002135 | 446.7738 | -0.00095563 | 348.5919 | 0.026094 | 348.5919 | 0.87654
| 348.6701 | 0 | 406.7527 | 0.029229 | 348.6701 | 0.032303 | 348.6701 | 0 | 348.6701 | 0.0080888 | 446.8544 | 0.0028822 | 348.6701 | 0.039243 | 348.6701 | 0.88574
| 348.7482 | 0 | 406.8325 | 0.011468 | 348.7482 | 0.032303 | 348.7482 | 0 | 348.7482 | 0.0051419 | 446.9349 | 0.0014623 | 348.7482 | 0.019526 | 348.7482 | 0.84195
| 348.8264 | 0 | 406.9123 | 0.0024192 | 348.8264 | 0.032389 | 348.8264 | 0 | 348.8264 | 0.0056832 | 447.0155 | -0.0011482 | 348.8264 | 0.015379 | 348.8264 | 0.83171
| 348.9045 | 0 | 406.9921 | 0.0095598 | 348.9045 | 0.032873 | 348.9045 | 0 | 348.9045 | 0.0033227 | 447.0961 | -0.00094264 | 348.9045 | 0.029761 | 348.9045 | 0.8322
| 348.9827 | 0 | 407.0719 | 0.011146 | 348.9827 | 0.032988 | 348.9827 | 0 | 348.9827 | 0.0092014 | 447.1766 | 0.00040797 | 348.9827 | 0.035035 | 348.9827 | 0.81817
| 349.0609 | 0 | 407.1517 | 0.0038832 | 349.0609 | 0.032731 | 349.0609 | 0 | 349.0609 | 0.0014268 | 447.2572 | -0.0003137 | 349.0608 | 0.033326 | 349.0608 | 0.79464
| 349.139 | 0 | 407.2315 | 0.0011764 | 349.139 | 0.032446 | 349.139 | 0 | 349.139 | 0.0052622 | 447.3378 | -0.0014884 | 349.139 | 0.041719 | 349.139 | 0.80818
| 349.2172 | 0 | 407.4709 | 0.0036107 | 349.2172 | 0.032332 | 349.2172 | 0 | 349.2172 | 0.0012724 | 447.4184 | -0.00031101 | 349.2172 | 0.027892 | 349.2172 | 0.78216
| 349.2953 | 0 | 407.5507 | 0.011811 | 349.2953 | 0.032788 | 349.2953 | 0 | 349.2953 | 0.0073671 | 447.4989 | -0.00061198 | 349.2953 | 0.020816 | 349.2953 | 0.7528
| 349.3735 | 0 | 407.6306 | 0.0074531 | 349.3735 | 0.03313 | 349.3735 | 0 | 349.3735 | 0.0019846 | 447.5795 | 8.3216e-05 | 349.3735 | 0.025708 | 349.3735 | 0.74764
| 349.4517 | 0 | 407.7104 | 0.00067581 | 349.4517 | 0.033273 | 349.4517 | 0 | 349.4517 | 0.0068258 | 447.6601 | 0.00037488 | 349.4517 | 0.031751 | 349.4517 | 0.74539
| 349.5299 | 0 | 407.7902 | 0.0010384 | 349.5299 | 0.033045 | 349.5299 | 0 | 349.5299 | 5.761e-05 | 447.7407 | -0.00077731 | 349.5299 | 0.022465 | 349.5299 | 0.73479
| 349.6081 | 0 | 407.9498 | 0.00044425 | 349.6081 | 0.0339 | 349.6081 | 0 | 349.6081 | 0.0062094 | 447.8212 | 0.0012645 | 349.6081 | 0.0323 | 349.6081 | 0.73253
| 349.6862 | 0 | 408.0296 | 0.015342 | 349.6862 | 0.034442 | 349.6862 | 0 | 349.6862 | 0.0084496 | 447.9018 | -8.6946e-06 | 349.6862 | 0.035977 | 349.6862 | 0.71497
| 349.7644 | 0 | 408.1893 | 0.011856 | 349.7644 | 0.034071 | 349.7644 | 0 | 349.7644 | 0.0044203 | 447.9824 | 0.0028818 | 349.7644 | 0.022653 | 349.7644 | 0.68663
| 349.8426 | 0 | 408.2691 | 0.00579 | 349.8426 | 0.034727 | 349.8426 | 0 | 349.8426 | 0.006014 | 448.063 | -0.0012275 | 349.8426 | 0.03146 | 349.8426 | 0.6813
| 349.9208 | 0 | 408.3489 | 0.027707 | 349.9208 | 0.034926 | 349.9208 | 0 | 349.9208 | 0.0020898 | 448.1436 | 0.0011448 | 349.9208 | 0.022357 | 349.9208 | 0.67363
| 349.999 | 0 | 408.5086 | 0.0013578 | 349.999 | 0.034698 | 349.999 | 0 | 349.999 | 0.006916 | 448.2242 | -0.0018938 | 349.999 | 0.029519 | 349.999 | 0.65637
| 350.0772 | 0 | 408.5884 | 0.018008 | 350.0772 | 0.034499 | 350.0772 | 0 | 350.0772 | 0.0025559 | 448.3047 | 0.002828 | 350.0772 | 0.02632 | 350.0772 | 0.64487
| 350.1554 | 0 | 408.6683 | 0.0098963 | 350.1554 | 0.033928 | 350.1554 | 0 | 350.1554 | 0.0064049 | 448.3853 | -0.0015378 | 350.1554 | 0.031837 | 350.1554 | 0.64037
| 350.2336 | 0 | 408.828 | 0.0025294 | 350.2336 | 0.03467 | 350.2336 | 0 | 350.2336 | 0.0050217 | 448.4659 | 0.0011145 | 350.2336 | 0.017955 | 350.2336 | 0.63041
| 350.3118 | 0 | 408.9877 | 0.015005 | 350.3118 | 0.034556 | 350.3118 | 0 | 350.3118 | 0.007743 | 448.5465 | -0.00037443 | 350.3118 | 0.033051 | 350.3118 | 0.62671
| 350.39 | 0 | 409.1474 | 0.00121 | 350.39 | 0.034926 | 350.39 | 0 | 350.39 | 0.002571 | 448.6271 | 0.00010937 | 350.39 | 0.020769 | 350.39 | 0.61311
| 350.4682 | 0 | 409.2272 | 0.0069029 | 350.4682 | 0.034755 | 350.4682 | 0 | 350.4682 | 0.0045856 | 448.7077 | -0.00023743 | 350.4682 | 0.030361 | 350.4682 | 0.61131
| 350.5464 | 0 | 409.3071 | 0.0083734 | 350.5464 | 0.034955 | 350.5464 | 0 | 350.5464 | 0.0026161 | 448.7883 | 0.0023666 | 350.5464 | 0.020452 | 350.5464 | 0.59693
| 350.6246 | 0 | 409.4668 | 0.0037171 | 350.6246 | 0.035639 | 350.6246 | 0 | 350.6246 | 0.00645 | 448.8689 | -0.000391 | 350.6246 | 0.027757 | 350.6246 | 0.60017
| 350.7029 | 0 | 409.7064 | 0.0019675 | 350.7029 | 0.034755 | 350.7029 | 0 | 350.7029 | 0.0020147 | 448.9495 | 0.00081242 | 350.7029 | 0.022114 | 350.7029 | 0.58874
| 350.7811 | 0 | 409.7862 | 0.0088436 | 350.7811 | 0.035582 | 350.7811 | 0 | 350.7811 | 0.0048112 | 449.0301 | -0.00024692 | 350.7811 | 0.023142 | 350.7811 | 0.57496
| 350.8593 | 0 | 409.8661 | 0.020935 | 350.8593 | 0.034299 | 350.8593 | 0 | 350.8593 | 0.00433 | 449.1107 | 0.00046733 | 350.8593 | 0.021575 | 350.8593 | 0.57717
| 350.9375 | 0 | 409.946 | 0.0037915 | 350.9375 | 0.034869 | 350.9375 | 0 | 350.9375 | 0.0042098 | 449.1913 | 0.00039685 | 350.9375 | 0.03099 | 350.9375 | 0.54554
| 351.0158 | 0 | 410.1057 | 0.0091052 | 351.0158 | 0.033928 | 351.0158 | 0 | 351.0158 | 0.0032475 | 449.2719 | -0.00045361 | 351.0158 | 0.017247 | 351.0158 | 0.55951
| 351.094 | 0 | 410.2654 | 0.0053585 | 351.094 | 0.03447 | 351.094 | 0 | 351.094 | 0.0056381 | 449.3524 | 0.00021054 | 351.094 | 0.027422 | 351.094 | 0.55553
| 351.1722 | 0 | 410.3453 | 0.0069731 | 351.1722 | 0.03333 | 351.1722 | 0 | 351.1722 | 0.0008784 | 449.4331 | 0.0023397 | 351.1722 | 0.017749 | 351.1722 | 0.53053
| 351.2505 | 0 | 410.5051 | 0.029865 | 351.2505 | 0.033672 | 351.2505 | 0 | 351.2505 | 0.0060891 | 449.5137 | -0.00084261 | 351.2505 | 0.031029 | 351.2505 | 0.53342
| 351.3287 | 0 | 410.5849 | 0.014519 | 351.3287 | 0.032645 | 351.3287 | 0 | 351.3287 | 0.0019696 | 449.5943 | -0.00025319 | 351.3287 | 0.013306 | 351.3287 | 0.51755
| 351.4069 | 0 | 410.6648 | 0.004718 | 351.4069 | 0.033757 | 351.407 | 0 | 351.4069 | 0.006901 | 449.6749 | -0.0015491 | 351.4069 | 0.033614 | 351.4069 | 0.5225
| 351.4852 | 0 | 410.8246 | 0.022664 | 351.4852 | 0.033501 | 351.4852 | 0 | 351.4852 | 0.0035783 | 449.7555 | 0.00062976 | 351.4852 | 0.016853 | 351.4852 | 0.50839
| 351.5634 | 0 | 411.1441 | 0.018437 | 351.5634 | 0.033871 | 351.5634 | 0 | 351.5634 | 0.0071867 | 449.8361 | -0.0012434 | 351.5634 | 0.023588 | 351.5634 | 0.50549
| 351.6417 | 0 | 411.4637 | 0.015382 | 351.6417 | 0.033016 | 351.6417 | 0 | 351.6417 | 0.0024507 | 449.9167 | 0.00090596 | 351.6417 | 0.013872 | 351.6417 | 0.48635
| 351.7199 | 0 | 411.5436 | 0.0022032 | 351.7199 | 0.034042 | 351.7199 | 0 | 351.7199 | 0.0029919 | 449.9973 | -0.0008742 | 351.7199 | 0.023422 | 351.7199 | 0.49639
| 351.7982 | 0 | 411.6235 | 0.0045504 | 351.7982 | 0.032674 | 351.7982 | 0 | 351.7982 | 0.0011891 | 450.0779 | 0.00056209 | 351.7982 | 0.012737 | 351.7982 | 0.48145
| 351.8764 | 0 | 411.7035 | 0.0062728 | 351.8764 | 0.033273 | 351.8764 | 0 | 351.8764 | 0.0055479 | 450.1585 | -0.00074397 | 351.8764 | 0.02315 | 351.8764 | 0.46831
| 351.9547 | 0 | 411.7834 | 0.0085331 | 351.9547 | 0.032645 | 351.9547 | 0 | 351.9547 | 0.0042098 | 450.2392 | 0.0011975 | 351.9547 | 0.01335 | 351.9547 | 0.45474
| 352.033 | 0 | 411.8633 | 0.0031131 | 352.033 | 0.033586 | 352.033 | 0 | 352.033 | 0.0049916 | 450.3198 | -0.0010274 | 352.033 | 0.02281 | 352.033 | 0.45905
| 352.1112 | 0 | 411.9432 | 0.008888 | 352.1112 | 0.033472 | 352.1112 | 0 | 352.1112 | 0.0017892 | 450.4004 | 0.00010424 | 352.1112 | 0.01446 | 352.1112 | 0.44951
| 352.1895 | 0 | 412.0231 | 0.00017589 | 352.1895 | 0.033843 | 352.1895 | 0 | 352.1895 | 0.005608 | 450.481 | 0.00063742 | 352.1895 | 0.019206 | 352.1895 | 0.45897
| 352.2678 | 0 | 412.103 | 0.0024139 | 352.2678 | 0.033615 | 352.2678 | 0 | 352.2678 | 0.0022252 | 450.5616 | 0.00095301 | 352.2678 | 0.0079509 | 352.2678 | 0.43284
| 352.346 | 0 | 412.3427 | 0.0073541 | 352.346 | 0.034156 | 352.346 | 0 | 352.346 | 0.0070514 | 450.6422 | -0.00023675 | 352.346 | 0.023547 | 352.346 | 0.44396
| 352.4243 | 0 | 412.5026 | 0.010229 | 352.4243 | 0.033216 | 352.4243 | 0 | 352.4243 | 0.0016689 | 450.7229 | 0.0010017 | 352.4243 | 0.018229 | 352.4243 | 0.43091
| 352.5026 | 0 | 412.7424 | 0.012104 | 352.5026 | 0.033729 | 352.5026 | 0 | 352.5026 | 0.0045706 | 450.8035 | -0.0016558 | 352.5026 | 0.021517 | 352.5026 | 0.42782
| 352.5809 | 0 | 413.0621 | 0.0020096 | 352.5809 | 0.03256 | 352.5809 | 0 | 352.5809 | 0.0032776 | 450.8841 | 0.00069406 | 352.5809 | 0.01465 | 352.5809 | 0.41946
| 352.6592 | 0 | 413.142 | 0.019033 | 352.6592 | 0.033615 | 352.6591 | 0 | 352.6592 | 0.0054126 | 450.9648 | -0.00012607 | 352.6592 | 0.025265 | 352.6592 | 0.42433
| 352.7375 | 0 | 413.222 | 0.013618 | 352.7375 | 0.033216 | 352.7375 | 0 | 352.7375 | 0.00047783 | 451.0454 | -0.00014641 | 352.7374 | 0.014676 | 352.7374 | 0.40617
| 352.8157 | 0 | 413.3019 | 0.0064242 | 352.8157 | 0.034185 | 352.8157 | 0 | 352.8157 | 0.008179 | 451.126 | -0.0014184 | 352.8157 | 0.022524 | 352.8157 | 0.41742
| 352.894 | 0 | 413.3819 | 0.0020774 | 352.894 | 0.033444 | 352.894 | 0 | 352.894 | 0.0023304 | 451.2066 | 0.00027177 | 352.894 | 0.010839 | 352.894 | 0.40188
| 352.9723 | 0 | 413.4618 | 0.0095666 | 352.9723 | 0.034128 | 352.9723 | 0 | 352.9723 | 0.0055779 | 451.2873 | -0.0011128 | 352.9723 | 0.023645 | 352.9723 | 0.39857
| 353.0506 | 0 | 413.5417 | 0.00046626 | 353.0506 | 0.033814 | 353.0506 | 0 | 353.0506 | 0.00067063 | 451.3679 | -1.7996e-06 | 353.0506 | 0.0094494 | 353.0506 | 0.38847
| 353.1289 | 0 | 413.6217 | 0.0068253 | 353.1289 | 0.03467 | 353.1289 | 0.073866 | 353.1289 | 0.0049164 | 451.4485 | 0.00056285 | 353.1289 | 0.02884 | 353.1289 | 0.40153
| 353.2072 | 0 | 413.7017 | 0.001188 | 353.2072 | 0.033957 | 353.2072 | 0 | 353.2072 | 0.0012508 | 451.5292 | 0.00012191 | 353.2072 | 0.013737 | 353.2072 | 0.37805
| 353.2855 | 0 | 413.8615 | 0.0098607 | 353.2855 | 0.034527 | 353.2855 | 0 | 353.2855 | 0.0064049 | 451.6098 | -6.7472e-05 | 353.2855 | 0.014468 | 353.2855 | 0.38274
| 353.3638 | 0 | 413.9415 | 0.0082613 | 353.3638 | 0.033786 | 353.3638 | 0 | 353.3638 | 0.0023154 | 451.6904 | -0.0012079 | 353.3638 | 0.0022517 | 353.3638 | 0.36074
| 353.4421 | 0 | 414.0215 | 0.020566 | 353.4421 | 0.034214 | 353.4421 | 0 | 353.4421 | 0.0033227 | 451.7711 | 0.0001128 | 353.4421 | 0.019962 | 353.4421 | 0.36794
| 353.5204 | 0 | 414.1014 | 0.0056891 | 353.5204 | 0.033159 | 353.5204 | 0 | 353.5204 | 0.00091562 | 451.8517 | -0.0018594 | 353.5204 | 0.010784 | 353.5204 | 0.35817
| 353.5987 | 0 | 414.2613 | 0.017171 | 353.5988 | 0.033586 | 353.5988 | 0 | 353.5988 | 0.0069612 | 451.9323 | 0.0004741 | 353.5988 | 0.016995 | 353.5988 | 0.35648
| 353.6771 | 0 | 414.3413 | 0.063137 | 353.6771 | 0.032816 | 353.6771 | 0 | 353.6771 | 0.0012938 | 452.013 | 0.00027421 | 353.6771 | 0.014354 | 353.6771 | 0.34884
| 353.7554 | 0 | 414.4213 | 0.0089074 | 353.7554 | 0.033843 | 353.7554 | 0 | 353.7554 | 0.0065402 | 452.0936 | 1.8618e-05 | 353.7554 | 0.011631 | 353.7554 | 0.34283
| 353.8337 | 0 | 414.5012 | 0.011623 | 353.8337 | 0.033301 | 353.8337 | 0 | 353.8337 | 0.0031122 | 452.1743 | -0.00132 | 353.8337 | -0.00040748 | 353.8337 | 0.32442
| 353.9121 | 0 | 414.6612 | 0.019776 | 353.912 | 0.033843 | 353.912 | 0 | 353.912 | 0.0044804 | 452.2549 | 0.00088789 | 353.912 | 0.0088414 | 353.912 | 0.33783
| 353.9904 | 0 | 414.7411 | 0.0089467 | 353.9904 | 0.033301 | 353.9904 | 0 | 353.9904 | 0.0027063 | 452.3356 | -0.00020264 | 353.9904 | 0.0095562 | 353.9904 | 0.33812
| 354.0687 | 0 | 414.8211 | 0.0030416 | 354.0687 | 0.0337 | 354.0687 | 0 | 354.0687 | 0.0053675 | 452.4162 | 0.00043372 | 354.0687 | 0.010893 | 354.0687 | 0.3076
| 354.147 | 0 | 414.9011 | 0.012946 | 354.147 | 0.032845 | 354.147 | 0 | 354.147 | 0.002165 | 452.4969 | -0.00052789 | 354.147 | 0.0118 | 354.147 | 0.31377
| 354.2254 | 0 | 414.981 | 0.002958 | 354.2254 | 0.03333 | 354.2254 | 0 | 354.2254 | 0.0038339 | 452.5775 | 0.00039514 | 354.2254 | 0.014273 | 354.2254 | 0.31345
| 354.3037 | 0 | 415.301 | 0.010052 | 354.3037 | 0.03236 | 354.3037 | 0 | 354.3037 | 0.0013802 | 452.6582 | -0.00064836 | 354.3037 | 0.007295 | 354.3037 | 0.31451
| 354.382 | 0 | 415.4609 | 0.0018481 | 354.382 | 0.033729 | 354.382 | 0 | 354.382 | 0.0046608 | 452.7388 | 0.00036629 | 354.382 | 0.017358 | 354.382 | 0.30775
| 354.4604 | 0 | 415.6209 | 0.0091002 | 354.4604 | 0.032617 | 354.4604 | 0 | 354.4604 | 0.0011719 | 452.8195 | -0.0012577 | 354.4604 | 0.0095179 | 354.4604 | 0.31588
| 354.5387 | 0 | 415.8609 | 0.005441 | 354.5387 | 0.033073 | 354.5387 | 0 | 354.5387 | 0.0059989 | 452.9001 | -0.00033907 | 354.5387 | 0.022744 | 354.5387 | 0.31944
| 354.6171 | 0 | 416.0209 | 0.014867 | 354.6171 | 0.032389 | 354.6171 | 0 | 354.6171 | 0.0032926 | 452.9808 | 0.00067475 | 354.6171 | 0.0056037 | 354.6171 | 0.30064
| 354.6954 | 0 | 416.1009 | 0.003326 | 354.6954 | 0.03313 | 354.6954 | 0 | 354.6954 | 0.0046157 | 453.0614 | 0.0025301 | 354.6954 | 0.021195 | 354.6954 | 0.31069
| 354.7738 | 0 | 416.1809 | 0.0022046 | 354.7738 | 0.032816 | 354.7738 | 0 | 354.7738 | 0.001125 | 453.1421 | 0.00052682 | 354.7738 | 0.012039 | 354.7738 | 0.30068
| 354.8521 | 0 | 416.2609 | 0.0081851 | 354.8521 | 0.033387 | 354.8521 | 0 | 354.8521 | 0.0042248 | 453.2227 | -0.00044403 | 354.8521 | 0.017441 | 354.8521 | 0.29222
| 354.9305 | 0 | 416.4209 | 0.015489 | 354.9305 | 0.032759 | 354.9305 | 0 | 354.9305 | 0.0014391 | 453.3034 | 0.00038954 | 354.9305 | 0.012806 | 354.9305 | 0.29501
| 355.0088 | 0 | 416.5809 | 0.0044196 | 355.0088 | 0.033558 | 355.0089 | 0 | 355.0088 | 0.004315 | 453.3841 | 0.0044486 | 355.0089 | 0.016289 | 355.0089 | 0.28504
| 355.0872 | 0 | 416.981 | 0.0025534 | 355.0872 | 0.032731 | 355.0872 | 0 | 355.0872 | 0.00066714 | 453.4648 | -0.00066542 | 355.0872 | 0.0094746 | 355.0872 | 0.28661
| 355.1656 | 0 | 417.061 | 0.0043934 | 355.1656 | 0.033045 | 355.1656 | 0 | 355.1656 | 0.0072318 | 453.5454 | 0.00052592 | 355.1656 | 0.014621 | 355.1656 | 0.28837
| 355.244 | 0 | 417.1411 | 0.0029898 | 355.2439 | 0.032474 | 355.244 | 0 | 355.2439 | 0.0021801 | 453.6261 | -0.0003257 | 355.244 | 0.0071458 | 355.244 | 0.28214
| 355.3223 | 0 | 417.3811 | 0.0094252 | 355.3223 | 0.032988 | 355.3223 | 0 | 355.3223 | 0.0059538 | 453.7067 | 0.0024712 | 355.3223 | 0.020043 | 355.3223 | 0.28808
| 355.4007 | 0 | 417.4612 | 0.0048842 | 355.4007 | 0.032104 | 355.4007 | 0 | 355.4007 | 0.0016238 | 453.7874 | -0.00017463 | 355.4007 | 0.0047173 | 355.4007 | 0.2739
| 355.4791 | 0 | 417.5412 | 0.010968 | 355.4791 | 0.033016 | 355.4791 | 0 | 355.4791 | 0.0037888 | 453.8681 | 0.00056911 | 355.4791 | 0.018499 | 355.4791 | 0.2753
| 355.5574 | 0 | 417.6212 | 0.0080711 | 355.5575 | 0.032645 | 355.5574 | 0 | 355.5575 | 0.001729 | 453.9487 | -0.0015506 | 355.5574 | 0.0083845 | 355.5574 | 0.26864
| 355.6358 | 0 | 417.7813 | 0.0052198 | 355.6358 | 0.033529 | 355.6358 | 0 | 355.6358 | 0.0050066 | 454.0294 | -0.001362 | 355.6358 | 0.015104 | 355.6358 | 0.26356
| 355.7142 | 0 | 417.8613 | 0.0035361 | 355.7142 | 0.032959 | 355.7142 | 0 | 355.7142 | 0.00089769 | 454.1101 | -0.00027046 | 355.7142 | 0.010344 | 355.7142 | 0.26589
| 355.7926 | 0 | 418.0214 | 0.024659 | 355.7926 | 0.033529 | 355.7926 | 0.073866 | 355.7926 | 0.0042398 | 454.1908 | -0.00014409 | 355.7926 | 0.014922 | 355.7926 | 0.26727
| 355.871 | 0 | 418.1815 | 0.016368 | 355.871 | 0.033045 | 355.871 | 0 | 355.871 | 0.0016087 | 454.2714 | -0.00071839 | 355.871 | 0.0066062 | 355.871 | 0.26026
| 355.9494 | 0 | 418.6618 | 0.0047194 | 355.9494 | 0.033672 | 355.9494 | 0 | 355.9494 | 0.0045706 | 454.3521 | 0.0033107 | 355.9494 | 0.012867 | 355.9494 | 0.24879
| 356.0278 | 0 | 418.7418 | 0.0035254 | 356.0278 | 0.033016 | 356.0278 | 0 | 356.0278 | 0.002586 | 454.4328 | -0.0013669 | 356.0278 | 0.010185 | 356.0278 | 0.25861
| 356.1062 | 0 | 418.8219 | 0.022308 | 356.1062 | 0.0339 | 356.1062 | 0 | 356.1062 | 0.0048563 | 454.5135 | 0.0005489 | 356.1062 | 0.015982 | 356.1062 | 0.24889
| 356.1846 | 0 | 418.9019 | 0.0080421 | 356.1846 | 0.032873 | 356.1846 | 0 | 356.1846 | 0.00058213 | 454.5941 | -0.00029267 | 356.1846 | 0.010111 | 356.1846 | 0.24076
| 356.263 | 0 | 418.982 | 0.010546 | 356.263 | 0.033672 | 356.263 | 0 | 356.263 | 0.0036835 | 454.6748 | 0.0018414 | 356.263 | 0.0079342 | 356.263 | 0.2328
| 356.3414 | 0 | 419.0621 | 0.0044273 | 356.3414 | 0.032731 | 356.3414 | 0 | 356.3414 | 0.001194 | 454.7555 | 0.00047596 | 356.3414 | 0.009431 | 356.3414 | 0.22683
| 356.4198 | 0 | 419.1422 | 0.026113 | 356.4198 | 0.033472 | 356.4198 | 0 | 356.4198 | 0.0064199 | 454.8362 | 0.00039887 | 356.4198 | 0.017011 | 356.4198 | 0.24121
| 356.4982 | 0 | 419.3823 | 0.0084834 | 356.4982 | 0.032931 | 356.4982 | 0 | 356.4982 | 0.00085474 | 454.9169 | -0.0011511 | 356.4982 | 0.0088559 | 356.4982 | 0.2321
| 356.5766 | 0 | 419.4624 | 0.010254 | 356.5766 | 0.033159 | 356.5766 | 0 | 356.5766 | 0.0048713 | 454.9976 | 0.001473 | 356.5766 | 0.018758 | 356.5766 | 0.2363
| 356.655 | 0 | 419.5425 | 0.00061934 | 356.655 | 0.032104 | 356.655 | 0 | 356.655 | 0.0003047 | 455.0782 | -0.00082414 | 356.655 | 0.0070619 | 356.655 | 0.23087
| 356.7334 | 0 | 419.7026 | 0.006912 | 356.7334 | 0.032474 | 356.7334 | 0 | 356.7334 | 0.0024507 | 455.1589 | 0.00035727 | 356.7334 | 0.02112 | 356.7334 | 0.24034
| 356.8119 | 0 | 419.7827 | 0.01535 | 356.8118 | 0.032047 | 356.8119 | 0 | 356.8118 | 0.0025259 | 455.2396 | 0.00086015 | 356.8118 | 0.0068226 | 356.8118 | 0.22404
| 356.8903 | 0 | 419.8628 | 0.00019121 | 356.8903 | 0.032389 | 356.8903 | 0 | 356.8903 | 0.0066905 | 455.3203 | 0.00083987 | 356.8903 | 0.017932 | 356.8903 | 0.21769
| 356.9687 | 0 | 419.9429 | 0.011609 | 356.9687 | 0.031305 | 356.9687 | 0 | 356.9687 | 0.003022 | 455.401 | -0.00038462 | 356.9687 | 0.00933 | 356.9687 | 0.21819
| 357.0471 | 0 | 420.0229 | 0.009142 | 357.0471 | 0.032047 | 357.0471 | 0 | 357.0471 | 0.0053224 | 455.4817 | -0.00050134 | 357.0471 | 0.014887 | 357.0471 | 0.22641
| 357.1255 | 0 | 420.103 | 0.033152 | 357.1255 | 0.031277 | 357.1255 | 0 | 357.1255 | 0.0041947 | 455.5624 | -0.0003496 | 357.1256 | 0.0023334 | 357.1256 | 0.20084
| 357.204 | 0 | 420.3433 | 0.00057572 | 357.204 | 0.032389 | 357.204 | 0 | 357.204 | 0.001729 | 455.6431 | 0.0018624 | 357.204 | 0.016923 | 357.204 | 0.21784
| 357.2824 | 0 | 420.4234 | 0.018654 | 357.2824 | 0.031847 | 357.2824 | 0 | 357.2824 | 0.0021049 | 455.7238 | -0.0010766 | 357.2824 | 0.0063772 | 357.2824 | 0.20704
| 357.3608 | 0 | 420.5836 | 0.0056735 | 357.3609 | 0.032332 | 357.3608 | 0 | 357.3609 | 0.0052171 | 455.8044 | 0.0013149 | 357.3609 | 0.010909 | 357.3609 | 0.21458
| 357.4393 | 0 | 420.7437 | 0.0079191 | 357.4393 | 0.031876 | 357.4393 | 0 | 357.4393 | 0.0016238 | 455.8852 | 0.00073563 | 357.4393 | 0.0059027 | 357.4393 | 0.20723
| 357.5177 | 0 | 420.8239 | 0.0017483 | 357.5177 | 0.032474 | 357.5177 | 0 | 357.5177 | 0.0054877 | 455.9659 | 0.00097201 | 357.5177 | 0.01713 | 357.5177 | 0.2042
| 357.5962 | 0 | 420.9039 | 0.0070255 | 357.5962 | 0.031448 | 357.5962 | 0 | 357.5962 | 0.0031874 | 456.0465 | -0.0012795 | 357.5962 | 0.0026886 | 357.5962 | 0.19685
| 357.6746 | 0 | 420.984 | 0.0051883 | 357.6746 | 0.032161 | 357.6746 | 0 | 357.6746 | 0.0056982 | 456.1273 | 0.00047243 | 357.6746 | 0.015839 | 357.6746 | 0.20491
| 357.7531 | 0 | 421.0641 | 0.0052683 | 357.7531 | 0.031248 | 357.7531 | 0 | 357.7531 | 0.0049465 | 456.2079 | 0.00052206 | 357.7531 | 0.0034993 | 357.7531 | 0.19986
| 357.8315 | 0 | 421.2244 | 0.0045746 | 357.8315 | 0.032218 | 357.8315 | 0 | 357.8315 | 0.0066304 | 456.2887 | 0.0012019 | 357.8315 | 0.014261 | 357.8315 | 0.19445
| 357.91 | 0 | 421.3846 | 0.02032 | 357.91 | 0.031419 | 357.91 | 0 | 357.91 | 0.0018192 | 456.3694 | -0.0028454 | 357.91 | 0.0088877 | 357.91 | 0.18898
| 357.9884 | 0 | 421.4647 | 0.0013237 | 357.9884 | 0.03199 | 357.9884 | 0 | 357.9884 | 0.0055178 | 456.4501 | 0.0009504 | 357.9884 | 0.010666 | 357.9884 | 0.19281
| 358.0669 | 0 | 421.5448 | 0.020442 | 358.0669 | 0.031277 | 358.0669 | 0 | 358.0669 | 0.0045105 | 456.5308 | 0.00064131 | 358.0669 | 0.0064752 | 358.0669 | 0.18558
| 358.1454 | 0 | 421.7851 | 0.0052517 | 358.1454 | 0.032275 | 358.1454 | 0 | 358.1454 | 0.0049615 | 456.6115 | 0.0012122 | 358.1454 | 0.0080909 | 358.1454 | 0.17793
| 358.2238 | 0 | 421.8653 | 0.01729 | 358.2238 | 0.031904 | 358.2238 | 0 | 358.2238 | 0.0022252 | 456.6922 | -0.00066266 | 358.2238 | 0.0080147 | 358.2238 | 0.18538
| 358.3023 | 0 | 422.0255 | 0.00072666 | 358.3023 | 0.032788 | 358.3023 | 0 | 358.3023 | 0.0044503 | 456.7729 | -0.00045387 | 358.3023 | 0.017065 | 358.3023 | 0.18227
| 358.3808 | 0 | 422.1858 | 0.014564 | 358.3808 | 0.032389 | 358.3808 | 0 | 358.3808 | 0.0017591 | 456.8536 | 0.00070272 | 358.3808 | 0.0069995 | 358.3808 | 0.18709
| 358.4592 | 0 | 422.346 | 0.016822 | 358.4592 | 0.033159 | 358.4592 | 0 | 358.4592 | 0.0068258 | 456.9343 | 0.001489 | 358.4592 | 0.017185 | 358.4592 | 0.18284
| 358.5377 | 0 | 422.4261 | 0.0057654 | 358.5377 | 0.032503 | 358.5377 | 0 | 358.5377 | 0.0017591 | 457.015 | -0.0011337 | 358.5377 | 0.001231 | 358.5377 | 0.17284
| 358.6162 | 0 | 422.5063 | 0.0025048 | 358.6162 | 0.03333 | 358.6162 | 0 | 358.6162 | 0.004315 | 457.0957 | 0.0019234 | 358.6162 | 0.012502 | 358.6162 | 0.18193
| 358.6947 | 0 | 422.5864 | 0.010119 | 358.6947 | 0.032674 | 358.6947 | 0 | 358.6947 | 0.0035031 | 457.1765 | 0.0003072 | 358.6947 | 0.0053947 | 358.6947 | 0.17451
| 358.7732 | 0 | 422.6665 | 0.0053478 | 358.7731 | 0.03313 | 358.7732 | 0 | 358.7731 | 0.0062244 | 457.2572 | 0.0011295 | 358.7731 | 0.011014 | 358.7731 | 0.17998
| 358.8516 | 0 | 422.8268 | 0.016096 | 358.8516 | 0.032702 | 358.8516 | 0 | 358.8516 | 0.0038489 | 457.3379 | -0.00068875 | 358.8516 | 0.0027438 | 358.8516 | 0.16896
| 358.9301 | 0 | 422.907 | 0.0015113 | 358.9301 | 0.033672 | 358.9301 | 0 | 358.9301 | 0.0038189 | 457.4186 | -0.00044301 | 358.9301 | 0.0075901 | 358.9301 | 0.15755
| 359.0086 | 0 | 423.1474 | 0.0089485 | 359.0086 | 0.032902 | 359.0086 | 0 | 359.0086 | 0.0011247 | 457.4993 | -0.0024656 | 359.0086 | 0.006921 | 359.0086 | 0.16162
| 359.0871 | 0 | 423.2275 | 0.013224 | 359.0871 | 0.033985 | 359.0871 | 0 | 359.0871 | 0.0042549 | 457.58 | 0.001506 | 359.0871 | 0.014989 | 359.0871 | 0.17472
| 359.1656 | 0 | 423.3076 | 0.0024684 | 359.1656 | 0.032674 | 359.1656 | 0 | 359.1656 | 0.0022853 | 457.6608 | -0.00023573 | 359.1656 | 0.0082577 | 359.1656 | 0.1631
| 359.2441 | 0 | 423.6283 | 0.016623 | 359.2441 | 0.033843 | 359.2441 | 0 | 359.2441 | 0.0036835 | 457.7415 | -0.00077823 | 359.2441 | 0.013416 | 359.2441 | 0.16261
| 359.3226 | 0 | 423.7886 | 0.005521 | 359.3226 | 0.033273 | 359.3226 | 0 | 359.3226 | 0.0020147 | 457.8222 | -0.00090659 | 359.3226 | 0.0051798 | 359.3226 | 0.15717
| 359.4011 | 0 | 423.9489 | 0.0018406 | 359.4011 | 0.033472 | 359.4011 | 0 | 359.4011 | 0.0061793 | 457.903 | 0.00038895 | 359.4011 | 0.0075369 | 359.4011 | 0.1599
| 359.4796 | 0 | 424.1092 | 0.0032509 | 359.4796 | 0.032702 | 359.4796 | 0 | 359.4796 | 0.0036835 | 457.9837 | -0.0017135 | 359.4796 | 0.0057784 | 359.4796 | 0.14559
| 359.5581 | 0 | 424.2696 | 0.011384 | 359.5581 | 0.033757 | 359.5581 | 0 | 359.5581 | 0.0020898 | 458.0644 | 0.00038434 | 359.5581 | 0.011544 | 359.5581 | 0.14895
| 359.6366 | 0 | 424.3497 | 0.002608 | 359.6366 | 0.032474 | 359.6366 | 0 | 359.6366 | 0.00074445 | 458.1451 | -0.001536 | 359.6366 | 0.0097167 | 359.6366 | 0.15003
| 359.7151 | 0 | 424.5902 | 0.013868 | 359.7151 | 0.032788 | 359.7151 | 0 | 359.7151 | 0.0082692 | 458.2259 | 0.0016366 | 359.7151 | 0.011985 | 359.7151 | 0.14483
| 359.7936 | 0 | 424.9109 | 0.0029519 | 359.7937 | 0.031533 | 359.7936 | 0 | 359.7937 | 0.0018944 | 458.3066 | -0.0014083 | 359.7936 | -0.0035354 | 359.7936 | 0.14444
| 359.8722 | 0 | 424.9911 | 0.0022435 | 359.8722 | 0.032417 | 359.8722 | 0 | 359.8722 | 0.0078783 | 458.3873 | -5.7479e-05 | 359.8722 | 0.016801 | 359.8722 | 0.14559
| 359.9507 | 0 | 425.2317 | 0.026482 | 359.9507 | 0.03179 | 359.9507 | 0 | 359.9507 | 0.0048412 | 458.468 | -0.00036922 | 359.9507 | 0.010168 | 359.9507 | 0.14797
| 360.0292 | 0 | 425.3921 | 0.0030694 | 360.0292 | 0.03256 | 360.0292 | 0 | 360.0292 | 0.0071716 | 458.5488 | 0.001075 | 360.0292 | 0.014897 | 360.0292 | 0.14468
| 360.1077 | 0 | 425.5524 | 0.016841 | 360.1077 | 0.031248 | 360.1077 | 0 | 360.1077 | 0.0041196 | 458.6295 | -9.9711e-06 | 360.1077 | 0.011073 | 360.1077 | 0.13066
| 360.1862 | 0 | 425.793 | 0.0051679 | 360.1863 | 0.031448 | 360.1862 | 0 | 360.1863 | 0.0063598 | 458.7102 | 0.00087143 | 360.1863 | 0.0085903 | 360.1863 | 0.14033
| 360.2648 | 0 | 425.8732 | 0.017385 | 360.2648 | 0.030621 | 360.2648 | 0 | 360.2648 | 0.0059538 | 458.791 | -0.0050183 | 360.2648 | 0.0039146 | 360.2648 | 0.13285
| 360.3433 | 0 | 425.9534 | 0.0084801 | 360.3433 | 0.031362 | 360.3433 | 0 | 360.3433 | 0.0033227 | 458.8717 | -0.0037817 | 360.3433 | 0.014517 | 360.3433 | 0.14092
| 360.4218 | 0 | 426.194 | 0.013269 | 360.4219 | 0.03065 | 360.4218 | 0 | 360.4219 | 0.00097911 | 458.9525 | -0.0050723 | 360.4219 | -2.7069e-05 | 360.4219 | 0.13158
| 360.5004 | 0 | 426.2742 | 0.012897 | 360.5004 | 0.031305 | 360.5004 | 0.073866 | 360.5004 | 0.0068409 | 459.0332 | -0.0037062 | 360.5004 | 0.01324 | 360.5004 | 0.13709
| 360.5789 | 0 | 426.3544 | 0.0065835 | 360.5789 | 0.031305 | 360.5789 | 0 | 360.5789 | 0.0043 | 459.114 | -0.0051539 | 360.5789 | 0.0019748 | 360.5789 | 0.1205
| 360.6575 | 0 | 426.5148 | 0.0015366 | 360.6575 | 0.032132 | 360.6575 | 0 | 360.6575 | 0.0037136 | 459.1947 | -0.0037751 | 360.6575 | 0.015644 | 360.6575 | 0.13494
| 360.736 | 0 | 426.5951 | 0.0018858 | 360.736 | 0.031819 | 360.736 | 0 | 360.736 | 0.0041346 |  |  | 360.736 | 0.0080305 | 360.736 | 0.12306
| 360.8146 | 0 | 426.6753 | 0.0023738 | 360.8146 | 0.033187 | 360.8146 | 0 | 360.8146 | 0.0068108 |  |  | 360.8146 | 0.015388 | 360.8146 | 0.12908
| 360.8931 | 0 | 426.8357 | 0.00091522 | 360.8931 | 0.03199 | 360.8931 | 0 | 360.8931 | 0.0062846 |  |  | 360.8931 | 0.006245 | 360.8931 | 0.12192
| 360.9717 | 0 | 426.9961 | 0.009162 | 360.9717 | 0.033187 | 360.9717 | 0 | 360.9717 | 0.005593 |  |  | 360.9717 | 0.015716 | 360.9717 | 0.1285
| 361.0502 | 0 | 427.2368 | 0.00034053 | 361.0502 | 0.03199 | 361.0502 | 0 | 361.0502 | 0.0050968 |  |  | 361.0502 | 0.0042097 | 361.0502 | 0.11246
| 361.1288 | 0 | 427.317 | 0.005767 | 361.1288 | 0.033102 | 361.1288 | 0 | 361.1288 | 0.0093216 |  |  | 361.1288 | 0.0088353 | 361.1288 | 0.11846
| 361.2073 | 0 | 427.3972 | 0.039774 | 361.2073 | 0.031648 | 361.2073 | 0 | 361.2073 | 0.0029168 |  |  | 361.2073 | 0.0032857 | 361.2073 | 0.11309
| 361.2859 | 0 | 427.6379 | 0.022713 | 361.2859 | 0.03256 | 361.2859 | 0 | 361.2859 | 0.0014891 |  |  | 361.2859 | 0.020121 | 361.2859 | 0.11386
| 361.3645 | 0 | 427.7984 | 0.01431 | 361.3645 | 0.031705 | 361.3645 | 0 | 361.3645 | 0.0061342 |  |  | 361.3645 | 0.0045697 | 361.3645 | 0.1129
| 361.443 | 0 | 428.0391 | 0.004863 | 361.443 | 0.032332 | 361.443 | 0 | 361.443 | 0.0057884 |  |  | 361.443 | 0.0085987 | 361.443 | 0.10726
| 361.5216 | 0 | 428.1194 | 0.019433 | 361.5216 | 0.031533 | 361.5216 | 0 | 361.5216 | 0.0021049 |  |  | 361.5216 | 0.002824 | 361.5216 | 0.1152
| 361.6002 | 0 | 428.1996 | 0.0081053 | 361.6002 | 0.032931 | 361.6002 | 0 | 361.6002 | 0.0039241 |  |  | 361.6002 | 0.015697 | 361.6002 | 0.10568
| 361.6787 | 0 | 428.2798 | 0.015568 | 361.6787 | 0.032702 | 361.6787 | 0 | 361.6787 | 0.0039692 |  |  | 361.6787 | -0.00071549 | 361.6787 | 0.10215
| 361.7573 | 0 | 428.3601 | 0.026808 | 361.7573 | 0.03333 | 361.7573 | 0 | 361.7573 | 0.0048412 |  |  | 361.7573 | 0.0098043 | 361.7573 | 0.11296
| 361.8359 | 0 | 428.5206 | 0.0044497 | 361.8359 | 0.032702 | 361.8359 | 0 | 361.8359 | 0.0033979 |  |  | 361.8359 | 0.0031632 | 361.8359 | 0.10005
| 361.9145 | 0 | 428.6811 | 0.019582 | 361.9145 | 0.033643 | 361.9145 | 0 | 361.9145 | 0.0039391 |  |  | 361.9145 | 0.0075792 | 361.9145 | 0.10322
| 361.9931 | 0 | 428.8416 | 0.0075087 | 361.9931 | 0.033387 | 361.9931 | 0 | 361.9931 | 0.0018192 |  |  | 361.9931 | 0.0041354 | 361.9931 | 0.10441
| 362.0717 | 0 | 429.0021 | 0.0089783 | 362.0716 | 0.034869 | 362.0717 | 0 | 362.0716 | 0.0060591 |  |  | 362.0717 | 0.016541 | 362.0717 | 0.10908
| 362.1502 | 0 | 429.4034 | 0.0079953 | 362.1502 | 0.033814 | 362.1502 | 0 | 362.1502 | 0.0059839 |  |  | 362.1502 | -0.001311 | 362.1502 | 0.086725
| 362.2288 | 0 | 429.5639 | 0.010751 | 362.2288 | 0.033871 | 362.2288 | 0 | 362.2288 | 0.0057283 |  |  | 362.2288 | 0.0073586 | 362.2288 | 0.091796
| 362.3074 | 0 | 429.6442 | 0.011359 | 362.3074 | 0.033102 | 362.3074 | 0 | 362.3074 | 0.001714 |  |  | 362.3074 | 0.0064131 | 362.3074 | 0.089271
| 362.386 | 0 | 429.7245 | 0.027442 | 362.386 | 0.033529 | 362.386 | 0 | 362.386 | 0.0063447 |  |  | 362.386 | 0.0044527 | 362.386 | 0.09514
| 362.4646 | 0 | 429.9653 | 0.0078841 | 362.4646 | 0.032132 | 362.4646 | 0 | 362.4646 | 0.0020898 |  |  | 362.4646 | 0.0010839 | 362.4646 | 0.089464
| 362.5432 | 0 | 430.1259 | 0.0033717 | 362.5432 | 0.032446 | 362.5432 | 0 | 362.5432 | 0.0053524 |  |  | 362.5432 | 0.012255 | 362.5432 | 0.098752
| 362.6218 | 0 | 430.2061 | 0.018359 | 362.6218 | 0.031961 | 362.6218 | 0 | 362.6218 | 0.0038189 |  |  | 362.6218 | -0.0054064 | 362.6218 | 0.093748
| 362.7004 | 0 | 430.5273 | 0.0066236 | 362.7004 | 0.032246 | 362.7004 | 0 | 362.7004 | 0.0029468 |  |  | 362.7004 | -0.00033835 | 362.7004 | 0.094402
| 362.779 | 0 | 430.6076 | 0.0038069 | 362.779 | 0.030564 | 362.7791 | 0 | 362.779 | 0.0036234 |  |  | 362.779 | -0.00288 | 362.779 | 0.078626
| 362.8577 | 0 | 430.6878 | 0.0037824 | 362.8576 | 0.031533 | 362.8577 | 0 | 362.8576 | 0.0069762 |  |  | 362.8577 | 0.0068917 | 362.8577 | 0.094823
| 362.9363 | 0 | 431.009 | 0.0089215 | 362.9363 | 0.030307 | 362.9363 | 0 | 362.9363 | 0.0028266 |  |  | 362.9363 | -0.0003396 | 362.9363 | 0.08137
| 363.0149 | 0 | 431.2499 | 0.019239 | 363.0149 | 0.031305 | 363.0149 | 0 | 363.0149 | 0.0072318 |  |  | 363.0149 | 0.0064603 | 363.0149 | 0.067973
| 363.0935 | 0 | 431.5711 | 0.012184 | 363.0935 | 0.03065 | 363.0935 | 0 | 363.0935 | 0.0074272 |  |  | 363.0935 | -0.0028615 | 363.0935 | 0.070095
| 363.1721 | 0 | 431.7317 | 0.0032425 | 363.1721 | 0.031277 | 363.1721 | 0 | 363.1721 | 0.0080437 |  |  | 363.1721 | 0.0019413 | 363.1721 | 0.073325
| 363.2507 | 0 | 431.812 | 0.0056817 | 363.2507 | 0.030593 | 363.2507 | 0 | 363.2507 | 0.0027664 |  |  | 363.2507 | 0.0012378 | 363.2507 | 0.079335
| 363.3294 | 0 | 432.1333 | 0.014836 | 363.3294 | 0.031305 | 363.3294 | 0 | 363.3294 | 0.0027815 |  |  | 363.3294 | 0.0072533 | 363.3294 | 0.078013
| 363.408 | 0 | 432.4546 | 0.0057126 | 363.408 | 0.030336 | 363.408 | 0 | 363.408 | 0.0012399 |  |  | 363.408 | -0.0070021 | 363.408 | 0.065677
| 363.4866 | 0 | 432.5349 | 0.0029402 | 363.4866 | 0.031191 | 363.4866 | 0 | 363.4866 | 0.0052772 |  |  | 363.4866 | 0.0051528 | 363.4866 | 0.078553
| 363.5653 | 0 | 432.6955 | 0.0025959 | 363.5653 | 0.029851 | 363.5653 | 0 | 363.5653 | 0.0060741 |  |  | 363.5653 | -0.003788 | 363.5653 | 0.070508
| 363.6439 | 0 | 432.7759 | 0.014158 | 363.6439 | 0.03025 | 363.6439 | 0 | 363.6439 | 0.005608 |  |  | 363.6439 | 0.022384 | 363.6439 | 0.075455
| 363.7225 | 0 | 432.8562 | 0.032142 | 363.7225 | 0.029737 | 363.7225 | 0 | 363.7225 | 0.0061793 |  |  | 363.7225 | 0.0063278 | 363.7225 | 0.070627
| 363.8012 | 0 | 433.0168 | 0.008528 | 363.8012 | 0.029794 | 363.8012 | 0 | 363.8012 | 0.0044203 |  |  | 363.8012 | 0.0085671 | 363.8012 | 0.07862
| 363.8798 | 0 | 433.0972 | 0.016212 | 363.8798 | 0.028711 | 363.8798 | 0 | 363.8798 | 0.0071867 |  |  | 363.8798 | -0.0015356 | 363.8798 | 0.067095
| 363.9585 | 0 | 433.4989 | 0.019969 | 363.9585 | 0.029024 | 363.9585 | 0 | 363.9585 | 0.006029 |  |  | 363.9585 | 0.0093333 | 363.9585 | 0.076628
| 364.0371 | 0 | 433.8203 | 0.026985 | 364.0371 | 0.027542 | 364.0371 | 0 | 364.0371 | 0.0068709 |  |  | 364.0371 | 0.004981 | 364.0371 | 0.067979
| 364.1157 | 0 | 433.9809 | 0.0036882 | 364.1158 | 0.02911 | 364.1158 | 0 | 364.1158 | 0.0048713 |  |  | 364.1158 | 0.0038827 | 364.1158 | 0.070309
| 364.1944 | 0 | 434.0613 | 0.0096887 | 364.1944 | 0.029253 | 364.1944 | 0 | 364.1944 | 0.0036986 |  |  | 364.1944 | 0.0023436 | 364.1944 | 0.065391
| 364.2731 | 0 | 434.1416 | 0.0376 | 364.2731 | 0.030307 | 364.2731 | 0 | 364.2731 | 0.0091111 |  |  | 364.2731 | 0.0082435 | 364.2731 | 0.067285
| 364.3517 | 0 | 434.463 | 0.0063598 | 364.3517 | 0.029709 | 364.3517 | 0 | 364.3517 | 0.0039692 |  |  | 364.3517 | -0.012122 | 364.3517 | 0.051669
| 364.4304 | 0 | 434.7041 | 0.0054163 | 364.4304 | 0.030792 | 364.4304 | 0 | 364.4304 | 0.0016989 |  |  | 364.4304 | 0.0096094 | 364.4304 | 0.060672
| 364.5091 | 0 | 435.0256 | 0.0013761 | 364.5091 | 0.029994 | 364.5091 | 0 | 364.5091 | 0.00055533 |  |  | 364.5091 | -0.0054917 | 364.5091 | 0.05419
| 364.5877 | 0 | 435.106 | 0.014672 | 364.5877 | 0.030792 | 364.5877 | 0 | 364.5877 | 0.0064349 |  |  | 364.5877 | 0.0056816 | 364.5877 | 0.061522
| 364.6664 | 0 | 435.4275 | 0.028525 | 364.6664 | 0.029823 | 364.6664 | 0 | 364.6664 | 0.0064349 |  |  | 364.6664 | -0.0034927 | 364.6664 | 0.058697
| 364.7451 | 0 | 435.5882 | 0.0053793 | 364.745 | 0.030992 | 364.7451 | 0 | 364.745 | 0.0076678 |  |  | 364.7451 | 0.011422 | 364.7451 | 0.065375
| 364.8237 | 0 | 435.8293 | 0.0046666 | 364.8237 | 0.030022 | 364.8237 | 0 | 364.8237 | 0.0021199 |  |  | 364.8237 | -0.0038227 | 364.8237 | 0.053143
| 364.9024 | 0 | 435.9097 | 0.0033471 | 364.9024 | 0.031248 | 364.9024 | 0 | 364.9024 | 0.0056682 |  |  | 364.9024 | 0.012082 | 364.9024 | 0.052704
| 364.9811 | 0 | 435.9901 | 0.014723 | 364.9811 | 0.030678 | 364.9811 | 0 | 364.9811 | 0.0038189 |  |  | 364.9811 | -0.00044236 | 364.9811 | 0.044499
| 365.0598 | 0 | 436.2313 | 0.0036816 | 365.0598 | 0.031705 | 365.0598 | 0 | 365.0598 | 0.0073671 |  |  | 365.0598 | 0.0053128 | 365.0598 | 0.054806
| 365.1384 | 0 | 436.3921 | 0.0049686 | 365.1384 | 0.03102 | 365.1384 | 0 | 365.1384 | 0.0075776 |  |  | 365.1384 | -0.0063248 | 365.1384 | 0.049437
| 365.2171 | 0 | 436.6332 | 0.025829 | 365.2171 | 0.031676 | 365.2171 | 0 | 365.2171 | 0.0036535 |  |  | 365.2171 | 0.013951 | 365.2171 | 0.054219
| 365.2958 | 0 | 436.7136 | 0.021657 | 365.2958 | 0.031106 | 365.2958 | 0 | 365.2958 | 0.0057584 |  |  | 365.2958 | -0.013865 | 365.2958 | 0.041415
| 365.3745 | 0 | 436.8744 | 0.003159 | 365.3745 | 0.032018 | 365.3745 | 0 | 365.3745 | 0.0064199 |  |  | 365.3745 | 0.0074978 | 365.3745 | 0.065089
| 365.4532 | 0 | 437.0352 | 0.025483 | 365.4532 | 0.031191 | 365.4532 | 0 | 365.4532 | 0.0065552 |  |  | 365.4532 | -0.0015296 | 365.4532 | 0.051352
| 365.5319 | 0 | 437.2764 | 0.020499 | 365.5319 | 0.032417 | 365.5319 | 0 | 365.5319 | 0.0097576 |  |  | 365.5319 | 0.012903 | 365.5319 | 0.057296
| 365.6106 | 0 | 437.3568 | 0.0044973 | 365.6106 | 0.031819 | 365.6106 | 0 | 365.6106 | 0.0084496 |  |  | 365.6106 | -0.0027327 | 365.6106 | 0.053828
| 365.6893 | 0 | 437.5981 | 0.0029601 | 365.6893 | 0.032617 | 365.6893 | 0 | 365.6893 | 0.0052021 |  |  | 365.6893 | 0.015304 | 365.6893 | 0.051215
| 365.768 | 0 | 437.6785 | 0.0091492 | 365.768 | 0.032246 | 365.768 | 0 | 365.768 | 0.0079384 |  |  | 365.768 | -0.0020333 | 365.768 | 0.038451
| 365.8467 | 0 | 438.161 | 0.0041907 | 365.8467 | 0.033415 | 365.8467 | 0 | 365.8467 | 0.0075325 |  |  | 365.8467 | 0.0085955 | 365.8467 | 0.057996
| 365.9254 | 0 | 438.2414 | 0.018166 | 365.9254 | 0.032702 | 365.9254 | 0 | 365.9254 | 0.0053224 |  |  | 365.9254 | -0.0096974 | 365.9254 | 0.028883
| 366.0041 | 0 | 438.3218 | 0.013798 | 366.0041 | 0.034385 | 366.0041 | 0 | 366.0041 | 0.0051419 |  |  | 366.0041 | 0.011184 | 366.0041 | 0.056591
| 366.0828 | 0 | 438.6436 | 0.0070054 | 366.0828 | 0.033216 | 366.0828 | 0 | 366.0828 | 0.0027815 |  |  | 366.0828 | -0.0080772 | 366.0828 | 0.042641
| 366.1615 | 0 | 438.9653 | 0.016211 | 366.1615 | 0.033558 | 366.1615 | 0 | 366.1615 | 0.0067507 |  |  | 366.1615 | 0.0028582 | 366.1615 | 0.044049
| 366.2402 | 0 | 439.2066 | 0.00080578 | 366.2402 | 0.03236 | 366.2402 | 0 | 366.2402 | 0.0042849 |  |  | 366.2402 | -0.011177 | 366.2402 | 0.031612
| 366.319 | 0 | 439.287 | 0.0080934 | 366.3189 | 0.033102 | 366.319 | 0 | 366.3189 | 0.006886 |  |  | 366.319 | 0.0035658 | 366.319 | 0.050761
| 366.3977 | 0 | 439.4479 | 0.0061636 | 366.3977 | 0.032617 | 366.3977 | 0 | 366.3977 | 0.0065101 |  |  | 366.3977 | 0.0010547 | 366.3977 | 0.035087
| 366.4764 | 0 | 439.9306 | 4.1939e-05 | 366.4764 | 0.033472 | 366.4764 | 0 | 366.4764 | 0.0083594 |  |  | 366.4764 | 0.013521 | 366.4764 | 0.049965
| 366.5551 | 0 | 440.2524 | 0.031703 | 366.5551 | 0.032218 | 366.5551 | 0 | 366.5551 | 0.0030972 |  |  | 366.5551 | -0.011402 | 366.5551 | 0.03297
| 366.6338 | 0 | 440.4938 | 0.019741 | 366.6338 | 0.033244 | 366.6339 | 0 | 366.6338 | 0.0085549 |  |  | 366.6339 | 0.0055137 | 366.6339 | 0.047121
| 366.7126 | 0 | 440.5743 | 0.011736 | 366.7126 | 0.032645 | 366.7126 | 0 | 366.7126 | 0.00091745 |  |  | 366.7126 | -0.0049525 | 366.7126 | 0.037923
| 366.7913 | 0 | 440.8961 | 0.02801 | 366.7913 | 0.033928 | 366.7913 | 0 | 366.7913 | 0.0089157 |  |  | 366.7913 | 0.0073409 | 366.7913 | 0.032453
| 366.8701 | 0 | 441.1375 | 0.010363 | 366.87 | 0.033045 | 366.8701 | 0 | 366.87 | 0.0079084 |  |  | 366.87 | -0.0006164 | 366.87 | 0.044201
| 366.9488 | 0 | 441.218 | 0.011403 | 366.9488 | 0.033843 | 366.9488 | 0 | 366.9488 | 0.0056982 |  |  | 366.9488 | 0.019505 | 366.9488 | 0.041173
| 367.0275 | 0 | 441.2985 | 0.00021519 | 367.0275 | 0.032759 | 367.0275 | 0 | 367.0275 | 0.005157 |  |  | 367.0275 | -0.0040674 | 367.0275 | 0.037782
| 367.1063 | 0 | 441.4594 | 0.018963 | 367.1063 | 0.034242 | 367.1063 | 0 | 367.1063 | 0.0050668 |  |  | 367.1063 | 0.010634 | 367.1063 | 0.035199
| 367.185 | 0 | 441.5399 | 0.036986 | 367.185 | 0.033273 | 367.185 | 0 | 367.185 | 0.0011656 |  |  | 367.185 | -0.0015638 | 367.185 | 0.038053
| 367.2638 | 0 | 441.7814 | 0.0089604 | 367.2638 | 0.034099 | 367.2638 | 0 | 367.2638 | 0.0041947 |  |  | 367.2638 | 0.014298 | 367.2638 | 0.047674
| 367.3425 | 0 | 442.1033 | 0.0058919 | 367.3425 | 0.033444 | 367.3425 | 0 | 367.3425 | 0.0050066 |  |  | 367.3425 | -0.00028001 | 367.3425 | 0.037323
| 367.4213 | 0 | 442.7473 | 0.026428 | 367.4213 | 0.033985 | 367.4213 | 0 | 367.4213 | 0.0069311 |  |  | 367.4213 | 0.010713 | 367.4213 | 0.036773
| 367.5 | 0 | 442.9888 | 0.0075551 | 367.5 | 0.033016 | 367.5 | 0 | 367.5 | 0.0067958 |  |  | 367.5 | -0.0055554 | 367.5 | 0.024103
| 367.5788 | 0 | 443.3913 | 0.0016523 | 367.5788 | 0.033957 | 367.5788 | 0 | 367.5788 | 0.0061342 |  |  | 367.5788 | 0.0025359 | 367.5788 | 0.040718
| 367.6575 | 0 | 443.7133 | 0.0078741 | 367.6575 | 0.032588 | 367.6575 | 0 | 367.6575 | 0.0044052 |  |  | 367.6575 | 0.00033442 | 367.6575 | 0.037201
| 367.7363 | 0 | 444.0354 | 0.038477 | 367.7363 | 0.033529 | 367.7363 | 0 | 367.7363 | 0.0057734 |  |  | 367.7363 | 0.018334 | 367.7363 | 0.037578
| 367.8151 | 0 | 444.1159 | 0.0091304 | 367.815 | 0.032189 | 367.8151 | 0 | 367.815 | 0.0046759 |  |  | 367.815 | -0.0012044 | 367.815 | 0.031007
| 367.8938 | 0 | 444.3575 | 0.0085765 | 367.8938 | 0.032731 | 367.8938 | 0 | 367.8938 | 0.0055629 |  |  | 367.8938 | 0.012369 | 367.8938 | 0.044457
| 367.9726 | 0 | 444.7601 | 0.014171 | 367.9726 | 0.031391 | 367.9726 | 0 | 367.9726 | 0.0032024 |  |  | 367.9726 | 0.00033056 | 367.9726 | 0.037781
| 368.0514 | 0 | 444.8407 | 0.0092312 | 368.0514 | 0.032617 | 368.0514 | 0 | 368.0514 | 0.0071115 |  |  | 368.0514 | 0.0098065 | 368.0514 | 0.042835
| 368.1301 | 0 | 445.0823 | 0.010384 | 368.1301 | 0.032047 | 368.1301 | 0 | 368.1301 | 0.0048713 |  |  | 368.1301 | 0.00081337 | 368.1301 | 0.032084
| 368.2089 | 0 | 445.2433 | 0.0023039 | 368.2089 | 0.033159 | 368.2089 | 0 | 368.2089 | 0.0052772 |  |  | 368.2089 | 0.0011371 | 368.2089 | 0.021602
| 368.2877 | 0 | 445.4044 | 0.010013 | 368.2877 | 0.032389 | 368.2877 | 0 | 368.2877 | 0.0057734 |  |  | 368.2877 | -0.0027354 | 368.2877 | 0.029128
| 368.3665 | 0 | 445.485 | 0.0040312 | 368.3665 | 0.033843 | 368.3665 | 0 | 368.3665 | 0.0080587 |  |  | 368.3665 | 0.0052953 | 368.3665 | 0.03059
| 368.4452 | 0 | 445.7266 | 0.012335 | 368.4452 | 0.032759 | 368.4453 | 0 | 368.4452 | 0.0022703 |  |  | 368.4452 | -0.0007982 | 368.4452 | 0.015392
| 368.524 | 0 | 446.5321 | 0.0012979 | 368.524 | 0.033387 | 368.524 | 0 | 368.524 | 0.0072919 |  |  | 368.524 | 0.0073523 | 368.524 | 0.030815
| 368.6028 | 0 | 446.6932 | 0.001216 | 368.6028 | 0.032446 | 368.6028 | 0 | 368.6028 | 0.0013341 |  |  | 368.6028 | -0.0069212 | 368.6028 | 0.03427
| 368.6816 | 0 | 446.8544 | 0.0048152 | 368.6816 | 0.033045 | 368.6816 | 0 | 368.6816 | 0.0035783 |  |  | 368.6816 | 0.0146 | 368.6816 | 0.035681
| 368.7604 | 0 | 446.9349 | 0.021586 | 368.7604 | 0.032047 | 368.7604 | 0 | 368.7604 | 0.0072468 |  |  | 368.7604 | 0.0010941 | 368.7604 | 0.029896
| 368.8392 | 0 | 447.2572 | 0.0049392 | 368.8392 | 0.031505 | 368.8392 | 0 | 368.8392 | 0.0037437 |  |  | 368.8392 | 0.010089 | 368.8392 | 0.033156
| 368.918 | 0 | 447.5795 | 0.010429 | 368.918 | 0.03179 | 368.918 | 0 | 368.918 | 0.0083293 |  |  | 368.918 | -0.0022639 | 368.918 | 0.022355
| 368.9968 | 0 | 447.6601 | 0.00046136 | 368.9968 | 0.031334 | 368.9968 | 0 | 368.9968 | 0.0056531 |  |  | 368.9968 | 0.0062408 | 368.9968 | 0.028135
| 369.0756 | 0 | 447.8212 | 0.0039336 | 369.0756 | 0.030906 | 369.0756 | 0 | 369.0756 | 0.0041647 |  |  | 369.0756 | -0.012828 | 369.0756 | 0.023827
| 369.1544 | 0 | 447.9018 | 0.0095058 | 369.1544 | 0.031248 | 369.1544 | 0 | 369.1544 | 0.0057584 |  |  | 369.1544 | 0.0070787 | 369.1544 | 0.034482
| 369.2332 | 0 | 447.9824 | 0.031425 | 369.2332 | 0.03102 | 369.2332 | 0 | 369.2332 | 0.0029017 |  |  | 369.2332 | -0.0011267 | 369.2332 | 0.026001
| 369.312 | 0 | 448.1436 | 0.0056061 | 369.312 | 0.031134 | 369.312 | 0.073866 | 369.312 | 0.0078181 |  |  | 369.312 | 0.011539 | 369.312 | 0.039255
| 369.3908 | 0 | 448.3047 | 0.033903 | 369.3908 | 0.030735 | 369.3908 | 0 | 369.3908 | 0.003458 |  |  | 369.3908 | -0.0028491 | 369.3908 | 0.021874
| 369.4696 | 0 | 448.5465 | 0.0038954 | 369.4696 | 0.030678 | 369.4696 | 0 | 369.4696 | 0.010494 |  |  | 369.4696 | 0.0079251 | 369.4696 | 0.031658
| 369.5484 | 0 | 448.7883 | 0.012057 | 369.5484 | 0.03025 | 369.5484 | 0 | 369.5484 | 0.0015486 |  |  | 369.5484 | -0.012737 | 369.5484 | 0.018394
| 369.6273 | 0 | 448.8689 | 0.005293 | 369.6273 | 0.03065 | 369.6273 | 0 | 369.6273 | 0.0080286 |  |  | 369.6273 | 0.0076369 | 369.6273 | 0.025454
| 369.7061 | 0 | 448.9495 | 0.0045118 | 369.7061 | 0.030422 | 369.7061 | 0 | 369.7061 | 0.0049164 |  |  | 369.7061 | -0.00421 | 369.7061 | 0.021992
| 369.7849 | 0 | 449.1107 | 0.00046995 | 369.7849 | 0.031248 | 369.7849 | 0 | 369.7849 | 0.0063297 |  |  | 369.7849 | -0.0066507 | 369.7849 | 0.024401
| 369.8637 | 0 | 449.1913 | 0.011375 | 369.8637 | 0.031049 | 369.8637 | 0 | 369.8637 | 0.0050968 |  |  | 369.8637 | 0.0039786 | 369.8637 | 0.024911
| 369.9426 | 0 | 449.4331 | 0.0087268 | 369.9425 | 0.031191 | 369.9426 | 0 | 369.9425 | 0.0011072 |  |  | 369.9426 | -0.0052806 | 369.9426 | 0.024359
| 370.0214 | 0 | 449.5137 | 4.3555e-05 | 370.0214 | 0.030906 | 370.0214 | 0 | 370.0214 | 0.0054877 |  |  | 370.0214 | 0.0048003 | 370.0214 | 0.026878
| 370.1002 | 0 | 449.9167 | 0.0033545 | 370.1002 | 0.030878 | 370.1002 | 0 | 370.1002 | 0.0017741 |  |  | 370.1002 | -0.0042013 | 370.1002 | 0.025167
| 370.1791 | 0 | 450.1585 | 0.00027901 | 370.1791 | 0.030935 | 370.179 | 0 | 370.1791 | 0.0052772 |  |  | 370.179 | 0.0042559 | 370.179 | 0.028141
| 370.2579 | 0 | 450.2392 | 0.010714 | 370.2579 | 0.03102 | 370.2579 | 0 | 370.2579 | 0.0047661 |  |  | 370.2579 | 0.00022942 | 370.2579 | 0.019848
| 370.3367 | 0 | 450.481 | 0.012622 | 370.3367 | 0.030821 | 370.3367 | 0 | 370.3367 | 0.0033227 |  |  | 370.3367 | 0.011281 | 370.3367 | 0.015217
| 370.4156 | 0 | 450.5616 | 0.01801 | 370.4156 | 0.030935 | 370.4156 | 0 | 370.4156 | 0.0026461 |  |  | 370.4156 | -0.0090386 | 370.4156 | 0.02502
| 370.4944 | 0 | 450.8841 | 0.0046455 | 370.4944 | 0.031705 | 370.4944 | 0 | 370.4944 | 0.003894 |  |  | 370.4944 | 0.0044779 | 370.4944 | 0.024478
| 370.5732 | 0 | 451.2066 | 0.012069 | 370.5732 | 0.032047 | 370.5732 | 0 | 370.5732 | 0.0015185 |  |  | 370.5733 | -0.0029164 | 370.5733 | 0.019887
| 370.6521 | 0 | 451.4485 | 0.013938 | 370.6521 | 0.032189 | 370.6521 | 0 | 370.6521 | 0.0071716 |  |  | 370.6521 | 0.011117 | 370.6521 | 0.028336
| 370.731 | 0 | 452.013 | 0.011852 | 370.731 | 0.031733 | 370.731 | 0 | 370.731 | 0.002601 |  |  | 370.731 | 0.0032795 | 370.731 | 0.028879
| 370.8098 | 0 | 452.2549 | 0.00042647 | 370.8098 | 0.032218 | 370.8098 | 0 | 370.8098 | 0.0065402 |  |  | 370.8098 | 0.011637 | 370.8098 | 0.034912
| 370.8887 | 0 | 452.3356 | 0.0062911 | 370.8887 | 0.030963 | 370.8887 | 0 | 370.8887 | 0.0051419 |  |  | 370.8887 | -0.00078785 | 370.8887 | 0.015158
| 370.9675 | 0 | 452.4162 | 3.6341e-06 | 370.9675 | 0.031961 | 370.9675 | 0 | 370.9675 | 0.0070514 |  |  | 370.9675 | 0.012357 | 370.9675 | 0.032818
| 371.0464 | 0 | 452.6582 | 0.0019713 | 371.0464 | 0.031134 | 371.0464 | 0 | 371.0464 | 0.00025091 |  |  | 371.0464 | -0.0079085 | 371.0464 | 0.018973
| 371.1252 | 0 | 452.9808 | 0.023467 | 371.1252 | 0.031619 | 371.1252 | 0 | 371.1252 | 0.0051119 |  |  | 371.1252 | 0.010742 | 371.1252 | 0.02587
| 371.2041 | 0 | 453.0614 | 0.027515 | 371.2041 | 0.031419 | 371.2041 | 0 | 371.2041 | 0.0057734 |  |  | 371.2041 | -0.0029611 | 371.2041 | 0.014936
| 371.283 | 0 | 453.3034 | 0.0078332 | 371.283 | 0.031847 | 371.283 | 0 | 371.283 | 0.0059538 |  |  | 371.283 | 0.010851 | 371.283 | 0.021355
| 371.3619 | 0 | 453.3841 | 0.04872 | 371.3618 | 0.031933 | 371.3618 | 0 | 371.3618 | 0.0076077 |  |  | 371.3618 | -0.0032331 | 371.3618 | 0.017325
| 371.4407 | 0 | 453.7067 | 0.029427 | 371.4407 | 0.032588 | 371.4407 | 0 | 371.4407 | 0.0048563 |  |  | 371.4407 | 0.0097294 | 371.4407 | 0.029769
| 371.5196 | 0 | 453.7874 | 0.0009597 | 371.5196 | 0.032531 | 371.5196 | 0 | 371.5196 | 0.006014 |  |  | 371.5196 | -0.0052051 | 371.5196 | 0.013416
| 371.5985 | 0 | 454.2714 | 9.8376e-05 | 371.5985 | 0.033159 | 371.5984 | 0 | 371.5985 | 0.0055028 |  |  | 371.5985 | 0.017112 | 371.5985 | 0.028161
| 371.6773 | 0 | 454.3521 | 0.040344 | 371.6773 | 0.032332 | 371.6773 | 0 | 371.6773 | 0.0041346 |  |  | 371.6773 | -0.0027482 | 371.6773 | 0.0074337
| 371.7562 | 0 | 454.5941 | 0.0036177 | 371.7562 | 0.032474 | 371.7562 | 0 | 371.7562 | 0.0035031 |  |  | 371.7562 | 0.0076068 | 371.7562 | 0.021203
| 371.8351 | 0 | 454.6748 | 0.018454 | 371.8351 | 0.031847 | 371.8351 | 0 | 371.8351 | 0.0024507 |  |  | 371.8351 | -0.01228 | 371.8351 | 0.008095
| 371.914 | 0 | 454.9976 | 0.011585 | 371.914 | 0.032588 | 371.914 | 0 | 371.914 | 0.0076528 |  |  | 371.914 | 0.0073762 | 371.914 | 0.025616
| 371.9929 | 0 | 455.2396 | 0.018808 | 371.9929 | 0.031933 | 371.9929 | 0 | 371.9929 | 0.0054426 |  |  | 371.9929 | -0.0029167 | 371.9929 | 0.014215
| 372.0718 | 0 | 455.3203 | 0.0076826 | 372.0718 | 0.032931 | 372.0718 | 0 | 372.0718 | 0.0029769 |  |  | 372.0718 | 0.011833 | 372.0718 | 0.027398
| 372.1507 | 0 | 455.5624 | 0.0050002 | 372.1507 | 0.031961 | 372.1507 | 0 | 372.1507 | 0.0027664 |  |  | 372.1507 | -0.0022047 | 372.1507 | 0.021614
| 372.2296 | 0 | 455.6431 | 0.014983 | 372.2296 | 0.032161 | 372.2296 | 0 | 372.2296 | 0.0036986 |  |  | 372.2296 | 0.006066 | 372.2296 | 0.02556
| 372.3084 | 0 | 455.8044 | 0.00086668 | 372.3084 | 0.031134 | 372.3084 | 0 | 372.3084 | 0.0027664 |  |  | 372.3085 | -0.0011603 | 372.3085 | 0.018035
| 372.3874 | 0 | 455.8852 | 0.014603 | 372.3874 | 0.032018 | 372.3874 | 0 | 372.3874 | 0.0052321 |  |  | 372.3874 | 0.0092084 | 372.3874 | 0.02131
| 372.4663 | 0 | 455.9659 | 0.010916 | 372.4663 | 0.031134 | 372.4662 | 0 | 372.4663 | 0.0022252 |  |  | 372.4663 | 0.010045 | 372.4663 | 0.030491
| 372.5452 | 0 | 456.2079 | 0.015866 | 372.5452 | 0.032161 | 372.5452 | 0 | 372.5452 | 0.0063297 |  |  | 372.5452 | 0.012374 | 372.5452 | 0.024972
| 372.6241 | 0 | 456.2887 | 0.0085681 | 372.6241 | 0.031134 | 372.6241 | 0 | 372.6241 | 0.0032475 |  |  | 372.6241 | -0.0043491 | 372.6241 | 0.0077804
| 372.703 | 0 | 456.4501 | 0.0016451 | 372.703 | 0.032531 | 372.703 | 0 | 372.703 | 0.0071265 |  |  | 372.703 | 0.0032939 | 372.703 | 0.019554
| 372.7819 | 0 | 456.5308 | 0.02405 | 372.7819 | 0.032417 | 372.7819 | 0 | 372.7819 | 0.0047961 |  |  | 372.7819 | -0.00077078 | 372.7819 | 0.013244
| 372.8608 | 0 | 456.6115 | 0.012183 | 372.8608 | 0.033159 | 372.8608 | 0 | 372.8608 | 0.0089157 |  |  | 372.8608 | 0.0050396 | 372.8608 | 0.019628
| 372.9397 | 0 | 456.8536 | 0.016851 | 372.9397 | 0.032246 | 372.9397 | 0 | 372.9397 | 0.0038489 |  |  | 372.9397 | -0.0056563 | 372.9397 | 0.0076873
| 373.0186 | 0 | 456.9343 | 0.012076 | 373.0186 | 0.033216 | 373.0186 | 0 | 373.0186 | 0.00083343 |  |  | 373.0186 | 0.0062998 | 373.0186 | 0.018542
| 373.0975 | 0 | 457.0957 | 0.00048952 | 373.0976 | 0.032788 | 373.0975 | 0 | 373.0976 | 0.0053374 |  |  | 373.0975 | 0.00034234 | 373.0975 | 0.011738
| 373.1765 | 0 | 457.1765 | 0.01185 | 373.1765 | 0.033016 | 373.1765 | 0 | 373.1765 | 0.0059538 |  |  | 373.1765 | 0.0088644 | 373.1765 | 0.014211
| 373.2554 | 0 | 457.2572 | 0.0088903 | 373.2554 | 0.032731 | 373.2554 | 0 | 373.2554 | 0.0048863 |  |  | 373.2554 | -0.0058265 | 373.2554 | 0.010574
| 373.3343 | 0 | 457.58 | 0.015176 | 373.3343 | 0.033016 | 373.3343 | 0 | 373.3343 | 0.0061793 |  |  | 373.3343 | 0.0086087 | 373.3343 | 0.02086
| 373.4132 | 0 | 457.8222 | 0.00041904 | 373.4133 | 0.032503 | 373.4132 | 0 | 373.4133 | 0.0039542 |  |  | 373.4133 | 0.0051855 | 373.4133 | 0.013558
| 373.4922 | 0 | 458.2259 | 0.018198 | 373.4922 | 0.033672 | 373.4922 | 0 | 373.4922 | 0.0050217 |  |  | 373.4922 | 0.0032414 | 373.4922 | 0.016658
| 373.5711 | 0 | 458.468 | 0.010887 | 373.5711 | 0.033301 | 373.5711 | 0 | 373.5711 | 0.0011575 |  |  | 373.5711 | -0.015179 | 373.5711 | -0.0035166
| 373.6501 | 0 | 458.5488 | 0.008234 | 373.6501 | 0.034556 | 373.6501 | 0 | 373.6501 | 0.0031874 |  |  | 373.6501 | 0.0097441 | 373.6501 | 0.012394
| 373.729 | 0 |  |  | 373.729 | 0.034185 | 373.729 | 0 | 373.729 | 0.0058636 |  |  | 373.729 | 0.002676 | 373.729 | 0.011727
| 373.8079 | 0 |  |  | 373.8079 | 0.034898 | 373.8079 | 0 | 373.8079 | 0.0022252 |  |  | 373.8079 | -0.0019639 | 373.8079 | 0.0062078
| 373.8869 | 0 |  |  | 373.8869 | 0.034214 | 373.8869 | 0 | 373.8869 | 0.0029619 |  |  | 373.8869 | -0.0036257 | 373.8869 | 0.015232
| 373.9658 | 0 |  |  | 373.9658 | 0.035012 | 373.9658 | 0 | 373.9658 | 0.0065552 |  |  | 373.9658 | 0.0050966 | 373.9658 | 0.01039
| 374.0448 | 0 |  |  | 374.0448 | 0.034071 | 374.0448 | 0 | 374.0448 | 0.0023304 |  |  | 374.0448 | -0.00721 | 374.0448 | 0.017085
| 374.1237 | 0 |  |  | 374.1237 | 0.034812 | 374.1237 | 0 | 374.1237 | 0.0026461 |  |  | 374.1237 | 0.0042795 | 374.1237 | 0.021883
| 374.2027 | 0 |  |  | 374.2027 | 0.034641 | 374.2027 | 0 | 374.2027 | 0.0018192 |  |  | 374.2027 | -0.002894 | 374.2027 | 0.014463
| 374.2816 | 0 |  |  | 374.2816 | 0.03544 | 374.2816 | 0 | 374.2816 | 0.0064349 |  |  | 374.2816 | 0.0031561 | 374.2816 | 0.018099
| 374.3606 | 0 |  |  | 374.3606 | 0.034584 | 374.3606 | 0 | 374.3606 | 0.0036234 |  |  | 374.3606 | -0.0071046 | 374.3606 | 0.0055061
| 374.4395 | 0 |  |  | 374.4395 | 0.034527 | 374.4395 | 0 | 374.4395 | 0.0040594 |  |  | 374.4395 | 0.0099443 | 374.4395 | 0.019589
| 374.5185 | 0 |  |  | 374.5185 | 0.033757 | 374.5185 | 0 | 374.5185 | 0.0041647 |  |  | 374.5185 | -0.0071901 | 374.5185 | 0.010058
| 374.5975 | 0 |  |  | 374.5975 | 0.034556 | 374.5975 | 0 | 374.5975 | 0.0041647 |  |  | 374.5975 | 0.0038196 | 374.5975 | 0.015219
| 374.6764 | 0 |  |  | 374.6764 | 0.033586 | 374.6764 | 0 | 374.6764 | 0.0041045 |  |  | 374.6764 | -0.00063 | 374.6764 | 0.01292
| 374.7554 | 0 |  |  | 374.7554 | 0.034499 | 374.7554 | 0 | 374.7554 | 0.0050066 |  |  | 374.7554 | 0.0011455 | 374.7554 | 0.015531
| 374.8344 | 0 |  |  | 374.8344 | 0.034099 | 374.8344 | 0 | 374.8344 | 0.0038189 |  |  | 374.8344 | -0.0019185 | 374.8344 | 0.0086697
| 374.9133 | 0 |  |  | 374.9133 | 0.035097 | 374.9133 | 0 | 374.9133 | 0.0031874 |  |  | 374.9133 | -0.00055837 | 374.9133 | 0.012363
| 374.9923 | 0 |  |  | 374.9923 | 0.034214 | 374.9923 | 0 | 374.9923 | 0.0028416 |  |  | 374.9923 | 6.6234e-06 | 374.9923 | 0.014331
| 375.0713 | 0 |  |  | 375.0713 | 0.034983 | 375.0713 | 0 | 375.0713 | 0.005608 |  |  | 375.0713 | 0.0065741 | 375.0713 | 0.017552
| 375.1503 | 0 |  |  | 375.1503 | 0.034584 | 375.1503 | 0 | 375.1503 | 0.0043601 |  |  | 375.1503 | -0.0014892 | 375.1503 | 0.0096874
| 375.2292 | 0 |  |  | 375.2293 | 0.035012 | 375.2292 | 0 | 375.2293 | 0.0055328 |  |  | 375.2293 | -0.0017307 | 375.2293 | 0.013047
| 375.3082 | 0 |  |  | 375.3082 | 0.034385 | 375.3082 | 0 | 375.3082 | 0.0020598 |  |  | 375.3082 | -0.0067583 | 375.3082 | 0.012118
| 375.3872 | 0 |  |  | 375.3872 | 0.034869 | 375.3872 | 0 | 375.3872 | 0.00645 |  |  | 375.3872 | 0.008591 | 375.3872 | 0.016072
| 375.4662 | 0 |  |  | 375.4662 | 0.033643 | 375.4662 | 0 | 375.4662 | 0.0041196 |  |  | 375.4662 | -0.0001775 | 375.4662 | 0.015379
| 375.5452 | 0 |  |  | 375.5452 | 0.034042 | 375.5452 | 0 | 375.5452 | 0.0038189 |  |  | 375.5452 | 0.0083403 | 375.5452 | 0.018409
| 375.6242 | 0 |  |  | 375.6242 | 0.032902 | 375.6242 | 0 | 375.6242 | 0.0027213 |  |  | 375.6242 | -0.0024901 | 375.6242 | 0.0090537
| 375.7032 | 0 |  |  | 375.7032 | 0.033415 | 375.7032 | 0 | 375.7032 | 0.0075626 |  |  | 375.7032 | 0.0083463 | 375.7032 | 0.021788
| 375.7822 | 0 |  |  | 375.7822 | 0.032931 | 375.7822 | 0 | 375.7822 | 0.0033077 |  |  | 375.7822 | 0.00015753 | 375.7822 | 0.0099667
| 375.8612 | 0 |  |  | 375.8612 | 0.033216 | 375.8612 | 0 | 375.8612 | 0.0026612 |  |  | 375.8612 | 0.0084001 | 375.8612 | 0.015835
| 375.9402 | 0 |  |  | 375.9402 | 0.032218 | 375.9402 | 0 | 375.9402 | 0.0031874 |  |  | 375.9402 | -0.0079316 | 375.9402 | 0.0042191
| 376.0192 | 0 |  |  | 376.0192 | 0.032845 | 376.0192 | 0 | 376.0192 | 0.0066003 |  |  | 376.0192 | 0.0082242 | 376.0192 | 0.021524
| 376.0982 | 0 |  |  | 376.0982 | 0.031933 | 376.0982 | 0 | 376.0982 | 0.0029619 |  |  | 376.0982 | -0.003861 | 376.0982 | 0.0088883
| 376.1772 | 0 |  |  | 376.1772 | 0.032446 | 376.1772 | 0 | 376.1772 | 0.0026161 |  |  | 376.1772 | 0.0053117 | 376.1772 | 0.0070988
| 376.2562 | 0 |  |  | 376.2562 | 0.031705 | 376.2562 | 0 | 376.2562 | 0.0022853 |  |  | 376.2562 | -0.0052425 | 376.2562 | 0.0052924
| 376.3352 | 0 |  |  | 376.3352 | 0.03236 | 376.3352 | 0 | 376.3352 | 0.0079384 |  |  | 376.3352 | 0.0058101 | 376.3352 | 0.015208
| 376.4142 | 0 |  |  | 376.4143 | 0.03199 | 376.4142 | 0 | 376.4143 | 0.004736 |  |  | 376.4143 | -0.004885 | 376.4143 | 0.0070476
| 376.4933 | 0 |  |  | 376.4933 | 0.032617 | 376.4933 | 0 | 376.4933 | 0.0050668 |  |  | 376.4933 | 0.0033384 | 376.4933 | 0.012198
| 376.5723 | 0 |  |  | 376.5723 | 0.03236 | 376.5723 | 0 | 376.5723 | 0.0037587 |  |  | 376.5723 | -0.0038719 | 376.5723 | 0.0058692
| 376.6513 | 0 |  |  | 376.6513 | 0.033358 | 376.6513 | 0 | 376.6513 | 0.0057283 |  |  | 376.6513 | 0.0057303 | 376.6513 | 0.014924
| 376.7303 | 0 |  |  | 376.7303 | 0.032674 | 376.7303 | 0 | 376.7303 | 0.0026912 |  |  | 376.7303 | -0.0034216 | 376.7303 | 0.009273
| 376.8094 | 0 |  |  | 376.8094 | 0.033159 | 376.8094 | 0 | 376.8094 | 0.0054426 |  |  | 376.8094 | 0.0088989 | 376.8094 | 0.015994
| 376.8884 | 0 |  |  | 376.8884 | 0.032218 | 376.8884 | 0 | 376.8884 | 0.0021049 |  |  | 376.8884 | -0.0042693 | 376.8884 | 0.0087872
| 376.9674 | 0 |  |  | 376.9674 | 0.033073 | 376.9674 | 0 | 376.9674 | 0.0049164 |  |  | 376.9674 | 0.0050237 | 376.9674 | 0.015754
| 377.0465 | 0 |  |  | 377.0465 | 0.032332 | 377.0465 | 0 | 377.0465 | 0.0064199 |  |  | 377.0465 | 0.004334 | 377.0465 | 0.011326
| 377.1255 | 0 |  |  | 377.1255 | 0.032902 | 377.1255 | 0 | 377.1255 | 0.0046759 |  |  | 377.1255 | 0.0025913 | 377.1255 | 0.017691
| 377.2045 | 0 |  |  | 377.2045 | 0.032189 | 377.2045 | 0 | 377.2045 | 0.0028266 |  |  | 377.2045 | -0.0036391 | 377.2045 | 0.0057982
| 377.2836 | 0 |  |  | 377.2836 | 0.032931 | 377.2836 | 0 | 377.2836 | 0.0041647 |  |  | 377.2836 | 0.0071994 | 377.2836 | 0.017413
| 377.3626 | 0 |  |  | 377.3626 | 0.032047 | 377.3626 | 0 | 377.3626 | 0.0031122 |  |  | 377.3626 | -0.0071563 | 377.3626 | 0.0041173
| 377.4417 | 0 |  |  | 377.4417 | 0.033016 | 377.4417 | 0 | 377.4417 | 0.0043902 |  |  | 377.4417 | 0.005726 | 377.4417 | 0.012409
| 377.5207 | 0 |  |  | 377.5207 | 0.03256 | 377.5207 | 0 | 377.5207 | 0.0026161 |  |  | 377.5207 | -0.00071317 | 377.5207 | 0.013965
| 377.5998 | 0 |  |  | 377.5998 | 0.033102 | 377.5998 | 0 | 377.5998 | 0.0076528 |  |  | 377.5998 | 0.0094406 | 377.5998 | 0.010419
| 377.6788 | 0 |  |  | 377.6788 | 0.032018 | 377.6788 | 0 | 377.6788 | 0.0057734 |  |  | 377.6788 | 0.00045006 | 377.6788 | 0.0032757
| 377.7579 | 0 |  |  | 377.7579 | 0.032873 | 377.7579 | 0 | 377.7579 | 0.0048412 |  |  | 377.7579 | 0.00029258 | 377.7579 | 0.009856
| 377.8369 | 0 |  |  | 377.8369 | 0.032588 | 377.8369 | 0 | 377.8369 | 0.0027213 |  |  | 377.8369 | -0.0048393 | 377.8369 | 0.0045279
| 377.916 | 0 |  |  | 377.916 | 0.03333 | 377.916 | 0 | 377.916 | 0.0042248 |  |  | 377.916 | 0.0034129 | 377.916 | 0.0059145
| 377.9951 | 0 |  |  | 377.995 | 0.032303 | 377.9951 | 0 | 377.995 | 0.0014934 |  |  | 377.995 | -5.4157e-05 | 377.995 | 0.007594
| 378.0741 | 0 |  |  | 378.0741 | 0.033159 | 378.0741 | 0 | 378.0741 | 0.0054577 |  |  | 378.0741 | 0.0033886 | 378.0741 | 0.0089886
| 378.1532 | 0 |  |  | 378.1532 | 0.032788 | 378.1532 | 0 | 378.1532 | 0.0050066 |  |  | 378.1532 | -0.0062629 | 378.1532 | 0.0064396
| 378.2322 | 0 |  |  | 378.2322 | 0.03333 | 378.2322 | 0 | 378.2322 | 0.0055479 |  |  | 378.2322 | 0.0055523 | 378.2322 | 0.012055
| 378.3113 | 0 |  |  | 378.3113 | 0.032816 | 378.3113 | 0 | 378.3113 | 0.0023605 |  |  | 378.3113 | -0.0051256 | 378.3113 | 0.0027652
| 378.3904 | 0 |  |  | 378.3904 | 0.033387 | 378.3904 | 0 | 378.3904 | 0.004315 |  |  | 378.3904 | 0.0068488 | 378.3904 | 0.02068
| 378.4694 | 0 |  |  | 378.4695 | 0.032417 | 378.4695 | 0 | 378.4695 | 0.003879 |  |  | 378.4695 | 4.0217e-05 | 378.4695 | 0.0030723
| 378.5485 | 0 |  |  | 378.5485 | 0.032959 | 378.5485 | 0 | 378.5485 | 0.0056531 |  |  | 378.5485 | 0.0046758 | 378.5485 | 0.015447
| 378.6276 | 0 |  |  | 378.6276 | 0.031819 | 378.6276 | 0 | 378.6276 | 0.0046307 |  |  | 378.6276 | 0.00061818 | 378.6276 | 0.0085835
| 378.7067 | 0 |  |  | 378.7067 | 0.032275 | 378.7067 | 0 | 378.7067 | 0.0033377 |  |  | 378.7067 | 0.0034363 | 378.7067 | 0.016227
| 378.7858 | 0 |  |  | 378.7858 | 0.031762 | 378.7858 | 0 | 378.7858 | 0.0033227 |  |  | 378.7858 | 0.0026061 | 378.7858 | 0.0054134
| 378.8649 | 0 |  |  | 378.8649 | 0.032702 | 378.8649 | 0 | 378.8649 | 0.0035633 |  |  | 378.8649 | 0.0004288 | 378.8649 | 0.0033818
| 378.9439 | 0 |  |  | 378.9439 | 0.031762 | 378.9439 | 0 | 378.9439 | 0.0012341 |  |  | 378.9439 | -0.0056637 | 378.9439 | 0.0027836
| 379.023 | 0 |  |  | 379.023 | 0.032417 | 379.023 | 0 | 379.023 | 0.0028115 |  |  | 379.023 | 0.0020576 | 379.023 | 0.010184
| 379.1021 | 0 |  |  | 379.1021 | 0.031391 | 379.1021 | 0 | 379.1021 | 0.006886 |  |  | 379.1021 | -0.0037615 | 379.1021 | 0.011426
| 379.1812 | 0 |  |  | 379.1812 | 0.032303 | 379.1812 | 0 | 379.1812 | 0.0045405 |  |  | 379.1812 | 0.0063751 | 379.1812 | 0.0040516
| 379.2603 | 0 |  |  | 379.2603 | 0.031762 | 379.2603 | 0 | 379.2603 | 0.0039542 |  |  | 379.2603 | -0.0031559 | 379.2603 | -0.0021874
| 379.3394 | 0 |  |  | 379.3394 | 0.032816 | 379.3394 | 0 | 379.3394 | 0.0043 |  |  | 379.3394 | 0.0086752 | 379.3394 | 0.005531
| 379.4185 | 0 |  |  | 379.4185 | 0.031876 | 379.4185 | 0 | 379.4185 | 0.0034129 |  |  | 379.4185 | -0.0032717 | 379.4185 | 0.0092253
| 379.4976 | 0 |  |  | 379.4976 | 0.032702 | 379.4976 | 0 | 379.4976 | 0.0031423 |  |  | 379.4976 | 0.01348 | 379.4976 | 0.01181
| 379.5767 | 0 |  |  | 379.5767 | 0.032389 | 379.5767 | 0 | 379.5767 | 0.0040895 |  |  | 379.5767 | -0.0049337 | 379.5767 | 0.00092947
| 379.6558 | 0 |  |  | 379.6558 | 0.033957 | 379.6558 | 0 | 379.6558 | 0.0059689 |  |  | 379.6558 | 0.011915 | 379.6558 | 0.018417
| 379.735 | 0 |  |  | 379.7349 | 0.032902 | 379.735 | 0 | 379.7349 | 0.0036535 |  |  | 379.7349 | -0.0039036 | 379.7349 | 0.0070732
| 379.8141 | 0 |  |  | 379.8141 | 0.033985 | 379.8141 | 0 | 379.8141 | 0.0031273 |  |  | 379.8141 | 0.0042829 | 379.8141 | 0.0073596
| 379.8932 | 0 |  |  | 379.8932 | 0.032759 | 379.8932 | 0 | 379.8932 | 0.0045556 |  |  | 379.8932 | -0.0091144 | 379.8932 | 0.0015501
| 379.9723 | 0 |  |  | 379.9723 | 0.033387 | 379.9723 | 0 | 379.9723 | 0.0049465 |  |  | 379.9723 | 0.0045533 | 379.9723 | 0.0087134
| 380.0514 | 0 |  |  | 380.0514 | 0.032759 | 380.0514 | 0 | 380.0514 | 0.0039842 |  |  | 380.0514 | -0.0017505 | 380.0514 | 0.0055442
| 380.1305 | 0 |  |  | 380.1305 | 0.033045 | 380.1305 | 0 | 380.1305 | 0.0038038 |  |  | 380.1305 | 0.0093281 | 380.1305 | 0.010581
| 380.2097 | 0 |  |  | 380.2097 | 0.032275 | 380.2097 | 0 | 380.2097 | 0.0048112 |  |  | 380.2096 | 0.0031401 | 380.2096 | 0.0092999
| 380.2888 | 0 |  |  | 380.2888 | 0.032959 | 380.2888 | 0 | 380.2888 | 0.0031423 |  |  | 380.2888 | 0.0016473 | 380.2888 | 0.010211
| 380.3679 | 0 |  |  | 380.3679 | 0.032389 | 380.3679 | 0 | 380.3679 | 0.0039241 |  |  | 380.3679 | -0.011901 | 380.3679 | 0.00052697
| 380.447 | 0 |  |  | 380.447 | 0.033187 | 380.447 | 0 | 380.447 | 0.005623 |  |  | 380.447 | 0.0047132 | 380.447 | 0.0073395
| 380.5261 | 0 |  |  | 380.5262 | 0.031904 | 380.5262 | 0 | 380.5262 | 0.0020147 |  |  | 380.5262 | -0.0034776 | 380.5262 | 0.0040104
| 380.6053 | 0 |  |  | 380.6053 | 0.032275 | 380.6053 | 0 | 380.6053 | 0.0031423 |  |  | 380.6053 | 0.00029042 | 380.6053 | 0.012665
| 380.6844 | 0 |  |  | 380.6844 | 0.031476 | 380.6844 | 0 | 380.6844 | 0.0058786 |  |  | 380.6844 | -0.0096586 | 380.6844 | -0.0022337
| 380.7636 | 0 |  |  | 380.7636 | 0.03199 | 380.7636 | 0 | 380.7636 | 0.0045856 |  |  | 380.7636 | -0.00013548 | 380.7636 | 0.013444
| 380.8427 | 0 |  |  | 380.8427 | 0.030878 | 380.8427 | 0 | 380.8427 | 0.0039391 |  |  | 380.8427 | -0.013308 | 380.8427 | 0.0026416
| 380.9218 | 0 |  |  | 380.9219 | 0.031419 | 380.9218 | 0 | 380.9219 | 0.007307 |  |  | 380.9219 | 0.0080984 | 380.9219 | 0.0059742
| 381.001 | 0 |  |  | 381.001 | 0.030165 | 381.001 | 0 | 381.001 | 0.0046007 |  |  | 381.001 | -0.0043987 | 381.001 | 0.0070414
| 381.0801 | 0 |  |  | 381.0801 | 0.030935 | 381.0801 | 0 | 381.0801 | 0.0055178 |  |  | 381.0801 | 0.0045849 | 381.0801 | 0.010048
| 381.1593 | 0 |  |  | 381.1593 | 0.030422 | 381.1593 | 0 | 381.1593 | 0.0061793 |  |  | 381.1593 | -0.0024805 | 381.1593 | 0.0040296
| 381.2384 | 0 |  |  | 381.2384 | 0.031077 | 381.2384 | 0 | 381.2384 | 0.0046307 |  |  | 381.2384 | 0.0039928 | 381.2384 | 0.014741
| 381.3176 | 0 |  |  | 381.3176 | 0.030022 | 381.3176 | 0 | 381.3176 | 0.0054577 |  |  | 381.3176 | -0.0073115 | 381.3176 | 0.0023848
| 381.3968 | 0 |  |  | 381.3967 | 0.030536 | 381.3968 | 0 | 381.3967 | 0.007743 |  |  | 381.3968 | 0.0097167 | 381.3968 | 0.011168
| 381.4759 | 0 |  |  | 381.4759 | 0.030193 | 381.4759 | 0 | 381.4759 | 0.0041647 |  |  | 381.4759 | 0.00053301 | 381.4759 | 0.0020366
| 381.555 | 0 |  |  | 381.5551 | 0.030336 | 381.5551 | 0 | 381.5551 | 0.0091262 |  |  | 381.5551 | 0.0054991 | 381.5551 | 0.0031405
| 381.6342 | 0 |  |  | 381.6342 | 0.028996 | 381.6342 | 0 | 381.6342 | 0.0057433 |  |  | 381.6342 | -0.0022413 | 381.6342 | -4.45e-05
| 381.7134 | 0 |  |  | 381.7134 | 0.029709 | 381.7134 | 0 | 381.7134 | 0.0073671 |  |  | 381.7134 | 0.0010525 | 381.7134 | 0.012777
| 381.7926 | 0 |  |  | 381.7926 | 0.027998 | 381.7926 | 0 | 381.7926 | 0.0041196 |  |  | 381.7926 | -0.0063943 | 381.7926 | 0.0045409
| 381.8717 | 0 |  |  | 381.8717 | 0.02968 | 381.8717 | 0 | 381.8717 | 0.0076227 |  |  | 381.8717 | 0.005702 | 381.8717 | 0.0040785
| 381.9509 | 0 |  |  | 381.9509 | 0.029139 | 381.9509 | 0 | 381.9509 | 0.0059839 |  |  | 381.9509 | -0.0015177 | 381.9509 | 0.0058446
| 382.0301 | 0 |  |  | 382.0301 | 0.030165 | 382.0301 | 0 | 382.0301 | 0.0072017 |  |  | 382.0301 | 0.0055411 | 382.0301 | 0.012884
| 382.1092 | 0 |  |  | 382.1092 | 0.029509 | 382.1093 | 0 | 382.1092 | 0.0053374 |  |  | 382.1092 | -0.00050538 | 382.1092 | 0.010311
| 382.1884 | 0 |  |  | 382.1884 | 0.030878 | 382.1884 | 0 | 382.1884 | 0.0071867 |  |  | 382.1884 | 0.0086583 | 382.1884 | 0.0053964
| 382.2676 | 0 |  |  | 382.2676 | 0.029937 | 382.2676 | 0 | 382.2676 | 0.007743 |  |  | 382.2676 | -0.013521 | 382.2676 | -0.00045067
| 382.3468 | 0 |  |  | 382.3468 | 0.030593 | 382.3468 | 0 | 382.3468 | 0.0084195 |  |  | 382.3468 | 0.0036651 | 382.3468 | 0.012808
| 382.426 | 0 |  |  | 382.426 | 0.029709 | 382.426 | 0 | 382.426 | 0.0050818 |  |  | 382.426 | -0.0092361 | 382.426 | 0.008723
| 382.5052 | 0 |  |  | 382.5052 | 0.030878 | 382.5052 | 0 | 382.5052 | 0.0022703 |  |  | 382.5052 | -0.0018695 | 382.5052 | 0.0015326
| 382.5843 | 0 |  |  | 382.5843 | 0.030564 | 382.5844 | 0 | 382.5843 | 0.0061493 |  |  | 382.5843 | -0.0072709 | 382.5843 | -0.00056116
| 382.6635 | 0 |  |  | 382.6635 | 0.031334 | 382.6635 | 0 | 382.6635 | 0.0041647 |  |  | 382.6635 | -0.00035183 | 382.6635 | -0.00039492
| 382.7427 | 0 |  |  | 382.7427 | 0.030307 | 382.7427 | 0 | 382.7427 | 0.0041346 |  |  | 382.7427 | -0.0078603 | 382.7427 | -0.0016357
| 382.8219 | 0 |  |  | 382.8219 | 0.031533 | 382.8219 | 0 | 382.8219 | 0.0090059 |  |  | 382.8219 | 0.0042682 | 382.8219 | 0.011961
| 382.9011 | 0 |  |  | 382.9011 | 0.030593 | 382.9011 | 0 | 382.9011 | 0.0066003 |  |  | 382.9011 | -0.0059083 | 382.9011 | 0.00092812
| 382.9803 | 0 |  |  | 382.9803 | 0.031705 | 382.9803 | 0 | 382.9803 | 0.0071867 |  |  | 382.9803 | 0.0069744 | 382.9803 | 0.01441
| 383.0595 | 0 |  |  | 383.0595 | 0.031334 | 383.0595 | 0 | 383.0595 | 0.0055178 |  |  | 383.0595 | -0.0032938 | 383.0595 | 0.0018474
| 383.1387 | 0 |  |  | 383.1387 | 0.032332 | 383.1387 | 0 | 383.1387 | 0.0074423 |  |  | 383.1387 | 0.0061121 | 383.1387 | 0.0093284
| 383.2179 | 0 |  |  | 383.2179 | 0.031305 | 383.2179 | 0 | 383.2179 | 0.0046608 |  |  | 383.2179 | -0.0069038 | 383.2179 | 0.0044244
| 383.2971 | 0 |  |  | 383.2971 | 0.032332 | 383.2971 | 0 | 383.2971 | 0.0062695 |  |  | 383.2971 | 0.0067556 | 383.2971 | 0.00062253
| 383.3763 | 0 |  |  | 383.3764 | 0.031049 | 383.3763 | 0 | 383.3764 | 0.0035783 |  |  | 383.3763 | -0.012016 | 383.3763 | -0.00023643
| 383.4556 | 0 |  |  | 383.4556 | 0.031762 | 383.4556 | 0 | 383.4556 | 0.011396 |  |  | 383.4556 | 0.0088125 | 383.4556 | 0.015024
| 383.5348 | 0 |  |  | 383.5348 | 0.030821 | 383.5348 | 0 | 383.5348 | 0.0024357 |  |  | 383.5348 | -0.014946 | 383.5348 | -0.00287
| 383.614 | 0 |  |  | 383.614 | 0.032389 | 383.614 | 0 | 383.614 | 0.0060591 |  |  | 383.614 | -0.0046186 | 383.614 | 0.0059358
| 383.6932 | 0 |  |  | 383.6932 | 0.030849 | 383.6932 | 0 | 383.6932 | 0.0026461 |  |  | 383.6932 | -0.013683 | 383.6932 | -0.001305
| 383.7724 | 0 |  |  | 383.7724 | 0.032132 | 383.7724 | 0 | 383.7724 | 0.0048262 |  |  | 383.7724 | 0.004029 | 383.7724 | 0.014108
| 383.8517 | 0 |  |  | 383.8517 | 0.031134 | 383.8517 | 0 | 383.8517 | 0.0046759 |  |  | 383.8517 | -0.010261 | 383.8517 | -3.8794e-05
| 383.9309 | 0 |  |  | 383.9309 | 0.03159 | 383.9309 | 0 | 383.9309 | 0.0039842 |  |  | 383.9309 | 0.0016409 | 383.9309 | 0.011125
| 384.0101 | 0 |  |  | 384.0101 | 0.030279 | 384.0101 | 0 | 384.0101 | 0.0044203 |  |  | 384.0101 | -0.006505 | 384.0101 | 0.0032863
| 384.0893 | 0 |  |  | 384.0893 | 0.031134 | 384.0893 | 0 | 384.0893 | 0.0052321 |  |  | 384.0893 | 0.0043709 | 384.0893 | 0.0013469
| 384.1686 | 0 |  |  | 384.1686 | 0.03045 | 384.1686 | 0 | 384.1686 | 0.0072769 |  |  | 384.1686 | -0.0071537 | 384.1686 | -0.0049338
| 384.2478 | 0 |  |  | 384.2478 | 0.031533 | 384.2478 | 0 | 384.2478 | 0.0061493 |  |  | 384.2478 | -0.0040833 | 384.2478 | 0.0023415
| 384.327 | 0 |  |  | 384.327 | 0.03065 | 384.327 | 0 | 384.327 | 0.0041797 |  |  | 384.327 | -0.011542 | 384.327 | 0.00070117
| 384.4063 | 0 |  |  | 384.4063 | 0.031961 | 384.4063 | 0 | 384.4063 | 0.0049465 |  |  | 384.4063 | 0.0054588 | 384.4063 | 0.0041947
| 384.4855 | 0 |  |  | 384.4855 | 0.03102 | 384.4855 | 0 | 384.4855 | 0.0057734 |  |  | 384.4855 | -0.0059991 | 384.4855 | 0.00694
| 384.5648 | 0 |  |  | 384.5648 | 0.03179 | 384.5648 | 0 | 384.5648 | 0.0083293 |  |  | 384.5648 | 0.00083304 | 384.5648 | 0.011972
| 384.644 | 0 |  |  | 384.644 | 0.031419 | 384.644 | 0 | 384.644 | 0.0078031 |  |  | 384.644 | -0.0088836 | 384.644 | 0.0038354
| 384.7232 | 0 |  |  | 384.7232 | 0.031961 | 384.7232 | 0 | 384.7232 | 0.0049164 |  |  | 384.7232 | 0.0019121 | 384.7232 | 0.01165
| 384.8025 | 0 |  |  | 384.8025 | 0.030621 | 384.8025 | 0 | 384.8025 | 0.0061793 |  |  | 384.8025 | -0.0050266 | 384.8025 | -0.0010977
| 384.8817 | 0 |  |  | 384.8817 | 0.032246 | 384.8817 | 0 | 384.8817 | 0.0057884 |  |  | 384.8817 | 0.0032517 | 384.8817 | 0.0067043
| 384.961 | 0 |  |  | 384.961 | 0.030878 | 384.961 | 0 | 384.961 | 0.0084045 |  |  | 384.961 | -0.0072243 | 384.961 | 0.0018876
| 385.0403 | 0 |  |  | 385.0403 | 0.031876 | 385.0403 | 0 | 385.0403 | 0.011066 |  |  | 385.0403 | 0.0020539 | 385.0403 | 0.0034583
| 385.1195 | 0 |  |  | 385.1195 | 0.030536 | 385.1195 | 0 | 385.1195 | 0.003022 |  |  | 385.1195 | -0.019255 | 385.1195 | -0.0030897
| 385.1988 | 0 |  |  | 385.1988 | 0.03122 | 385.1988 | 0 | 385.1988 | 0.0072919 |  |  | 385.1988 | 0.013164 | 385.1988 | 0.01056
| 385.278 | 0 |  |  | 385.278 | 0.030279 | 385.278 | 0 | 385.278 | 0.0088255 |  |  | 385.278 | -0.0002809 | 385.278 | 0.0021918
| 385.3573 | 0 |  |  | 385.3573 | 0.031733 | 385.3573 | 0 | 385.3573 | 0.010585 |  |  | 385.3573 | 0.010531 | 385.3573 | 0.011293
| 385.4366 | 0 |  |  | 385.4366 | 0.030336 | 385.4366 | 0 | 385.4366 | 0.0030671 |  |  | 385.4366 | -0.0061562 | 385.4366 | -0.0058567
| 385.5158 | 0 |  |  | 385.5158 | 0.03179 | 385.5158 | 0 | 385.5158 | 0.0066905 |  |  | 385.5158 | 0.010234 | 385.5158 | 0.0056422
| 385.5951 | 0 |  |  | 385.5951 | 0.030707 | 385.5951 | 0 | 385.5951 | 0.0052021 |  |  | 385.5951 | -0.0043752 | 385.5951 | -0.012671
| 385.6744 | 0 |  |  | 385.6744 | 0.032218 | 385.6744 | 0 | 385.6744 | 0.0059388 |  |  | 385.6744 | 0.010608 | 385.6744 | 0.011775
| 385.7536 | 0 |  |  | 385.7536 | 0.031334 | 385.7536 | 0 | 385.7536 | 0.0084646 |  |  | 385.7536 | -0.011921 | 385.7536 | -0.008681
| 385.8329 | 0 |  |  | 385.8329 | 0.031648 | 385.8329 | 0 | 385.8329 | 0.0078933 |  |  | 385.8329 | 0.0037027 | 385.8329 | 0.007827
| 385.9122 | 0 |  |  | 385.9122 | 0.031448 | 385.9122 | 0 | 385.9122 | 0.0091562 |  |  | 385.9122 | -0.007824 | 385.9122 | -0.0053278
| 385.9915 | 0 |  |  | 385.9915 | 0.032731 | 385.9915 | 0 | 385.9915 | 0.0061342 |  |  | 385.9915 | 0.003363 | 385.9915 | -0.0030794
| 386.0708 | 0 |  |  | 386.0708 | 0.032075 | 386.0708 | 0 | 386.0708 | 0.0034881 |  |  | 386.0708 | -0.0016009 | 386.0708 | -0.00019111
| 386.1501 | 0 |  |  | 386.15 | 0.032674 | 386.1501 | 0 | 386.15 | 0.006044 |  |  | 386.15 | 0.0037897 | 386.15 | 0.0026332
| 386.2293 | 0 |  |  | 386.2293 | 0.030849 | 386.2293 | 0 | 386.2293 | 0.0037587 |  |  | 386.2293 | -0.01132 | 386.2293 | 0.0076539
| 386.3086 | 0 |  |  | 386.3086 | 0.032132 | 386.3086 | 0 | 386.3086 | 0.0072619 |  |  | 386.3086 | 0.008184 | 386.3086 | 0.0079477
| 386.3879 | 0 |  |  | 386.3879 | 0.030963 | 386.3879 | 0 | 386.3879 | 0.0077129 |  |  | 386.3879 | -0.0021758 | 386.3879 | -0.0014775
| 386.4672 | 0 |  |  | 386.4672 | 0.031391 | 386.4672 | 0 | 386.4672 | 0.010359 |  |  | 386.4672 | 0.010542 | 386.4672 | 0.01134
| 386.5465 | 0 |  |  | 386.5465 | 0.029965 | 386.5465 | 0 | 386.5465 | 0.0013185 |  |  | 386.5465 | -0.0071108 | 386.5465 | 0.010132
| 386.6258 | 0 |  |  | 386.6258 | 0.030393 | 386.6258 | 0 | 386.6258 | 0.010164 |  |  | 386.6258 | 0.0088853 | 386.6258 | 0.0038554
| 386.7051 | 0 |  |  | 386.7051 | 0.029367 | 386.7051 | 0 | 386.7051 | 0.0015937 |  |  | 386.7051 | 0.0011952 | 386.7051 | 0.0077537
| 386.7844 | 0 |  |  | 386.7844 | 0.030479 | 386.7844 | 0 | 386.7844 | 0.0071115 |  |  | 386.7844 | 0.0054696 | 386.7844 | 0.001786
| 386.8637 | 0 |  |  | 386.8637 | 0.029167 | 386.8637 | 0 | 386.8637 | 0.0088856 |  |  | 386.8637 | 0.0040859 | 386.8637 | 0.0018788
| 386.943 | 0 |  |  | 386.943 | 0.030735 | 386.943 | 0 | 386.943 | 0.0076528 |  |  | 386.943 | 0.0093537 | 386.943 | 0.011632
| 387.0223 | 0 |  |  | 387.0223 | 0.029224 | 387.0223 | 0 | 387.0223 | 0.0062395 |  |  | 387.0223 | -0.0090941 | 387.0223 | -0.009329
| 387.1016 | 0 |  |  | 387.1016 | 0.030136 | 387.1016 | 0 | 387.1016 | 0.009051 |  |  | 387.1016 | 0.012194 | 387.1016 | -0.00097659
| 387.1809 | 0 |  |  | 387.1809 | 0.030079 | 387.1809 | 0 | 387.1809 | 0.0083293 |  |  | 387.1809 | -0.025714 | 387.1809 | -0.011753
| 387.2602 | 0 |  |  | 387.2602 | 0.031134 | 387.2603 | 0 | 387.2602 | 0.006044 |  |  | 387.2602 | 0.01227 | 387.2602 | 0.006823
| 387.3396 | 0 |  |  | 387.3396 | 0.029965 | 387.3396 | 0 | 387.3396 | 0.0020898 |  |  | 387.3396 | -0.0097999 | 387.3396 | -0.0007966
| 387.4189 | 0 |  |  | 387.4189 | 0.031077 | 387.4189 | 0 | 387.4189 | 0.0072919 |  |  | 387.4189 | 0.0011025 | 387.4189 | 0.0058631
| 387.4982 | 0 |  |  | 387.4982 | 0.030507 | 387.4982 | 0 | 387.4982 | 0.0088405 |  |  | 387.4982 | -0.007183 | 387.4982 | 0.00088154
| 387.5775 | 0 |  |  | 387.5775 | 0.030878 | 387.5775 | 0 | 387.5775 | 0.011381 |  |  | 387.5775 | 0.009838 | 387.5775 | 0.0048868
| 387.6569 | 0 |  |  | 387.6569 | 0.029224 | 387.6569 | 0 | 387.6569 | 0.0094118 |  |  | 387.6569 | -0.0089037 | 387.6569 | -0.011451
| 387.7362 | 0 |  |  | 387.7362 | 0.030364 | 387.7362 | 0 | 387.7362 | 0.010509 |  |  | 387.7362 | 0.0048446 | 387.7362 | 0.018171
| 387.8155 | 0 |  |  | 387.8155 | 0.029424 | 387.8155 | 0 | 387.8155 | 0.0083143 |  |  | 387.8155 | -0.014216 | 387.8155 | -0.0043409
| 387.8948 | 0 |  |  | 387.8948 | 0.029424 | 387.8948 | 0 | 387.8948 | 0.0074573 |  |  | 387.8948 | 0.010199 | 387.8948 | 0.010757
| 387.9742 | 0 |  |  | 387.9742 | 0.028483 | 387.9742 | 0 | 387.9742 | 0.0045105 |  |  | 387.9742 | -0.013797 | 387.9742 | -0.011295
| 388.0535 | 0 |  |  | 388.0535 | 0.028882 | 388.0535 | 0 | 388.0535 | 0.010344 |  |  | 388.0535 | 0.0088723 | 388.0535 | 0.0059222
| 388.1328 | 0 |  |  | 388.1328 | 0.027827 | 388.1328 | 0 | 388.1328 | 0.0053825 |  |  | 388.1328 | -0.009128 | 388.1328 | -0.0076336
| 388.2122 | 0 |  |  | 388.2122 | 0.028996 | 388.2122 | 0 | 388.2122 | 0.0059689 |  |  | 388.2122 | 0.0083325 | 388.2122 | 0.0087903
| 388.2915 | 0 |  |  | 388.2915 | 0.027314 | 388.2915 | 0 | 388.2915 | 0.0071716 |  |  | 388.2915 | 0.0014837 | 388.2915 | 0.00082015
| 388.3709 | 0 |  |  | 388.3709 | 0.028255 | 388.3709 | 0 | 388.3709 | 0.0095923 |  |  | 388.3709 | 0.0085546 | 388.3709 | -0.0021351
| 388.4502 | 0 |  |  | 388.4502 | 0.027371 | 388.4502 | 0 | 388.4502 | 0.0075475 |  |  | 388.4502 | -0.0099799 | 388.4502 | 0.0048933
| 388.5296 | 0 |  |  | 388.5296 | 0.029139 | 388.5296 | 0 | 388.5296 | 0.0023454 |  |  | 388.5296 | 0.014969 | 388.5296 | 0.0044612
| 388.6089 | 0 |  |  | 388.6089 | 0.028483 | 388.6089 | 0 | 388.6089 | 0.010449 |  |  | 388.6089 | -0.012202 | 388.6089 | 0.00041117
| 388.6883 | 0 |  |  | 388.6883 | 0.030307 | 388.6883 | 0 | 388.6883 | 0.0089458 |  |  | 388.6883 | 0.004265 | 388.6883 | 0.012164
| 388.7676 | 0 |  |  | 388.7676 | 0.029424 | 388.7676 | 0 | 388.7676 | 0.0041496 |  |  | 388.7676 | -0.0020889 | 388.7676 | -0.008085
| 388.847 | 0 |  |  | 388.847 | 0.030735 | 388.847 | 0 | 388.847 | 0.0054577 |  |  | 388.847 | -0.0070302 | 388.847 | -0.0029556
| 388.9263 | 0 |  |  | 388.9263 | 0.028796 | 388.9263 | 0 | 388.9263 | 0.0051419 |  |  | 388.9263 | -0.00056751 | 388.9263 | 0.005542
| 389.0057 | 0 |  |  | 389.0057 | 0.03025 | 389.0057 | 0 | 389.0057 | 0.0093667 |  |  | 389.0057 | 0.00069955 | 389.0057 | 0.0025054
| 389.0851 | 0 |  |  | 389.0851 | 0.03025 | 389.0851 | 0 | 389.0851 | 0.0082091 |  |  | 389.0851 | -0.019455 | 389.0851 | 0.0074325
| 389.1644 | 0 |  |  | 389.1644 | 0.029595 | 389.1644 | 0 | 389.1644 | 0.0067657 |  |  | 389.1644 | 0.002836 | 389.1644 | 0.0074297
| 389.2438 | 0 |  |  | 389.2438 | 0.029481 | 389.2438 | 0 | 389.2438 | 0.0066154 |  |  | 389.2438 | -0.0075275 | 389.2438 | -0.0017888
| 389.3231 | 0 |  |  | 389.3231 | 0.028226 | 389.3232 | 0 | 389.3231 | 0.0086451 |  |  | 389.3231 | -0.00063974 | 389.3231 | 0.016898
| 389.4025 | 0 |  |  | 389.4025 | 0.027798 | 389.4025 | 0 | 389.4025 | 0.0088556 |  |  | 389.4025 | -0.0051635 | 389.4025 | -0.0098918
| 389.4819 | 0 |  |  | 389.4819 | 0.027371 | 389.4819 | 0 | 389.4819 | 0.0081188 |  |  | 389.4819 | 0.012125 | 389.4819 | 0.0034847
| 389.5613 | 0 |  |  | 389.5613 | 0.027399 | 389.5613 | 0 | 389.5613 | 0.012148 |  |  | 389.5613 | -0.0088238 | 389.5613 | 0.00083885
| 389.6407 | 0 |  |  | 389.6406 | 0.027913 | 389.6407 | 0 | 389.6406 | 0.00648 |  |  | 389.6406 | 0.0081364 | 389.6406 | 0.0055448
| 389.72 | 0 |  |  | 389.72 | 0.027856 | 389.72 | 0 | 389.72 | 0.0095472 |  |  | 389.72 | -0.016992 | 389.72 | -0.0074783
| 389.7994 | 0 |  |  | 389.7994 | 0.028198 | 389.7994 | 0 | 389.7994 | 0.011096 |  |  | 389.7994 | 0.0079021 | 389.7994 | 0.0073758
| 389.8788 | 0 |  |  | 389.8788 | 0.029167 | 389.8788 | 0 | 389.8788 | 0.0054426 |  |  | 389.8788 | -0.016118 | 389.8788 | -0.010884
| 389.9582 | 0 |  |  | 389.9582 | 0.029167 | 389.9582 | 0 | 389.9582 | 0.010269 |  |  | 389.9582 | -0.0036392 | 389.9582 | -0.016711
| 390.0376 | 0 |  |  | 390.0376 | 0.029623 | 390.0376 | 0 | 390.0376 | 0.0087052 |  |  | 390.0376 | -0.001707 | 390.0376 | 0.014135
| 390.1169 | 0 |  |  | 390.1169 | 0.029253 | 390.1169 | 0 | 390.1169 | 0.0035633 |  |  | 390.1169 | 0.0019642 | 390.1169 | -0.0042449
| 390.1963 | 0 |  |  | 390.1963 | 0.03025 | 390.1964 | 0 | 390.1963 | 0.0096073 |  |  | 390.1963 | -0.0042457 | 390.1963 | -0.00026855
| 390.2757 | 0 |  |  | 390.2757 | 0.031305 | 390.2757 | 0 | 390.2757 | 0.0087503 |  |  | 390.2757 | -0.016038 | 390.2757 | -0.0054044
| 390.3551 | 0 |  |  | 390.3551 | 0.031448 | 390.3551 | 0 | 390.3551 | 0.009487 |  |  | 390.3551 | 0.0093885 | 390.3551 | 0.0056752
| 390.4345 | 0 |  |  | 390.4345 | 0.030992 | 390.4345 | 0 | 390.4345 | 0.0087954 |  |  | 390.4345 | -0.015181 | 390.4345 | -0.0031421
| 390.5139 | 0 |  |  | 390.5139 | 0.030735 | 390.5139 | 0 | 390.5139 | 0.0081489 |  |  | 390.5139 | 0.0015807 | 390.5139 | -0.0061368
| 390.5933 | 0 |  |  | 390.5933 | 0.029538 | 390.5933 | 0 | 390.5933 | 0.0087353 |  |  | 390.5933 | -0.0089985 | 390.5933 | 0.0021021
| 390.6727 | 0 |  |  | 390.6727 | 0.029623 | 390.6727 | 0 | 390.6727 | 0.0062545 |  |  | 390.6727 | 0.0072725 | 390.6727 | 0.006998
| 390.7521 | 0 |  |  | 390.7521 | 0.029167 | 390.7521 | 0 | 390.7521 | 0.006029 |  |  | 390.7521 | -0.014567 | 390.7521 | -0.0072922
| 390.8315 | 0 |  |  | 390.8315 | 0.028454 | 390.8315 | 0 | 390.8315 | 0.015922 |  |  | 390.8315 | 0.013749 | 390.8315 | 0.015718
| 390.911 | 0 |  |  | 390.911 | 0.028882 | 390.9109 | 0 | 390.911 | 0.0078482 |  |  | 390.9109 | -0.0098205 | 390.9109 | 0.0035842
| 390.9904 | 0 |  |  | 390.9904 | 0.029167 | 390.9904 | 0 | 390.9904 | 0.0070063 |  |  | 390.9904 | 0.011455 | 390.9904 | 0.0078513
| 391.0698 | 0 |  |  | 391.0698 | 0.029196 | 391.0698 | 0 | 391.0698 | 0.0065702 |  |  | 391.0698 | -0.011911 | 391.0698 | -0.012033
| 391.1492 | 0 |  |  | 391.1492 | 0.030193 | 391.1492 | 0 | 391.1492 | 0.012434 |  |  | 391.1492 | 0.013421 | 391.1492 | 0.018383
| 391.2286 | 0 |  |  | 391.2286 | 0.02797 | 391.2286 | 0 | 391.2286 | 0.011111 |  |  | 391.2286 | -0.027013 | 391.2286 | -0.013995
| 391.308 | 0 |  |  | 391.308 | 0.030536 | 391.308 | 0 | 391.308 | 0.0095923 |  |  | 391.308 | 0.011795 | 391.308 | 0.0092508
| 391.3875 | 0 |  |  | 391.3875 | 0.029452 | 391.3875 | 0 | 391.3875 | 0.0061793 |  |  | 391.3874 | -0.0067915 | 391.3874 | 0.0055137
| 391.4669 | 0 |  |  | 391.4669 | 0.03045 | 391.4669 | 0 | 391.4669 | 0.0064199 |  |  | 391.4669 | 0.006473 | 391.4669 | 0.0071415
| 391.5463 | 0 |  |  | 391.5463 | 0.029224 | 391.5463 | 0 | 391.5463 | 0.0092615 |  |  | 391.5463 | -0.0083613 | 391.5463 | -0.0087208
| 391.6257 | 0 |  |  | 391.6257 | 0.030593 | 391.6257 | 0 | 391.6257 | 0.0065552 |  |  | 391.6257 | 0.0058307 | 391.6257 | -0.0019183
| 391.7052 | 0 |  |  | 391.7052 | 0.029652 | 391.7052 | 0 | 391.7052 | 0.0049314 |  |  | 391.7052 | -0.0092642 | 391.7052 | 0.0028889
| 391.7846 | 0 |  |  | 391.7846 | 0.031077 | 391.7846 | 0 | 391.7846 | 0.011201 |  |  | 391.7846 | 0.013162 | 391.7846 | -0.00075304
| 391.864 | 0 |  |  | 391.864 | 0.029481 | 391.864 | 0 | 391.864 | 0.0040444 |  |  | 391.864 | -0.0069913 | 391.864 | -0.0019047
| 391.9434 | 0 |  |  | 391.9435 | 0.030108 | 391.9435 | 0 | 391.9435 | 0.010915 |  |  | 391.9435 | -0.0023756 | 391.9435 | 0.0053137
| 392.0229 | 0 |  |  | 392.0229 | 0.028084 | 392.0229 | 0 | 392.0229 | 0.0050818 |  |  | 392.0229 | -0.0057386 | 392.0229 | 0.0002059
| 392.1023 | 0 |  |  | 392.1023 | 0.028967 | 392.1023 | 0 | 392.1023 | 0.0069912 |  |  | 392.1023 | 0.015096 | 392.1023 | 0.020179
| 392.1818 | 0 |  |  | 392.1818 | 0.026943 | 392.1818 | 0 | 392.1818 | 0.0085699 |  |  | 392.1818 | -0.017802 | 392.1818 | -0.016874
| 392.2612 | 0 |  |  | 392.2612 | 0.027114 | 392.2612 | 0 | 392.2612 | 0.0078031 |  |  | 392.2612 | -0.0016586 | 392.2612 | -0.012037
| 392.3407 | 0 |  |  | 392.3407 | 0.025803 | 392.3407 | -0.073866 | 392.3407 | 0.0043601 |  |  | 392.3407 | -0.0058659 | 392.3407 | -0.0083253
| 392.4201 | 0 |  |  | 392.4201 | 0.028055 | 392.4201 | 0 | 392.4201 | 0.0061643 |  |  | 392.4201 | -0.00056555 | 392.4201 | -0.0015291
| 392.4996 | 0 |  |  | 392.4996 | 0.027314 | 392.4996 | 0 | 392.4996 | 0.0069762 |  |  | 392.4996 | -0.0060081 | 392.4996 | 0.0019912
| 392.579 | 0 |  |  | 392.579 | 0.029595 | 392.579 | 0 | 392.579 | 0.0083444 |  |  | 392.579 | 0.008499 | 392.579 | 0.0063223
| 392.6585 | 0 |  |  | 392.6585 | 0.027656 | 392.6585 | 0 | 392.6585 | 0.0058035 |  |  | 392.6585 | -0.011002 | 392.6585 | -0.00093238
| 392.7379 | 0 |  |  | 392.7379 | 0.029196 | 392.7379 | 0 | 392.7379 | 0.0062545 |  |  | 392.7379 | 0.0074641 | 392.7379 | -0.002811
| 392.8174 | 0 |  |  | 392.8174 | 0.028169 | 392.8174 | 0 | 392.8174 | 0.0096374 |  |  | 392.8174 | -0.018819 | 392.8174 | -0.020937
| 392.8968 | 0 |  |  | 392.8968 | 0.029509 | 392.8969 | 0 | 392.8968 | 0.0036384 |  |  | 392.8968 | 0.008419 | 392.8968 | 0.0044615
| 392.9763 | 0 |  |  | 392.9763 | 0.028283 | 392.9763 | 0 | 392.9763 | 0.011051 |  |  | 392.9763 | -0.0081789 | 392.9763 | -0.01123
| 393.0558 | 0 |  |  | 393.0558 | 0.02834 | 393.0558 | 0 | 393.0558 | 0.0065702 |  |  | 393.0558 | 0.011551 | 393.0558 | 0.0095117
| 393.1352 | 0 |  |  | 393.1352 | 0.027285 | 393.1353 | 0 | 393.1352 | 0.0068258 |  |  | 393.1352 | -0.012673 | 393.1352 | -0.0045366
| 393.2147 | 0 |  |  | 393.2147 | 0.029908 | 393.2147 | 0 | 393.2147 | 0.0092765 |  |  | 393.2147 | 0.002747 | 393.2147 | 0.0014047
| 393.2942 | 0 |  |  | 393.2942 | 0.028625 | 393.2942 | 0 | 393.2942 | 0.007337 |  |  | 393.2942 | -0.0081763 | 393.2942 | 0.00075643
| 393.3737 | 0 |  |  | 393.3736 | 0.029595 | 393.3737 | 0 | 393.3736 | 0.0050066 |  |  | 393.3737 | 0.00083035 | 393.3737 | -0.00051798
| 393.4531 | 0 |  |  | 393.4531 | 0.028511 | 393.4531 | 0 | 393.4531 | 0.0075926 |  |  | 393.4531 | -0.012246 | 393.4531 | -0.0014169
| 393.5326 | 0 |  |  | 393.5326 | 0.029452 | 393.5326 | 0 | 393.5326 | 0.007337 |  |  | 393.5326 | 0.0077359 | 393.5326 | 0.013907
| 393.6121 | 0 |  |  | 393.6121 | 0.02854 | 393.6121 | 0 | 393.6121 | 0.0064349 |  |  | 393.6121 | -0.0067316 | 393.6121 | 0.012061
| 393.6916 | 0 |  |  | 393.6916 | 0.029167 | 393.6916 | 0 | 393.6916 | 0.0052772 |  |  | 393.6916 | 0.0059409 | 393.6916 | 0.0054259
| 393.7711 | 0 |  |  | 393.771 | 0.028226 | 393.7711 | 0 | 393.771 | 0.0041346 |  |  | 393.771 | -0.0028822 | 393.771 | -0.011141
| 393.8505 | 0 |  |  | 393.8505 | 0.029709 | 393.8505 | 0 | 393.8505 | 0.0063447 |  |  | 393.8505 | 0.010246 | 393.8505 | 0.0063387
| 393.93 | 0 |  |  | 393.93 | 0.029652 | 393.93 | 0 | 393.93 | 0.011502 |  |  | 393.93 | -0.0091876 | 393.93 | -0.0066133
| 394.0095 | 0 |  |  | 394.0095 | 0.031676 | 394.0095 | 0 | 394.0095 | 0.0067206 |  |  | 394.0095 | -0.00086775 | 394.0095 | 0.0070746
| 394.089 | 0 |  |  | 394.089 | 0.030878 | 394.089 | 0 | 394.089 | 0.0078181 |  |  | 394.089 | -0.015691 | 394.089 | -0.007496
| 394.1685 | 0 |  |  | 394.1685 | 0.032674 | 394.1685 | 0 | 394.1685 | 0.0012228 |  |  | 394.1685 | -0.0024135 | 394.1685 | 8.2295e-07
| 394.248 | 0 |  |  | 394.248 | 0.031904 | 394.248 | 0 | 394.248 | 0.0082391 |  |  | 394.248 | -0.015942 | 394.248 | 8.6099e-06
| 394.3275 | 0 |  |  | 394.3275 | 0.033672 | 394.3275 | 0 | 394.3275 | 0.0096374 |  |  | 394.3275 | 6.5739e-05 | 394.3275 | -0.0013578
| 394.407 | 0 |  |  | 394.407 | 0.031705 | 394.407 | 0 | 394.407 | 0.0054126 |  |  | 394.407 | -0.015684 | 394.407 | -0.0019919
| 394.4865 | 0 |  |  | 394.4865 | 0.033073 | 394.4865 | 0 | 394.4865 | 0.0072318 |  |  | 394.4865 | 0.0070994 | 394.4865 | 0.0081454
| 394.566 | 0 |  |  | 394.566 | 0.031191 | 394.566 | 0 | 394.566 | 0.0035332 |  |  | 394.566 | -0.0095516 | 394.566 | 0.0051237
| 394.6455 | 0 |  |  | 394.6455 | 0.033301 | 394.6455 | 0 | 394.6455 | 0.0069461 |  |  | 394.6455 | 0.00848 | 394.6455 | 0.0081642
| 394.725 | 0 |  |  | 394.725 | 0.032218 | 394.725 | 0 | 394.725 | 0.010254 |  |  | 394.725 | -0.014342 | 394.725 | -0.0021671
| 394.8045 | 0 |  |  | 394.8045 | 0.033643 | 394.8045 | 0 | 394.8045 | 0.007758 |  |  | 394.8045 | 0.0096576 | 394.8045 | 0.015263
| 394.884 | 0 |  |  | 394.884 | 0.032731 | 394.884 | 0 | 394.884 | 0.0032626 |  |  | 394.884 | -0.014386 | 394.884 | -0.0054445
| 394.9635 | 0 |  |  | 394.9635 | 0.0339 | 394.9635 | 0 | 394.9635 | 0.0067356 |  |  | 394.9635 | -0.005537 | 394.9635 | 0.0055078
| 395.043 | 0 |  |  | 395.043 | 0.032702 | 395.043 | 0 | 395.043 | 0.011156 |  |  | 395.043 | -0.0068567 | 395.043 | -0.0012324
| 395.1226 | 0 |  |  | 395.1225 | 0.034356 | 395.1226 | 0 | 395.1225 | 0.0080737 |  |  | 395.1226 | 0.0015554 | 395.1226 | 1.093e-05
| 395.2021 | 0 |  |  | 395.2021 | 0.032075 | 395.2021 | 0 | 395.2021 | 0.013802 |  |  | 395.2021 | -0.0161 | 395.2021 | -0.0013279
| 395.2816 | 0 |  |  | 395.2816 | 0.033102 | 395.2816 | 0 | 395.2816 | 0.0065402 |  |  | 395.2816 | 0.0056114 | 395.2816 | -0.0053304
| 395.3611 | 0 |  |  | 395.3611 | 0.032047 | 395.3611 | 0 | 395.3611 | 0.0089758 |  |  | 395.3611 | -0.012165 | 395.3611 | -0.018406
| 395.4406 | 0 |  |  | 395.4406 | 0.033985 | 395.4406 | 0 | 395.4406 | 0.01096 |  |  | 395.4406 | 0.018776 | 395.4406 | 0.0048343
| 395.5202 | 0 |  |  | 395.5202 | 0.033672 | 395.5202 | 0 | 395.5202 | 0.010058 |  |  | 395.5202 | -0.0031165 | 395.5202 | -0.013331
| 395.5997 | 0 |  |  | 395.5997 | 0.035097 | 395.5997 | 0 | 395.5997 | 0.0076377 |  |  | 395.5997 | 0.011473 | 395.5997 | 0.0023469
| 395.6792 | 0 |  |  | 395.6792 | 0.034356 | 395.6792 | 0 | 395.6792 | 0.010254 |  |  | 395.6792 | -0.00022641 | 395.6792 | -0.0017303
| 395.7588 | 0 |  |  | 395.7588 | 0.034784 | 395.7588 | 0 | 395.7588 | 0.0096223 |  |  | 395.7588 | 0.010346 | 395.7588 | 0.016004
| 395.8383 | 0 |  |  | 395.8383 | 0.033672 | 395.8383 | 0 | 395.8383 | 0.010043 |  |  | 395.8383 | 0.0033356 | 395.8383 | -0.0052973
| 395.9178 | 0 |  |  | 395.9178 | 0.03333 | 395.9178 | 0 | 395.9178 | 0.0056381 |  |  | 395.9178 | -0.0033239 | 395.9178 | -0.001737
| 395.9974 | 0 |  |  | 395.9974 | 0.03159 | 395.9974 | 0 | 395.9974 | 0.0039993 |  |  | 395.9974 | -0.018428 | 395.9974 | -0.0019138
| 396.0769 | 0 |  |  | 396.0769 | 0.032759 | 396.0769 | 0 | 396.0769 | 0.0069762 |  |  | 396.0769 | 0.005205 | 396.0769 | 0.014667
| 396.1564 | 0 |  |  | 396.1565 | 0.030707 | 396.1564 | 0 | 396.1565 | 0.007743 |  |  | 396.1564 | -0.011104 | 396.1564 | -0.014476
| 396.236 | 0 |  |  | 396.236 | 0.032132 | 396.236 | 0 | 396.236 | 0.013336 |  |  | 396.236 | 0.016096 | 396.236 | 0.01826
| 396.3155 | 0 |  |  | 396.3155 | 0.030764 | 396.3155 | 0 | 396.3155 | 0.0085097 |  |  | 396.3155 | -0.010791 | 396.3155 | -0.016211
| 396.3951 | 0 |  |  | 396.3951 | 0.032446 | 396.3951 | 0 | 396.3951 | 0.012479 |  |  | 396.3951 | 0.0081093 | 396.3951 | 0.014019
| 396.4746 | 0 |  |  | 396.4746 | 0.029766 | 396.4746 | 0 | 396.4746 | 0.0019545 |  |  | 396.4746 | -0.0070765 | 396.4746 | 0.0069509
| 396.5542 | 0 |  |  | 396.5542 | 0.031933 | 396.5542 | 0 | 396.5542 | 0.01078 |  |  | 396.5542 | 0.01304 | 396.5542 | 0.011334
| 396.6337 | 0 |  |  | 396.6337 | 0.030364 | 396.6337 | 0 | 396.6337 | 0.010073 |  |  | 396.6337 | -0.013135 | 396.6337 | -0.0035109
| 396.7133 | 0 |  |  | 396.7133 | 0.031505 | 396.7133 | 0 | 396.7133 | 0.014569 |  |  | 396.7133 | 0.0093259 | 396.7133 | 0.0075001
| 396.7928 | 0 |  |  | 396.7928 | 0.029937 | 396.7928 | 0 | 396.7928 | 0.0098779 |  |  | 396.7929 | -0.0025035 | 396.7929 | -0.0053559
| 396.8724 | 0 |  |  | 396.8724 | 0.030792 | 396.8724 | 0 | 396.8724 | 0.0019545 |  |  | 396.8724 | 0.0070176 | 396.8724 | 0.0018026
| 396.952 | 0 |  |  | 396.952 | 0.028796 | 396.952 | 0 | 396.952 | 0.0040895 |  |  | 396.952 | -0.01589 | 396.952 | -0.0094201
| 397.0315 | 0 |  |  | 397.0315 | 0.030279 | 397.0315 | 0 | 397.0315 | 0.0065552 |  |  | 397.0315 | 0.0049905 | 397.0315 | -0.0049012
| 397.1111 | 0 |  |  | 397.1111 | 0.028597 | 397.1111 | 0 | 397.1111 | 0.0080587 |  |  | 397.1111 | -0.012189 | 397.1111 | -0.0020255
| 397.1907 | 0 |  |  | 397.1907 | 0.030108 | 397.1907 | 0 | 397.1907 | 0.0080136 |  |  | 397.1907 | 0.003385 | 397.1907 | 0.013632
| 397.2702 | 0 |  |  | 397.2702 | 0.029652 | 397.2702 | 0 | 397.2702 | 0.0067206 |  |  | 397.2702 | -0.011658 | 397.2702 | -0.0087269
| 397.3498 | 0 |  |  | 397.3498 | 0.030935 | 397.3498 | 0 | 397.3498 | 0.010975 |  |  | 397.3498 | -0.0023894 | 397.3498 | 0.015561
| 397.4294 | 0 |  |  | 397.4294 | 0.028597 | 397.4294 | 0 | 397.4294 | 0.010028 |  |  | 397.4294 | -0.011833 | 397.4294 | -0.0070762
| 397.509 | 0 |  |  | 397.509 | 0.029081 | 397.509 | 0 | 397.509 | 0.0054727 |  |  | 397.509 | -0.0047984 | 397.509 | 0.0051918
| 397.5885 | 0 |  |  | 397.5885 | 0.027513 | 397.5885 | 0 | 397.5885 | 0.0065853 |  |  | 397.5885 | -0.017483 | 397.5885 | -0.01191
| 397.6681 | 0 |  |  | 397.6681 | 0.02854 | 397.6681 | 0 | 397.6681 | 0.010389 |  |  | 397.6681 | 0.0066875 | 397.6681 | 0.0018771
| 397.7477 | 0 |  |  | 397.7477 | 0.027542 | 397.7477 | 0 | 397.7477 | 0.0083594 |  |  | 397.7477 | -0.016501 | 397.7477 | -0.012357
| 397.8273 | 0 |  |  | 397.8273 | 0.028454 | 397.8273 | 0 | 397.8273 | 0.0073671 |  |  | 397.8273 | 0.009098 | 397.8273 | 0.0037134
| 397.9069 | 0 |  |  | 397.9069 | 0.02797 | 397.9069 | 0 | 397.9069 | 0.0077279 |  |  | 397.9069 | -0.015331 | 397.9069 | -0.002338
| 397.9864 | 0 |  |  | 397.9865 | 0.03025 | 397.9865 | 0 | 397.9865 | 0.0068409 |  |  | 397.9865 | 0.0050948 | 397.9865 | 0.013302
| 398.066 | 0 |  |  | 398.0661 | 0.029737 | 398.066 | 0 | 398.0661 | 0.01066 |  |  | 398.066 | -0.0067888 | 398.066 | -0.0090145
| 398.1456 | 0 |  |  | 398.1456 | 0.031305 | 398.1456 | 0 | 398.1456 | 0.0089307 |  |  | 398.1456 | 0.0098607 | 398.1456 | 0.0068655
| 398.2252 | 0 |  |  | 398.2252 | 0.028882 | 398.2252 | 0 | 398.2252 | 0.0099832 |  |  | 398.2252 | -0.0076494 | 398.2252 | -0.0038048
| 398.3048 | 0 |  |  | 398.3048 | 0.030079 | 398.3048 | 0 | 398.3048 | 0.012103 |  |  | 398.3048 | 0.0016055 | 398.3048 | -0.0071836
| 398.3844 | 0 |  |  | 398.3844 | 0.028568 | 398.3844 | 0 | 398.3844 | 0.010073 |  |  | 398.3844 | -0.013899 | 398.3844 | -0.0035404
| 398.464 | 0 |  |  | 398.464 | 0.030593 | 398.464 | 0 | 398.464 | 0.01093 |  |  | 398.464 | 0.00062141 | 398.464 | 0.00099393
| 398.5436 | 0 |  |  | 398.5436 | 0.028825 | 398.5436 | 0 | 398.5436 | 0.0063297 |  |  | 398.5436 | -0.001692 | 398.5436 | 0.0011982
| 398.6232 | 0 |  |  | 398.6232 | 0.030764 | 398.6232 | 0 | 398.6232 | 0.0089157 |  |  | 398.6232 | -0.0010265 | 398.6232 | 0.0094629
| 398.7028 | 0 |  |  | 398.7028 | 0.029253 | 398.7028 | 0 | 398.7028 | 0.0044954 |  |  | 398.7028 | -0.0054989 | 398.7028 | -0.021252
| 398.7824 | 0 |  |  | 398.7824 | 0.03102 | 398.7824 | 0 | 398.7824 | 0.0088255 |  |  | 398.7824 | -0.0011499 | 398.7824 | -0.0013723
| 398.862 | 0 |  |  | 398.8621 | 0.02911 | 398.862 | 0 | 398.8621 | 0.009472 |  |  | 398.862 | -0.017461 | 398.862 | -0.020878
| 398.9416 | 0 |  |  | 398.9417 | 0.03045 | 398.9417 | 0 | 398.9417 | 0.012284 |  |  | 398.9417 | 0.015891 | 398.9417 | 0.012608
| 399.0213 | 0 |  |  | 399.0213 | 0.028397 | 399.0213 | 0 | 399.0213 | 0.0043 |  |  | 399.0213 | -0.01366 | 399.0213 | -0.0071343
| 399.1009 | 0 |  |  | 399.1009 | 0.029794 | 399.1009 | 0 | 399.1009 | 0.010314 |  |  | 399.1009 | 0.014347 | 399.1009 | 0.0063847
| 399.1805 | 0 |  |  | 399.1805 | 0.028825 | 399.1805 | 0 | 399.1805 | 0.0073671 |  |  | 399.1805 | -0.016396 | 399.1805 | -0.0095032
| 399.2601 | 0 |  |  | 399.2601 | 0.029167 | 399.2601 | 0 | 399.2601 | 0.010344 |  |  | 399.2601 | 0.001079 | 399.2601 | 0.012163
| 399.3397 | 0 |  |  | 399.3397 | 0.02834 | 399.3398 | 0 | 399.3397 | 0.010915 |  |  | 399.3397 | -0.026698 | 399.3397 | -0.0035086
| 399.4194 | 0 |  |  | 399.4194 | 0.029538 | 399.4194 | 0 | 399.4194 | 0.0087052 |  |  | 399.4194 | 0.0081084 | 399.4194 | -0.0020557
| 399.499 | 0 |  |  | 399.499 | 0.028141 | 399.499 | 0 | 399.499 | 0.0082241 |  |  | 399.499 | -0.0049064 | 399.499 | -0.0072931
| 399.5786 | 0 |  |  | 399.5786 | 0.029794 | 399.5786 | 0 | 399.5786 | 0.013561 |  |  | 399.5786 | 0.0074296 | 399.5786 | 0.025559
| 399.6582 | 0 |  |  | 399.6582 | 0.029053 | 399.6582 | 0 | 399.6582 | 0.0052622 |  |  | 399.6582 | -0.0087791 | 399.6582 | -0.014458
| 399.7378 | 0 |  |  | 399.7379 | 0.029908 | 399.7379 | 0 | 399.7379 | 0.011863 |  |  | 399.7379 | 0.015823 | 399.7379 | 0.0016707
| 399.8175 | 0 |  |  | 399.8175 | 0.028739 | 399.8175 | 0 | 399.8175 | 0.0095923 |  |  | 399.8175 | -0.017778 | 399.8175 | -0.00978
| 399.8971 | 0 |  |  | 399.8971 | 0.02968 | 399.8971 | 0 | 399.8971 | 0.01296 |  |  | 399.8971 | 0.012942 | 399.8971 | 0.014682
| 399.9768 | 0 |  |  | 399.9768 | 0.028198 | 399.9768 | 0 | 399.9768 | 0.01299 |  |  | 399.9768 | -0.0082386 | 399.9768 | -0.0096306
| 400.0564 | 0 |  |  | 400.0564 | 0.028511 | 400.0564 | 0 | 400.0564 | 0.0087653 |  |  | 400.0564 | 0.01673 | 400.0564 | 0.013662
| 400.1361 | 0 |  |  | 400.136 | 0.026915 | 400.136 | 0 | 400.136 | 0.0095321 |  |  | 400.136 | -0.0080537 | 400.136 | 0
| 400.2157 | 0 |  |  | 400.2157 | 0.029367 | 400.2157 | 0 | 400.2157 | 0.012509 |  |  | 400.2157 | 0.010088 | 400.2157 | 0
| 400.2953 | 0 |  |  | 400.2953 | 0.026858 | 400.2953 | 0 | 400.2953 | 0.0071265 |  |  | 400.2953 | -0.013259 | 400.2953 | 0
| 400.375 | 0 |  |  | 400.375 | 0.029081 | 400.375 | 0 | 400.375 | 0.0085699 |  |  | 400.375 | 0.01133 | 400.375 | 0
| 400.4546 | 0 |  |  | 400.4546 | 0.027485 | 400.4546 | 0 | 400.4546 | 0.0085849 |  |  | 400.4546 | -0.0091157 | 400.4546 | 0
| 400.5343 | 0 |  |  | 400.5343 | 0.029652 | 400.5343 | 0 | 400.5343 | 0.0064349 |  |  | 400.5343 | 0.010696 | 400.5343 | 0
| 400.6139 | 0 |  |  | 400.6139 | 0.026943 | 400.6139 | 0 | 400.6139 | 0.0096223 |  |  | 400.6139 | -0.011996 | 400.6139 | 0
| 400.6936 | 0 |  |  | 400.6936 | 0.02834 | 400.6936 | 0 | 400.6936 | 0.007337 |  |  | 400.6936 | 0.011459 | 400.6936 | 0
| 400.7732 | 0 |  |  | 400.7732 | 0.025831 | 400.7732 | 0 | 400.7732 | 0.015351 |  |  | 400.7732 | -0.0097067 | 400.7732 | 0
| 400.8529 | 0 |  |  | 400.8529 | 0.027599 | 400.8529 | 0 | 400.8529 | 0.013246 |  |  | 400.8529 | 0.0073657 | 400.8529 | 0
| 400.9326 | 0 |  |  | 400.9325 | 0.026943 | 400.9326 | 0 | 400.9325 | 0.0063447 |  |  | 400.9325 | -0.0085273 | 400.9325 | 0
| 401.0122 | 0 |  |  | 401.0122 | 0.029224 | 401.0122 | 0 | 401.0122 | 0.011562 |  |  | 401.0122 | -0.0034365 | 401.0122 | 0
| 401.0919 | 0 |  |  | 401.0919 | 0.02757 | 401.0919 | 0 | 401.0919 | 0.0087954 |  |  | 401.0919 | -0.022221 | 401.0919 | 0
| 401.1715 | 0 |  |  | 401.1715 | 0.029794 | 401.1715 | 0 | 401.1715 | 0.014689 |  |  | 401.1715 | 0.0094184 | 401.1715 | 0
| 401.2512 | 0 |  |  | 401.2512 | 0.028283 | 401.2512 | 0 | 401.2512 | 0.01096 |  |  | 401.2512 | -0.011875 | 401.2512 | 0
| 401.3309 | 0 |  |  | 401.3309 | 0.028654 | 401.3309 | 0 | 401.3309 | 0.0086601 |  |  | 401.3309 | 0.01576 | 401.3309 | 0
| 401.4105 | 0 |  |  | 401.4105 | 0.027485 | 401.4105 | 0 | 401.4105 | 0.010209 |  |  | 401.4105 | -0.016279 | 401.4105 | 0
| 401.4902 | 0 |  |  | 401.4902 | 0.029965 | 401.4902 | 0 | 401.4902 | 0.018358 |  |  | 401.4902 | 0.0046732 | 401.4902 | 0
| 401.5699 | 0 |  |  | 401.5699 | 0.027941 | 401.5699 | 0 | 401.5699 | 0.013321 |  |  | 401.5699 | -0.016908 | 401.5699 | 0
| 401.6496 | 0 |  |  | 401.6495 | 0.028882 | 401.6496 | 0 | 401.6495 | 0.016298 |  |  | 401.6496 | 0.011419 | 401.6496 | 0
| 401.7292 | 0 |  |  | 401.7292 | 0.027228 | 401.7292 | 0 | 401.7292 | 0.0050818 |  |  | 401.7292 | -0.020021 | 401.7292 | 0
| 401.8089 | 0 |  |  | 401.8089 | 0.02854 | 401.8089 | 0 | 401.8089 | 0.018583 |  |  | 401.8089 | -0.002314 | 401.8089 | 0
| 401.8886 | 0 |  |  | 401.8886 | 0.026658 | 401.8886 | 0 | 401.8886 | 0.0089758 |  |  | 401.8886 | -0.020973 | 401.8886 | 0
| 401.9683 | 0 |  |  | 401.9683 | 0.028226 | 401.9683 | 0 | 401.9683 | 0.0058786 |  |  | 401.9683 | 0.013117 | 401.9683 | 0
| 402.048 | 0 |  |  | 402.048 | 0.0272 | 402.048 | 0 | 402.048 | 0.0075024 |  |  | 402.048 | -0.02587 | 402.048 | 0
| 402.1277 | 0 |  |  | 402.1277 | 0.028654 | 402.1277 | 0 | 402.1277 | 0.010224 |  |  | 402.1276 | 0.013429 | 402.1276 | 0
| 402.2073 | 0 |  |  | 402.2073 | 0.027114 | 402.2073 | 0 | 402.2073 | 0.012915 |  |  | 402.2073 | -0.011773 | 402.2073 | 0
| 402.287 | 0 |  |  | 402.287 | 0.029538 | 402.287 | 0 | 402.287 | 0.017065 |  |  | 402.287 | 0.010135 | 402.287 | 0
| 402.3667 | 0 |  |  | 402.3667 | 0.026116 | 402.3667 | 0 | 402.3667 | 0.0049615 |  |  | 402.3667 | 0.0058216 | 402.3667 | 0
| 402.4464 | 0 |  |  | 402.4464 | 0.027314 | 402.4464 | 0 | 402.4464 | 0.011908 |  |  | 402.4464 | 0.011862 | 402.4464 | 0
| 402.5261 | 0 |  |  | 402.5261 | 0.023351 | 402.5261 | 0 | 402.5261 | 0.013546 |  |  | 402.5261 | -0.026524 | 402.5261 | 0
| 402.6058 | 0 |  |  | 402.6058 | 0.026344 | 402.6058 | 0 | 402.6058 | 0.012584 |  |  | 402.6058 | 0.015896 | 402.6058 | 0
| 402.6855 | 0 |  |  | 402.6855 | 0.024406 | 402.6855 | 0 | 402.6855 | 0.017591 |  |  | 402.6855 | -0.020394 | 402.6855 | 0
| 402.7652 | 0 |  |  | 402.7652 | 0.028283 | 402.7652 | 0 | 402.7652 | 0.013381 |  |  | 402.7652 | 0.02594 | 402.7652 | 0
| 402.8449 | 0 |  |  | 402.8449 | 0.026829 | 402.8449 | 0 | 402.8449 | 0.0078482 |  |  | 402.8449 | -0.026047 | 402.8449 | 0
| 402.9246 | 0 |  |  | 402.9246 | 0.027057 | 402.9246 | 0 | 402.9246 | 0.017952 |  |  | 402.9246 | 0.012631 | 402.9246 | 0
| 403.0043 | 0 |  |  | 403.0043 | 0.024691 | 403.0043 | 0 | 403.0043 | 0.0042849 |  |  | 403.0043 | -0.020537 | 403.0043 | 0
| 403.084 | 0 |  |  | 403.084 | 0.027 | 403.084 | 0 | 403.084 | 0.018177 |  |  | 403.084 | 0.0061471 | 403.084 | 0
| 403.1638 | 0 |  |  | 403.1637 | 0.02355 | 403.1638 | 0 | 403.1637 | 0.014674 |  |  | 403.1637 | -0.030487 | 403.1637 | 0
| 403.2435 | 0 |  |  | 403.2435 | 0.025289 | 403.2435 | 0 | 403.2435 | 0.017471 |  |  | 403.2435 | 0.0091028 | 403.2435 | 0
| 403.3232 | 0 |  |  | 403.3232 | 0.022638 | 403.3232 | 0 | 403.3232 | 0.0059689 |  |  | 403.3232 | -0.011571 | 403.3232 | 0
| 403.4029 | 0 |  |  | 403.4029 | 0.024006 | 403.4029 | 0 | 403.4029 | 0.0095021 |  |  | 403.4029 | 0.0091924 | 403.4029 | 0
| 403.4826 | 0 |  |  | 403.4826 | 0.020614 | 403.4826 | 0 | 403.4826 | 0.016208 |  |  | 403.4826 | -0.022666 | 403.4826 | 0
| 403.5623 | 0 |  |  | 403.5623 | 0.021897 | 403.5623 | 0 | 403.5623 | 0.010314 |  |  | 403.5623 | -0.0063999 | 403.5623 | 0
| 403.6421 | 0 |  |  | 403.6421 | 0.019701 | 403.6421 | 0 | 403.6421 | 0.013742 |  |  | 403.6421 | -0.023288 | 403.6421 | 0
| 403.7218 | 0 |  |  | 403.7218 | 0.022353 | 403.7218 | 0 | 403.7218 | 0.023454 |  |  | 403.7218 | 0.016285 | 403.7218 | 0
| 403.8015 | 0 |  |  | 403.8015 | 0.020557 | 403.8015 | 0 | 403.8015 | 0.010419 |  |  | 403.8015 | -0.0034409 | 403.8015 | 0
| 403.8812 | 0 |  |  | 403.8812 | 0.024577 | 403.8812 | 0 | 403.8812 | 0.014238 |  |  | 403.8812 | 0.0066393 | 403.8812 | 0
| 403.961 | 0 |  |  | 403.961 | 0.021897 | 403.961 | 0 | 403.961 | 0.0089909 |  |  | 403.961 | -0.021078 | 403.961 | 0
| 404.0407 | 0 |  |  | 404.0407 | 0.022438 | 404.0407 | 0 | 404.0407 | 0.014358 |  |  | 404.0407 | 0.028148 | 404.0407 | 0
| 404.1204 | 0 |  |  | 404.1204 | 0.021212 | 404.1204 | 0 | 404.1204 | 0.010149 |  |  | 404.1204 | -0.019625 | 404.1204 | 0
| 404.2002 | 0 |  |  | 404.2002 | 0.022752 | 404.2002 | 0 | 404.2002 | 0.015757 |  |  | 404.2002 | 0.018752 | 404.2002 | 0
| 404.2799 | 0 |  |  | 404.2799 | 0.020699 | 404.2799 | 0 | 404.2799 | 0.0074272 |  |  | 404.2799 | -0.032811 | 404.2799 | 0
| 404.3596 | 0 |  |  | 404.3596 | 0.023778 | 404.3596 | 0 | 404.3596 | 0.018764 |  |  | 404.3596 | -0.0037014 | 404.3596 | 0
| 404.4394 | 0 |  |  | 404.4394 | 0.022895 | 404.4394 | 0 | 404.4394 | 0.0099531 |  |  | 404.4394 | -0.020639 | 404.4394 | 0
| 404.5191 | 0 |  |  | 404.5191 | 0.026943 | 404.5191 | 0 | 404.5191 | 0.016538 |  |  | 404.5191 | 0.0013269 | 404.5191 | 0
| 404.5989 | 0 |  |  | 404.5989 | 0.024349 | 404.5989 | 0 | 404.5989 | 0.013366 |  |  | 404.5989 | -0.028891 | 404.5989 | 0
| 404.6786 | 0 |  |  | 404.6786 | 0.028283 | 404.6786 | 0 | 404.6786 | 0.024281 |  |  | 404.6786 | 0.016657 | 404.6786 | 0
| 404.7584 | 0 |  |  | 404.7584 | 0.026829 | 404.7584 | 0 | 404.7584 | 0.015561 |  |  | 404.7584 | -0.013494 | 404.7584 | 0
| 404.8381 | 0 |  |  | 404.8381 | 0.028967 | 404.8381 | 0 | 404.8381 | 0.006901 |  |  | 404.8381 | 0.02378 | 404.8381 | 0
| 404.9179 | 0 |  |  | 404.9179 | 0.028996 | 404.9179 | 0 | 404.9179 | 0.0067356 |  |  | 404.9179 | -0.0086769 | 404.9179 | 0
| 404.9976 | 0 |  |  | 404.9976 | 0.032417 | 404.9976 | 0 | 404.9976 | 0.013892 |  |  | 404.9976 | 0.022433 | 404.9976 | 0
| 405.0774 | 0 |  |  | 405.0774 | 0.029139 | 405.0774 | 0 | 405.0774 | 0.020252 |  |  | 405.0774 | -0.012619 | 405.0774 | 0
| 405.1571 | 0 |  |  | 405.1571 | 0.032788 | 405.1571 | 0 | 405.1571 | 0.014373 |  |  | 405.1571 | 0.015867 | 405.1571 | 0
| 405.2369 | 0 |  |  | 405.2369 | 0.030165 | 405.2369 | 0 | 405.2369 | 0.022282 |  |  | 405.2369 | -0.027484 | 405.2369 | 0
| 405.3166 | 0 |  |  | 405.3167 | 0.03467 | 405.3167 | 0 | 405.3167 | 0.016644 |  |  | 405.3167 | 0.03254 | 405.3167 | 0
| 405.3964 | 0 |  |  | 405.3964 | 0.032047 | 405.3964 | 0 | 405.3964 | 0.011442 |  |  | 405.3964 | -0.01037 | 405.3964 | 0
| 405.4762 | 0 |  |  | 405.4762 | 0.035183 | 405.4762 | 0 | 405.4762 | 0.012404 |  |  | 405.4762 | 0.005998 | 405.4762 | 0
| 405.556 | 0 |  |  | 405.5559 | 0.03199 | 405.556 | 0 | 405.5559 | 0.0025559 |  |  | 405.556 | 0.009397 | 405.556 | 0
| 405.6357 | 0 |  |  | 405.6357 | 0.035525 | 405.6357 | 0 | 405.6357 | 0.01293 |  |  | 405.6357 | 0.024411 | 405.6357 | 0
| 405.7155 | 0 |  |  | 405.7155 | 0.034242 | 405.7155 | 0 | 405.7155 | 0.0076377 |  |  | 405.7155 | -0.03776 | 405.7155 | 0
| 405.7953 | 0 |  |  | 405.7953 | 0.035725 | 405.7953 | 0 | 405.7953 | 0.013847 |  |  | 405.7953 | -0.007958 | 405.7953 | 0
| 405.875 | 0 |  |  | 405.875 | 0.033187 | 405.875 | 0 | 405.875 | 0.024011 |  |  | 405.875 | -0.015918 | 405.875 | 0
| 405.9548 | 0 |  |  | 405.9548 | 0.034698 | 405.9548 | 0 | 405.9548 | 0.012223 |  |  | 405.9548 | 0.0075487 | 405.9548 | 0
| 406.0346 | 0 |  |  | 406.0346 | 0.035012 | 406.0346 | 0 | 406.0346 | 0.020372 |  |  | 406.0346 | -0.019681 | 406.0346 | 0
| 406.1144 | 0 |  |  | 406.1144 | 0.036095 | 406.1144 | 0 | 406.1144 | 0.022462 |  |  | 406.1144 | 0.017084 | 406.1144 | 0
| 406.1941 | 0 |  |  | 406.1942 | 0.035297 | 406.1942 | 0 | 406.1942 | 0.0040895 |  |  | 406.1942 | -0.019118 | 406.1942 | 0
| 406.2739 | 0 |  |  | 406.2739 | 0.03658 | 406.2739 | 0 | 406.2739 | 0.015125 |  |  | 406.2739 | -0.0064641 | 406.2739 | 0
| 406.3537 | 0 |  |  | 406.3537 | 0.035696 | 406.3537 | 0 | 406.3537 | 0.018944 |  |  | 406.3537 | -0.036947 | 406.3537 | 0
| 406.4335 | 0 |  |  | 406.4335 | 0.036751 | 406.4335 | 0 | 406.4335 | 0.019786 |  |  | 406.4335 | 0.010576 | 406.4335 | 0
| 406.5133 | 0 |  |  | 406.5133 | 0.03524 | 406.5133 | 0 | 406.5133 | 0.027228 |  |  | 406.5133 | -0.029744 | 406.5133 | 0
| 406.5931 | 0 |  |  | 406.5931 | 0.036352 | 406.5931 | 0 | 406.5931 | 0.019756 |  |  | 406.5931 | 0.022823 | 406.5931 | 0
| 406.6729 | 0 |  |  | 406.6729 | 0.033928 | 406.6729 | 0 | 406.6729 | 0.0013059 |  |  | 406.6729 | -0.0013384 | 406.6729 | 0
| 406.7527 | 0 |  |  | 406.7527 | 0.033444 | 406.7527 | 0 | 406.7527 | 0 |  |  | 406.7527 | 0 | 406.7527 | 0
| 406.8325 | 0 |  |  | 406.8325 | 0.032588 | 406.8325 | 0 | 406.8325 | 0 |  |  | 406.8325 | 0 | 406.8325 | 0
| 406.9123 | 0 |  |  | 406.9123 | 0.032931 | 406.9123 | 0 | 406.9123 | 0 |  |  | 406.9123 | 0 | 406.9123 | 0
| 406.9921 | 0 |  |  | 406.9921 | 0.030878 | 406.9921 | 0 | 406.9921 | 0 |  |  | 406.9921 | 0 | 406.9921 | 0
| 407.0719 | 0 |  |  | 407.0719 | 0.032759 | 407.0719 | 0 | 407.0719 | 0 |  |  | 407.0719 | 0 | 407.0719 | 0
| 407.1517 | 0 |  |  | 407.1517 | 0.031448 | 407.1517 | 0 | 407.1517 | 0 |  |  | 407.1517 | 0 | 407.1517 | 0
| 407.2315 | 0 |  |  | 407.2315 | 0.033586 | 407.2315 | 0 | 407.2315 | 0 |  |  | 407.2315 | 0 | 407.2315 | 0
| 407.3113 | 0 |  |  | 407.3113 | 0.032104 | 407.3113 | 0 | 407.3113 | 0 |  |  | 407.3113 | 0 | 407.3113 | 0
| 407.3911 | 0 |  |  | 407.3911 | 0.034613 | 407.3911 | 0 | 407.3911 | 0 |  |  | 407.3911 | 0 | 407.3911 | 0
| 407.4709 | 0 |  |  | 407.4709 | 0.033501 | 407.4709 | 0 | 407.4709 | 0 |  |  | 407.4709 | 0 | 407.4709 | 0
| 407.5507 | 0 |  |  | 407.5507 | 0.036437 | 407.5507 | 0 | 407.5507 | 0 |  |  | 407.5507 | 0 | 407.5507 | 0
| 407.6306 | 0 |  |  | 407.6305 | 0.03447 | 407.6306 | 0 | 407.6305 | 0 |  |  | 407.6305 | 0 | 407.6305 | 0
| 407.7104 | 0 |  |  | 407.7104 | 0.034613 | 407.7104 | 0 | 407.7104 | 0 |  |  | 407.7104 | 0 | 407.7104 | 0
| 407.7902 | 0 |  |  | 407.7902 | 0.034613 | 407.7902 | 0 | 407.7902 | 0 |  |  | 407.7902 | 0 | 407.7902 | 0
| 407.87 | 0 |  |  | 407.87 | 0.034613 | 407.87 | 0 | 407.87 | 0 |  |  | 407.87 | 0 | 407.87 | 0
| 407.9498 | 0 |  |  | 407.9498 | 0.034613 | 407.9498 | 0 | 407.9498 | 0 |  |  | 407.9498 | 0 | 407.9498 | 0
| 408.0296 | 0 |  |  | 408.0296 | 0.034613 | 408.0296 | 0 | 408.0296 | 0 |  |  | 408.0296 | 0 | 408.0296 | 0
| 408.1095 | 0 |  |  | 408.1095 | 0.034613 | 408.1095 | 0 | 408.1095 | 0 |  |  | 408.1095 | 0 | 408.1095 | 0
| 408.1893 | 0 |  |  | 408.1893 | 0.034613 | 408.1893 | 0 | 408.1893 | 0 |  |  | 408.1893 | 0 | 408.1893 | 0
| 408.2691 | 0 |  |  | 408.2691 | 0.034613 | 408.2691 | 0 | 408.2691 | 0 |  |  | 408.2691 | 0 | 408.2691 | 0
| 408.3489 | 0 |  |  | 408.349 | 0.034613 | 408.3489 | 0 | 408.349 | 0 |  |  | 408.349 | 0 | 408.349 | 0
| 408.4288 | 0 |  |  | 408.4288 | 0.034613 | 408.4288 | 0 | 408.4288 | 0 |  |  | 408.4288 | 0 | 408.4288 | 0
| 408.5086 | 0 |  |  | 408.5086 | 0.034613 | 408.5086 | 0 | 408.5086 | 0 |  |  | 408.5086 | 0 | 408.5086 | 0
| 408.5884 | 0 |  |  | 408.5885 | 0.034613 | 408.5884 | 0 | 408.5885 | 0 |  |  | 408.5885 | 0 | 408.5885 | 0
| 408.6683 | 0 |  |  | 408.6683 | 0.034613 | 408.6683 | 0 | 408.6683 | 0 |  |  | 408.6683 | 0 | 408.6683 | 0
| 408.7481 | 0 |  |  | 408.7481 | 0.034613 | 408.7481 | 0 | 408.7481 | 0 |  |  | 408.7481 | 0 | 408.7481 | 0
| 408.828 | 0 |  |  | 408.828 | 0.034613 | 408.828 | 0 | 408.828 | 0 |  |  | 408.828 | 0 | 408.828 | 0
| 408.9078 | 0 |  |  | 408.9078 | 0.034613 | 408.9078 | 0 | 408.9078 | 0 |  |  | 408.9078 | 0 | 408.9078 | 0
| 408.9877 | 0 |  |  | 408.9877 | 0.034613 | 408.9877 | 0 | 408.9877 | 0 |  |  | 408.9877 | 0 | 408.9877 | 0
| 409.0675 | 0 |  |  | 409.0675 | 0.034613 | 409.0675 | 0 | 409.0675 | 0 |  |  | 409.0675 | 0 | 409.0675 | 0
| 409.1474 | 0 |  |  | 409.1474 | 0.034613 | 409.1474 | 0 | 409.1474 | 0 |  |  | 409.1474 | 0 | 409.1474 | 0
| 409.2272 | 0 |  |  | 409.2272 | 0.034613 | 409.2272 | 0 | 409.2272 | 0 |  |  | 409.2272 | 0 | 409.2272 | 0
| 409.3071 | 0 |  |  | 409.3071 | 0.034613 | 409.3071 | 0 | 409.3071 | 0 |  |  | 409.3071 | 0 | 409.3071 | 0
| 409.3869 | 0 |  |  | 409.3869 | 0.034613 | 409.3869 | 0 | 409.3869 | 0 |  |  | 409.3869 | 0 | 409.3869 | 0
| 409.4668 | 0 |  |  | 409.4668 | 0.034613 | 409.4668 | 0 | 409.4668 | 0 |  |  | 409.4668 | 0 | 409.4668 | 0
| 409.5466 | 0 |  |  | 409.5466 | 0.034613 | 409.5466 | 0 | 409.5466 | 0 |  |  | 409.5466 | 0 | 409.5466 | 0
| 409.6265 | 0 |  |  | 409.6265 | 0.034613 | 409.6265 | 0 | 409.6265 | 0 |  |  | 409.6265 | 0 | 409.6265 | 0
| 409.7064 | 0 |  |  | 409.7063 | 0.034613 | 409.7064 | 0 | 409.7063 | 0 |  |  | 409.7063 | 0 | 409.7063 | 0
| 409.7862 | 0 |  |  | 409.7862 | 0.034613 | 409.7862 | 0 | 409.7862 | 0 |  |  | 409.7862 | 0 | 409.7862 | 0
| 409.8661 | 0 |  |  | 409.8661 | 0.034613 | 409.8661 | 0 | 409.8661 | 0 |  |  | 409.8661 | 0 | 409.8661 | 0
| 409.9459 | 0 |  |  | 409.9459 | 0.034613 | 409.946 | 0 | 409.9459 | 0 |  |  | 409.9459 | 0 | 409.9459 | 0
| 410.0258 | 0 |  |  | 410.0258 | 0.034613 | 410.0258 | 0 | 410.0258 | 0 |  |  | 410.0258 | 0 | 410.0258 | 0
| 410.1057 | 0 |  |  | 410.1057 | 0.034613 | 410.1057 | 0 | 410.1057 | 0 |  |  | 410.1057 | 0 | 410.1057 | 0
| 410.1855 | 0 |  |  | 410.1855 | 0.034613 | 410.1855 | 0 | 410.1855 | 0 |  |  | 410.1855 | 0 | 410.1855 | 0
| 410.2654 | 0 |  |  | 410.2654 | 0.034613 | 410.2654 | 0 | 410.2654 | 0 |  |  | 410.2654 | 0 | 410.2654 | 0
| 410.3453 | 0 |  |  | 410.3453 | 0.034613 | 410.3453 | 0 | 410.3453 | 0 |  |  | 410.3453 | 0 | 410.3453 | 0
| 410.4252 | 0 |  |  | 410.4252 | 0.034613 | 410.4252 | 0 | 410.4252 | 0 |  |  | 410.4252 | 0 | 410.4252 | 0
| 410.5051 | 0 |  |  | 410.505 | 0.034613 | 410.5051 | 0 | 410.505 | 0 |  |  | 410.5051 | 0 | 410.5051 | 0
| 410.5849 | 0 |  |  | 410.5849 | 0.034613 | 410.5849 | 0 | 410.5849 | 0 |  |  | 410.5849 | 0 | 410.5849 | 0
| 410.6648 | 0 |  |  | 410.6648 | 0.034613 | 410.6648 | 0 | 410.6648 | 0 |  |  | 410.6648 | 0 | 410.6648 | 0
| 410.7447 | 0 |  |  | 410.7447 | 0.034613 | 410.7447 | 0 | 410.7447 | 0 |  |  | 410.7447 | 0 | 410.7447 | 0
| 410.8246 | 0 |  |  | 410.8246 | 0.034613 | 410.8246 | 0 | 410.8246 | 0 |  |  | 410.8246 | 0 | 410.8246 | 0
| 410.9045 | 0 |  |  | 410.9045 | 0.034613 | 410.9045 | 0 | 410.9045 | 0 |  |  | 410.9045 | 0 | 410.9045 | 0
| 410.9844 | 0 |  |  | 410.9844 | 0.034613 | 410.9844 | 0 | 410.9844 | 0 |  |  | 410.9844 | 0 | 410.9844 | 0
| 411.0643 | 0 |  |  | 411.0643 | 0.034613 | 411.0643 | 0 | 411.0643 | 0 |  |  | 411.0643 | 0 | 411.0643 | 0
| 411.1441 | 0 |  |  | 411.1442 | 0.034613 | 411.1441 | 0 | 411.1442 | 0 |  |  | 411.1441 | 0 | 411.1441 | 0
| 411.224 | 0 |  |  | 411.224 | 0.034613 | 411.224 | 0 | 411.224 | 0 |  |  | 411.224 | 0 | 411.224 | 0
| 411.304 | 0 |  |  | 411.3039 | 0.034613 | 411.304 | 0 | 411.3039 | 0 |  |  | 411.3039 | 0 | 411.3039 | 0
| 411.3838 | 0 |  |  | 411.3838 | 0.034613 | 411.3839 | 0 | 411.3838 | 0 |  |  | 411.3838 | 0 | 411.3838 | 0
| 411.4638 | 0 |  |  | 411.4637 | 0.034613 | 411.4637 | 0 | 411.4637 | 0 |  |  | 411.4637 | 0 | 411.4637 | 0
| 411.5436 | 0 |  |  | 411.5436 | 0.034613 | 411.5436 | 0 | 411.5436 | 0 |  |  | 411.5436 | 0 | 411.5436 | 0
| 411.6235 | 0 |  |  | 411.6235 | 0.034613 | 411.6235 | 0 | 411.6235 | 0 |  |  | 411.6235 | 0 | 411.6235 | 0
| 411.7035 | 0 |  |  | 411.7034 | 0.034613 | 411.7035 | 0 | 411.7034 | 0 |  |  | 411.7034 | 0 | 411.7034 | 0
| 411.7834 | 0 |  |  | 411.7834 | 0.034613 | 411.7834 | 0 | 411.7834 | 0 |  |  | 411.7834 | 0 | 411.7834 | 0
| 411.8632 | 0 |  |  | 411.8633 | 0.034613 | 411.8633 | 0 | 411.8633 | 0 |  |  | 411.8633 | 0 | 411.8633 | 0
| 411.9432 | 0 |  |  | 411.9432 | 0.034613 | 411.9432 | 0 | 411.9432 | 0 |  |  | 411.9432 | 0 | 411.9432 | 0
| 412.0231 | 0 |  |  | 412.0231 | 0.034613 | 412.0231 | 0 | 412.0231 | 0 |  |  | 412.0231 | 0 | 412.0231 | 0
| 412.103 | 0 |  |  | 412.103 | 0.034613 | 412.103 | 0 | 412.103 | 0 |  |  | 412.103 | 0 | 412.103 | 0
| 412.1829 | 0 |  |  | 412.1829 | 0.034613 | 412.1829 | -0.073866 | 412.1829 | 0 |  |  | 412.1829 | 0 | 412.1829 | 0
| 412.2629 | 0 |  |  | 412.2628 | 0.034613 | 412.2628 | 0 | 412.2628 | 0 |  |  | 412.2628 | 0 | 412.2628 | 0
| 412.3427 | 0 |  |  | 412.3428 | 0.034613 | 412.3427 | 0 | 412.3428 | 0 |  |  | 412.3428 | 0 | 412.3428 | 0
| 412.4227 | 0 |  |  | 412.4227 | 0.034613 | 412.4227 | 0 | 412.4227 | 0 |  |  | 412.4227 | 0 | 412.4227 | 0
| 412.5026 | 0 |  |  | 412.5026 | 0.034613 | 412.5026 | 0 | 412.5026 | 0 |  |  | 412.5026 | 0 | 412.5026 | 0
| 412.5825 | 0 |  |  | 412.5825 | 0.034613 | 412.5825 | 0 | 412.5825 | 0 |  |  | 412.5825 | 0 | 412.5825 | 0
| 412.6624 | 0 |  |  | 412.6624 | 0.034613 | 412.6624 | 0 | 412.6624 | 0 |  |  | 412.6624 | 0 | 412.6624 | 0
| 412.7424 | 0 |  |  | 412.7424 | 0.034613 | 412.7424 | 0 | 412.7424 | 0 |  |  | 412.7424 | 0 | 412.7424 | 0
| 412.8223 | 0 |  |  | 412.8223 | 0.034613 | 412.8223 | 0 | 412.8223 | 0 |  |  | 412.8223 | 0 | 412.8223 | 0
| 412.9022 | 0 |  |  | 412.9022 | 0.034613 | 412.9022 | 0 | 412.9022 | 0 |  |  | 412.9022 | 0 | 412.9022 | 0
| 412.9822 | 0 |  |  | 412.9822 | 0.034613 | 412.9822 | -0.073866 | 412.9822 | 0 |  |  | 412.9822 | 0 | 412.9822 | 0
| 413.0621 | 0 |  |  | 413.0621 | 0.034613 | 413.0621 | 0 | 413.0621 | 0 |  |  | 413.0621 | 0 | 413.0621 | 0
| 413.142 | 0 |  |  | 413.142 | 0.034613 | 413.142 | 0 | 413.142 | 0 |  |  | 413.142 | 0 | 413.142 | 0
| 413.222 | 0 |  |  | 413.222 | 0.034613 | 413.222 | 0 | 413.222 | 0 |  |  | 413.222 | 0 | 413.222 | 0
| 413.3019 | 0 |  |  | 413.3019 | 0.034613 | 413.3019 | 0 | 413.3019 | 0 |  |  | 413.3019 | 0 | 413.3019 | 0
| 413.3819 | 0 |  |  | 413.3819 | 0.034613 | 413.3819 | 0 | 413.3819 | 0 |  |  | 413.3819 | 0 | 413.3819 | 0
| 413.4618 | 0 |  |  | 413.4618 | 0.034613 | 413.4618 | 0 | 413.4618 | 0 |  |  | 413.4618 | 0 | 413.4618 | 0
| 413.5417 | 0 |  |  | 413.5417 | 0.034613 | 413.5417 | 0 | 413.5417 | 0 |  |  | 413.5417 | 0 | 413.5417 | 0
| 413.6217 | 0 |  |  | 413.6217 | 0.034613 | 413.6217 | 0 | 413.6217 | 0 |  |  | 413.6217 | 0 | 413.6217 | 0
| 413.7017 | 0 |  |  | 413.7016 | 0.034613 | 413.7017 | 0 | 413.7016 | 0 |  |  | 413.7016 | 0 | 413.7016 | 0
| 413.7816 | 0 |  |  | 413.7816 | 0.034613 | 413.7816 | 0 | 413.7816 | 0 |  |  | 413.7816 | 0 | 413.7816 | 0
| 413.8615 | 0 |  |  | 413.8616 | 0.034613 | 413.8615 | 0 | 413.8616 | 0 |  |  | 413.8615 | 0 | 413.8615 | 0
| 413.9415 | 0 |  |  | 413.9415 | 0.034613 | 413.9415 | 0 | 413.9415 | 0 |  |  | 413.9415 | 0 | 413.9415 | 0
| 414.0215 | 0 |  |  | 414.0215 | 0.034613 | 414.0215 | 0 | 414.0215 | 0 |  |  | 414.0215 | 0 | 414.0215 | 0
| 414.1014 | 0 |  |  | 414.1014 | 0.034613 | 414.1014 | 0 | 414.1014 | 0 |  |  | 414.1014 | 0 | 414.1014 | 0
| 414.1814 | 0 |  |  | 414.1814 | 0.034613 | 414.1814 | 0 | 414.1814 | 0 |  |  | 414.1814 | 0 | 414.1814 | 0
| 414.2613 | 0 |  |  | 414.2613 | 0.034613 | 414.2613 | 0 | 414.2613 | 0 |  |  | 414.2613 | 0 | 414.2613 | 0
| 414.3413 | 0 |  |  | 414.3413 | 0.034613 | 414.3413 | 0.073866 | 414.3413 | 0 |  |  | 414.3413 | 0 | 414.3413 | 0
| 414.4213 | 0 |  |  | 414.4213 | 0.034613 | 414.4213 | 0 | 414.4213 | 0 |  |  | 414.4213 | 0 | 414.4213 | 0
| 414.5012 | 0 |  |  | 414.5012 | 0.034613 | 414.5012 | 0 | 414.5012 | 0 |  |  | 414.5012 | 0 | 414.5012 | 0
| 414.5812 | 0 |  |  | 414.5812 | 0.034613 | 414.5812 | 0 | 414.5812 | 0 |  |  | 414.5812 | 0 | 414.5812 | 0
| 414.6612 | 0 |  |  | 414.6612 | 0.034613 | 414.6612 | 0 | 414.6612 | 0 |  |  | 414.6612 | 0 | 414.6612 | 0
| 414.7411 | 0 |  |  | 414.7411 | 0.034613 | 414.7411 | 0 | 414.7411 | 0 |  |  | 414.7411 | 0 | 414.7411 | 0
| 414.8211 | 0 |  |  | 414.8211 | 0.034613 | 414.8211 | 0 | 414.8211 | 0 |  |  | 414.8211 | 0 | 414.8211 | 0
| 414.9011 | 0 |  |  | 414.9011 | 0.034613 | 414.9011 | 0 | 414.9011 | 0 |  |  | 414.9011 | 0 | 414.9011 | 0
| 414.981 | 0 |  |  | 414.9811 | 0.034613 | 414.981 | 0 | 414.9811 | 0 |  |  | 414.9811 | 0 | 414.9811 | 0
| 415.061 | 0 |  |  | 415.061 | 0.034613 | 415.061 | 0 | 415.061 | 0 |  |  | 415.061 | 0 | 415.061 | 0
| 415.141 | 0 |  |  | 415.141 | 0.034613 | 415.141 | 0 | 415.141 | 0 |  |  | 415.141 | 0 | 415.141 | 0
| 415.221 | 0 |  |  | 415.221 | 0.034613 | 415.221 | 0 | 415.221 | 0 |  |  | 415.221 | 0 | 415.221 | 0
| 415.301 | 0 |  |  | 415.301 | 0.034613 | 415.301 | 0 | 415.301 | 0 |  |  | 415.301 | 0 | 415.301 | 0
| 415.3809 | 0 |  |  | 415.381 | 0.034613 | 415.381 | 0 | 415.381 | 0 |  |  | 415.381 | 0 | 415.381 | 0
| 415.4609 | 0 |  |  | 415.461 | 0.034613 | 415.4609 | 0 | 415.461 | 0 |  |  | 415.4609 | 0 | 415.4609 | 0
| 415.5409 | 0 |  |  | 415.5409 | 0.034613 | 415.5409 | 0 | 415.5409 | 0 |  |  | 415.5409 | 0 | 415.5409 | 0
| 415.6209 | 0 |  |  | 415.6209 | 0.034613 | 415.6209 | 0 | 415.6209 | 0 |  |  | 415.6209 | 0 | 415.6209 | 0
| 415.7009 | 0 |  |  | 415.7009 | 0.034613 | 415.7009 | 0 | 415.7009 | 0 |  |  | 415.7009 | 0 | 415.7009 | 0
| 415.7809 | 0 |  |  | 415.7809 | 0.034613 | 415.7809 | 0 | 415.7809 | 0 |  |  | 415.7809 | 0 | 415.7809 | 0
| 415.8609 | 0 |  |  | 415.8609 | 0.034613 | 415.8609 | 0 | 415.8609 | 0 |  |  | 415.8609 | 0 | 415.8609 | 0
| 415.9409 | 0 |  |  | 415.9409 | 0.034613 | 415.9409 | 0 | 415.9409 | 0 |  |  | 415.9409 | 0 | 415.9409 | 0
| 416.0209 | 0 |  |  | 416.0209 | 0.034613 | 416.0209 | 0 | 416.0209 | 0 |  |  | 416.0209 | 0 | 416.0209 | 0
| 416.1009 | 0 |  |  | 416.1009 | 0.034613 | 416.1009 | 0 | 416.1009 | 0 |  |  | 416.1009 | 0 | 416.1009 | 0
| 416.1809 | 0 |  |  | 416.1809 | 0.034613 | 416.1809 | 0 | 416.1809 | 0 |  |  | 416.1809 | 0 | 416.1809 | 0
| 416.2609 | 0 |  |  | 416.2609 | 0.034613 | 416.2609 | 0 | 416.2609 | 0 |  |  | 416.2609 | 0 | 416.2609 | 0
| 416.3409 | 0 |  |  | 416.3409 | 0.034613 | 416.3409 | 0 | 416.3409 | 0 |  |  | 416.3409 | 0 | 416.3409 | 0
| 416.4209 | 0 |  |  | 416.4209 | 0.034613 | 416.4209 | 0 | 416.4209 | 0 |  |  | 416.4209 | 0 | 416.4209 | 0
| 416.5009 | 0 |  |  | 416.5009 | 0.034613 | 416.5009 | 0 | 416.5009 | 0 |  |  | 416.5009 | 0 | 416.5009 | 0
| 416.5809 | 0 |  |  | 416.5809 | 0.034613 | 416.5809 | 0 | 416.5809 | 0 |  |  | 416.5809 | 0 | 416.5809 | 0
| 416.661 | 0 |  |  | 416.661 | 0.034613 | 416.6609 | 0 | 416.661 | 0 |  |  | 416.6609 | 0 | 416.6609 | 0
| 416.741 | 0 |  |  | 416.741 | 0.034613 | 416.741 | 0 | 416.741 | 0 |  |  | 416.741 | 0 | 416.741 | 0
| 416.821 | 0 |  |  | 416.821 | 0.034613 | 416.821 | 0 | 416.821 | 0 |  |  | 416.821 | 0 | 416.821 | 0
| 416.901 | 0 |  |  | 416.901 | 0.034613 | 416.901 | 0 | 416.901 | 0 |  |  | 416.901 | 0 | 416.901 | 0
| 416.981 | 0 |  |  | 416.981 | 0.034613 | 416.981 | 0 | 416.981 | 0 |  |  | 416.981 | 0 | 416.981 | 0
| 417.061 | 0 |  |  | 417.061 | 0.034613 | 417.061 | 0 | 417.061 | 0 |  |  | 417.061 | 0 | 417.061 | 0
| 417.1411 | 0 |  |  | 417.1411 | 0.034613 | 417.1411 | 0 | 417.1411 | 0 |  |  | 417.1411 | 0 | 417.1411 | 0
| 417.2211 | 0 |  |  | 417.2211 | 0.034613 | 417.2211 | 0 | 417.2211 | 0 |  |  | 417.2211 | 0 | 417.2211 | 0
| 417.3011 | 0 |  |  | 417.3011 | 0.034613 | 417.3011 | 0 | 417.3011 | 0 |  |  | 417.3011 | 0 | 417.3011 | 0
| 417.3811 | 0 |  |  | 417.3811 | 0.034613 | 417.3811 | 0 | 417.3811 | 0 |  |  | 417.3811 | 0 | 417.3811 | 0
| 417.4611 | 0 |  |  | 417.4612 | 0.034613 | 417.4612 | 0 | 417.4612 | 0 |  |  | 417.4612 | 0 | 417.4612 | 0
| 417.5412 | 0 |  |  | 417.5412 | 0.034613 | 417.5412 | 0 | 417.5412 | 0 |  |  | 417.5412 | 0 | 417.5412 | 0
| 417.6212 | 0 |  |  | 417.6212 | 0.034613 | 417.6212 | 0 | 417.6212 | 0 |  |  | 417.6212 | 0 | 417.6212 | 0
| 417.7013 | 0 |  |  | 417.7013 | 0.034613 | 417.7013 | 0 | 417.7013 | 0 |  |  | 417.7013 | 0 | 417.7013 | 0
| 417.7813 | 0 |  |  | 417.7813 | 0.034613 | 417.7813 | 0 | 417.7813 | 0 |  |  | 417.7813 | 0 | 417.7813 | 0
| 417.8613 | 0 |  |  | 417.8613 | 0.034613 | 417.8613 | 0 | 417.8613 | 0 |  |  | 417.8613 | 0 | 417.8613 | 0
| 417.9414 | 0 |  |  | 417.9414 | 0.034613 | 417.9414 | 0 | 417.9414 | 0 |  |  | 417.9414 | 0 | 417.9414 | 0
| 418.0214 | 0 |  |  | 418.0214 | 0.034613 | 418.0214 | 0 | 418.0214 | 0 |  |  | 418.0214 | 0 | 418.0214 | 0
| 418.1014 | 0 |  |  | 418.1014 | 0.034613 | 418.1014 | 0 | 418.1014 | 0 |  |  | 418.1014 | 0 | 418.1014 | 0
| 418.1815 | 0 |  |  | 418.1815 | 0.034613 | 418.1815 | 0 | 418.1815 | 0 |  |  | 418.1815 | 0 | 418.1815 | 0
| 418.2615 | 0 |  |  | 418.2615 | 0.034613 | 418.2615 | 0 | 418.2615 | 0 |  |  | 418.2615 | 0 | 418.2615 | 0
| 418.3416 | 0 |  |  | 418.3416 | 0.034613 | 418.3416 | 0 | 418.3416 | 0 |  |  | 418.3416 | 0 | 418.3416 | 0
| 418.4216 | 0 |  |  | 418.4216 | 0.034613 | 418.4216 | 0 | 418.4216 | 0 |  |  | 418.4216 | 0 | 418.4216 | 0
| 418.5017 | 0 |  |  | 418.5017 | 0.034613 | 418.5017 | 0 | 418.5017 | 0 |  |  | 418.5017 | 0 | 418.5017 | 0
| 418.5817 | 0 |  |  | 418.5817 | 0.034613 | 418.5817 | 0 | 418.5817 | 0 |  |  | 418.5817 | 0 | 418.5817 | 0
| 418.6618 | 0 |  |  | 418.6618 | 0.034613 | 418.6618 | 0 | 418.6618 | 0 |  |  | 418.6618 | 0 | 418.6618 | 0
| 418.7418 | 0 |  |  | 418.7418 | 0.034613 | 418.7418 | 0 | 418.7418 | 0 |  |  | 418.7418 | 0 | 418.7418 | 0
| 418.8219 | 0 |  |  | 418.8219 | 0.034613 | 418.8219 | 0 | 418.8219 | 0 |  |  | 418.8219 | 0 | 418.8219 | 0
| 418.9019 | 0 |  |  | 418.9019 | 0.034613 | 418.9019 | 0 | 418.9019 | 0 |  |  | 418.902 | 0 | 418.902 | 0
| 418.982 | 0 |  |  | 418.982 | 0.034613 | 418.982 | 0 | 418.982 | 0 |  |  | 418.982 | 0 | 418.982 | 0
| 419.0621 | 0 |  |  | 419.0621 | 0.034613 | 419.0621 | 0 | 419.0621 | 0 |  |  | 419.0621 | 0 | 419.0621 | 0
| 419.1422 | 0 |  |  | 419.1421 | 0.034613 | 419.1422 | 0 | 419.1421 | 0 |  |  | 419.1421 | 0 | 419.1421 | 0
| 419.2222 | 0 |  |  | 419.2222 | 0.034613 | 419.2222 | 0 | 419.2222 | 0 |  |  | 419.2222 | 0 | 419.2222 | 0
| 419.3023 | 0 |  |  | 419.3023 | 0.034613 | 419.3023 | 0 | 419.3023 | 0 |  |  | 419.3023 | 0 | 419.3023 | 0
| 419.3823 | 0 |  |  | 419.3823 | 0.034613 | 419.3823 | 0 | 419.3823 | 0 |  |  | 419.3823 | 0 | 419.3823 | 0
| 419.4624 | 0 |  |  | 419.4624 | 0.034613 | 419.4624 | 0 | 419.4624 | 0 |  |  | 419.4624 | 0 | 419.4624 | 0
| 419.5425 | 0 |  |  | 419.5425 | 0.034613 | 419.5425 | 0 | 419.5425 | 0 |  |  | 419.5425 | 0 | 419.5425 | 0
| 419.6226 | 0 |  |  | 419.6225 | 0.034613 | 419.6226 | 0 | 419.6225 | 0 |  |  | 419.6225 | 0 | 419.6225 | 0
| 419.7026 | 0 |  |  | 419.7026 | 0.034613 | 419.7026 | 0 | 419.7026 | 0 |  |  | 419.7026 | 0 | 419.7026 | 0
| 419.7827 | 0 |  |  | 419.7827 | 0.034613 | 419.7827 | 0 | 419.7827 | 0 |  |  | 419.7827 | 0 | 419.7827 | 0
| 419.8628 | 0 |  |  | 419.8628 | 0.034613 | 419.8628 | 0 | 419.8628 | 0 |  |  | 419.8628 | 0 | 419.8628 | 0
| 419.9429 | 0 |  |  | 419.9429 | 0.034613 | 419.9429 | 0 | 419.9429 | 0 |  |  | 419.9429 | 0 | 419.9429 | 0
| 420.0229 | 0 |  |  | 420.0229 | 0.034613 | 420.0229 | 0 | 420.0229 | 0 |  |  | 420.0229 | 0 | 420.0229 | 0
| 420.103 | 0 |  |  | 420.103 | 0.034613 | 420.103 | 0 | 420.103 | 0 |  |  | 420.103 | 0 | 420.103 | 0
| 420.1831 | 0 |  |  | 420.1831 | 0.034613 | 420.1831 | 0 | 420.1831 | 0 |  |  | 420.1831 | 0 | 420.1831 | 0
| 420.2632 | 0 |  |  | 420.2632 | 0.034613 | 420.2632 | 0 | 420.2632 | 0 |  |  | 420.2632 | 0 | 420.2632 | 0
| 420.3433 | 0 |  |  | 420.3433 | 0.034613 | 420.3433 | 0 | 420.3433 | 0 |  |  | 420.3433 | 0 | 420.3433 | 0
| 420.4234 | 0 |  |  | 420.4234 | 0.034613 | 420.4234 | 0 | 420.4234 | 0 |  |  | 420.4234 | 0 | 420.4234 | 0
| 420.5034 | 0 |  |  | 420.5035 | 0.034613 | 420.5034 | 0 | 420.5035 | 0 |  |  | 420.5035 | 0 | 420.5035 | 0
| 420.5836 | 0 |  |  | 420.5836 | 0.034613 | 420.5836 | 0 | 420.5836 | 0 |  |  | 420.5836 | 0 | 420.5836 | 0
| 420.6636 | 0 |  |  | 420.6637 | 0.034613 | 420.6636 | 0 | 420.6637 | 0 |  |  | 420.6636 | 0 | 420.6636 | 0
| 420.7437 | 0 |  |  | 420.7437 | 0.034613 | 420.7437 | 0 | 420.7437 | 0 |  |  | 420.7437 | 0 | 420.7437 | 0
| 420.8238 | 0 |  |  | 420.8238 | 0.034613 | 420.8239 | 0 | 420.8238 | 0 |  |  | 420.8238 | 0 | 420.8238 | 0
| 420.9039 | 0 |  |  | 420.9039 | 0.034613 | 420.9039 | 0 | 420.9039 | 0 |  |  | 420.9039 | 0 | 420.9039 | 0
| 420.984 | 0 |  |  | 420.984 | 0.034613 | 420.984 | 0 | 420.984 | 0 |  |  | 420.984 | 0 | 420.984 | 0
| 421.0641 | 0 |  |  | 421.0641 | 0.034613 | 421.0641 | 0 | 421.0641 | 0 |  |  | 421.0641 | 0 | 421.0641 | 0
| 421.1443 | 0 |  |  | 421.1442 | 0.034613 | 421.1443 | 0 | 421.1442 | 0 |  |  | 421.1442 | 0 | 421.1442 | 0
| 421.2244 | 0 |  |  | 421.2244 | 0.034613 | 421.2244 | 0 | 421.2244 | 0 |  |  | 421.2244 | 0 | 421.2244 | 0
| 421.3045 | 0 |  |  | 421.3045 | 0.034613 | 421.3045 | 0 | 421.3045 | 0 |  |  | 421.3045 | 0 | 421.3045 | 0
| 421.3846 | 0 |  |  | 421.3846 | 0.034613 | 421.3846 | 0 | 421.3846 | 0 |  |  | 421.3846 | 0 | 421.3846 | 0
| 421.4647 | 0 |  |  | 421.4647 | 0.034613 | 421.4647 | 0 | 421.4647 | 0 |  |  | 421.4647 | 0 | 421.4647 | 0
| 421.5448 | 0 |  |  | 421.5448 | 0.034613 | 421.5448 | 0 | 421.5448 | 0 |  |  | 421.5448 | 0 | 421.5448 | 0
| 421.6249 | 0 |  |  | 421.6249 | 0.034613 | 421.6249 | 0 | 421.6249 | 0 |  |  | 421.6249 | 0 | 421.6249 | 0
| 421.705 | 0 |  |  | 421.705 | 0.034613 | 421.705 | 0 | 421.705 | 0 |  |  | 421.705 | 0 | 421.705 | 0
| 421.7851 | 0 |  |  | 421.7851 | 0.034613 | 421.7851 | 0 | 421.7851 | 0 |  |  | 421.7851 | 0 | 421.7851 | 0
| 421.8653 | 0 |  |  | 421.8653 | 0.034613 | 421.8653 | 0 | 421.8653 | 0 |  |  | 421.8653 | 0 | 421.8653 | 0
| 421.9454 | 0 |  |  | 421.9454 | 0.034613 | 421.9454 | 0 | 421.9454 | 0 |  |  | 421.9454 | 0 | 421.9454 | 0
| 422.0255 | 0 |  |  | 422.0255 | 0.034613 | 422.0255 | 0 | 422.0255 | 0 |  |  | 422.0255 | 0 | 422.0255 | 0
| 422.1056 | 0 |  |  | 422.1056 | 0.034613 | 422.1056 | 0 | 422.1056 | 0 |  |  | 422.1056 | 0 | 422.1056 | 0
| 422.1858 | 0 |  |  | 422.1857 | 0.034613 | 422.1858 | 0 | 422.1857 | 0 |  |  | 422.1857 | 0 | 422.1857 | 0
| 422.2659 | 0 |  |  | 422.2659 | 0.034613 | 422.2659 | 0 | 422.2659 | 0 |  |  | 422.2659 | 0 | 422.2659 | 0
| 422.346 | 0 |  |  | 422.346 | 0.034613 | 422.346 | 0 | 422.346 | 0 |  |  | 422.346 | 0 | 422.346 | 0
| 422.4261 | 0 |  |  | 422.4261 | 0.034613 | 422.4261 | 0 | 422.4261 | 0 |  |  | 422.4261 | 0 | 422.4261 | 0
| 422.5063 | 0 |  |  | 422.5063 | 0.034613 | 422.5063 | 0 | 422.5063 | 0 |  |  | 422.5063 | 0 | 422.5063 | 0
| 422.5864 | 0 |  |  | 422.5864 | 0.034613 | 422.5864 | 0 | 422.5864 | 0 |  |  | 422.5864 | 0 | 422.5864 | 0
| 422.6665 | 0 |  |  | 422.6665 | 0.034613 | 422.6665 | 0 | 422.6665 | 0 |  |  | 422.6665 | 0 | 422.6665 | 0
| 422.7467 | 0 |  |  | 422.7467 | 0.034613 | 422.7467 | 0 | 422.7467 | 0 |  |  | 422.7467 | 0 | 422.7467 | 0
| 422.8268 | 0 |  |  | 422.8268 | 0.034613 | 422.8268 | 0 | 422.8268 | 0 |  |  | 422.8268 | 0 | 422.8268 | 0
| 422.9069 | 0 |  |  | 422.9069 | 0.034613 | 422.907 | 0 | 422.9069 | 0 |  |  | 422.9069 | 0 | 422.9069 | 0
| 422.9871 | 0 |  |  | 422.9871 | 0.034613 | 422.9871 | 0 | 422.9871 | 0 |  |  | 422.9871 | 0 | 422.9871 | 0
| 423.0672 | 0 |  |  | 423.0672 | 0.034613 | 423.0672 | 0 | 423.0672 | 0 |  |  | 423.0672 | 0 | 423.0672 | 0
| 423.1474 | 0 |  |  | 423.1474 | 0.034613 | 423.1474 | 0 | 423.1474 | 0 |  |  | 423.1474 | 0 | 423.1474 | 0
| 423.2275 | 0 |  |  | 423.2275 | 0.034613 | 423.2275 | 0 | 423.2275 | 0 |  |  | 423.2275 | 0 | 423.2275 | 0
| 423.3077 | 0 |  |  | 423.3077 | 0.034613 | 423.3076 | 0 | 423.3077 | 0 |  |  | 423.3077 | 0 | 423.3077 | 0
| 423.3878 | 0 |  |  | 423.3878 | 0.034613 | 423.3878 | 0 | 423.3878 | 0 |  |  | 423.3878 | 0 | 423.3878 | 0
| 423.468 | 0 |  |  | 423.468 | 0.034613 | 423.468 | 0 | 423.468 | 0 |  |  | 423.468 | 0 | 423.468 | 0
| 423.5481 | 0 |  |  | 423.5481 | 0.034613 | 423.5481 | 0 | 423.5481 | 0 |  |  | 423.5481 | 0 | 423.5481 | 0
| 423.6283 | 0 |  |  | 423.6283 | 0.034613 | 423.6283 | 0 | 423.6283 | 0 |  |  | 423.6283 | 0 | 423.6283 | 0
| 423.7084 | 0 |  |  | 423.7084 | 0.034613 | 423.7084 | 0 | 423.7084 | 0 |  |  | 423.7084 | 0 | 423.7084 | 0
| 423.7886 | 0 |  |  | 423.7886 | 0.034613 | 423.7886 | 0 | 423.7886 | 0 |  |  | 423.7886 | 0 | 423.7886 | 0
| 423.8687 | 0 |  |  | 423.8687 | 0.034613 | 423.8687 | 0 | 423.8687 | 0 |  |  | 423.8687 | 0 | 423.8687 | 0
| 423.9489 | 0 |  |  | 423.9489 | 0.034613 | 423.9489 | 0 | 423.9489 | 0 |  |  | 423.9489 | 0 | 423.9489 | 0
| 424.029 | 0 |  |  | 424.0291 | 0.034613 | 424.0291 | 0 | 424.0291 | 0 |  |  | 424.0291 | 0 | 424.0291 | 0
| 424.1092 | 0 |  |  | 424.1092 | 0.034613 | 424.1092 | 0 | 424.1092 | 0 |  |  | 424.1092 | 0 | 424.1092 | 0
| 424.1894 | 0 |  |  | 424.1894 | 0.034613 | 424.1894 | -0.073866 | 424.1894 | 0 |  |  | 424.1894 | 0 | 424.1894 | 0
| 424.2696 | 0 |  |  | 424.2695 | 0.034613 | 424.2696 | 0 | 424.2695 | 0 |  |  | 424.2696 | 0 | 424.2696 | 0
| 424.3497 | 0 |  |  | 424.3497 | 0.034613 | 424.3497 | 0 | 424.3497 | 0 |  |  | 424.3497 | 0 | 424.3497 | 0
| 424.4299 | 0 |  |  | 424.4299 | 0.034613 | 424.4299 | 0 | 424.4299 | 0 |  |  | 424.4299 | 0 | 424.4299 | 0
| 424.5101 | 0 |  |  | 424.5101 | 0.034613 | 424.5101 | 0 | 424.5101 | 0 |  |  | 424.5101 | 0 | 424.5101 | 0
| 424.5902 | 0 |  |  | 424.5902 | 0.034613 | 424.5902 | 0 | 424.5902 | 0 |  |  | 424.5902 | 0 | 424.5902 | 0
| 424.6704 | 0 |  |  | 424.6704 | 0.034613 | 424.6704 | 0 | 424.6704 | 0 |  |  | 424.6704 | 0 | 424.6704 | 0
| 424.7506 | 0 |  |  | 424.7506 | 0.034613 | 424.7506 | 0 | 424.7506 | 0 |  |  | 424.7506 | 0 | 424.7506 | 0
| 424.8308 | 0 |  |  | 424.8308 | 0.034613 | 424.8307 | 0 | 424.8308 | 0 |  |  | 424.8308 | 0 | 424.8308 | 0
| 424.911 | 0 |  |  | 424.9109 | 0.034613 | 424.9109 | 0 | 424.9109 | 0 |  |  | 424.9109 | 0 | 424.9109 | 0
| 424.9911 | 0 |  |  | 424.9911 | 0.034613 | 424.9911 | 0 | 424.9911 | 0 |  |  | 424.9911 | 0 | 424.9911 | 0
| 425.0713 | 0 |  |  | 425.0713 | 0.034613 | 425.0713 | 0 | 425.0713 | 0 |  |  | 425.0713 | 0 | 425.0713 | 0
| 425.1515 | 0 |  |  | 425.1515 | 0.034613 | 425.1515 | 0 | 425.1515 | 0 |  |  | 425.1515 | 0 | 425.1515 | 0
| 425.2317 | 0 |  |  | 425.2317 | 0.034613 | 425.2317 | 0 | 425.2317 | 0 |  |  | 425.2317 | 0 | 425.2317 | 0
| 425.3119 | 0 |  |  | 425.3119 | 0.034613 | 425.3119 | 0 | 425.3119 | 0 |  |  | 425.3119 | 0 | 425.3119 | 0
| 425.3921 | 0 |  |  | 425.392 | 0.034613 | 425.3921 | 0 | 425.392 | 0 |  |  | 425.392 | 0 | 425.392 | 0
| 425.4722 | 0 |  |  | 425.4722 | 0.034613 | 425.4722 | 0 | 425.4722 | 0 |  |  | 425.4722 | 0 | 425.4722 | 0
| 425.5524 | 0 |  |  | 425.5524 | 0.034613 | 425.5524 | 0 | 425.5524 | 0 |  |  | 425.5524 | 0 | 425.5524 | 0
| 425.6326 | 0 |  |  | 425.6326 | 0.034613 | 425.6326 | 0 | 425.6326 | 0 |  |  | 425.6326 | 0 | 425.6326 | 0
| 425.7128 | 0 |  |  | 425.7128 | 0.034613 | 425.7128 | 0 | 425.7128 | 0 |  |  | 425.7128 | 0 | 425.7128 | 0
| 425.793 | 0 |  |  | 425.793 | 0.034613 | 425.793 | 0 | 425.793 | 0 |  |  | 425.793 | 0 | 425.793 | 0
| 425.8732 | 0 |  |  | 425.8732 | 0.034613 | 425.8732 | 0 | 425.8732 | 0 |  |  | 425.8732 | 0 | 425.8732 | 0
| 425.9534 | 0 |  |  | 425.9534 | 0.034613 | 425.9534 | 0 | 425.9534 | 0 |  |  | 425.9534 | 0 | 425.9534 | 0
| 426.0336 | 0 |  |  | 426.0336 | 0.034613 | 426.0336 | 0 | 426.0336 | 0 |  |  | 426.0336 | 0 | 426.0336 | 0
| 426.1138 | 0 |  |  | 426.1138 | 0.034613 | 426.1138 | 0 | 426.1138 | 0 |  |  | 426.1138 | 0 | 426.1138 | 0
| 426.194 | 0 |  |  | 426.194 | 0.034613 | 426.194 | 0 | 426.194 | 0 |  |  | 426.194 | 0 | 426.194 | 0
| 426.2742 | 0 |  |  | 426.2742 | 0.034613 | 426.2742 | 0 | 426.2742 | 0 |  |  | 426.2742 | 0 | 426.2742 | 0
| 426.3544 | 0 |  |  | 426.3544 | 0.034613 | 426.3544 | 0 | 426.3544 | 0 |  |  | 426.3544 | 0 | 426.3544 | 0
| 426.4346 | 0 |  |  | 426.4346 | 0.034613 | 426.4346 | 0 | 426.4346 | 0 |  |  | 426.4346 | 0 | 426.4346 | 0
| 426.5148 | 0 |  |  | 426.5148 | 0.034613 | 426.5148 | 0 | 426.5148 | 0 |  |  | 426.5148 | 0 | 426.5148 | 0
| 426.5951 | 0 |  |  | 426.5951 | 0.034613 | 426.5951 | 0 | 426.5951 | 0 |  |  | 426.5951 | 0 | 426.5951 | 0
| 426.6753 | 0 |  |  | 426.6753 | 0.034613 | 426.6753 | 0 | 426.6753 | 0 |  |  | 426.6753 | 0 | 426.6753 | 0
| 426.7555 | 0 |  |  | 426.7555 | 0.034613 | 426.7555 | 0 | 426.7555 | 0 |  |  | 426.7555 | 0 | 426.7555 | 0
| 426.8357 | 0 |  |  | 426.8357 | 0.034613 | 426.8357 | 0 | 426.8357 | 0 |  |  | 426.8357 | 0 | 426.8357 | 0
| 426.9159 | 0 |  |  | 426.9159 | 0.034613 | 426.9159 | 0 | 426.9159 | 0 |  |  | 426.9159 | 0 | 426.9159 | 0
| 426.9961 | 0 |  |  | 426.9961 | 0.034613 | 426.9961 | 0 | 426.9961 | 0 |  |  | 426.9961 | 0 | 426.9961 | 0
| 427.0764 | 0 |  |  | 427.0763 | 0.034613 | 427.0764 | 0 | 427.0763 | 0 |  |  | 427.0764 | 0 | 427.0764 | 0
| 427.1566 | 0 |  |  | 427.1566 | 0.034613 | 427.1566 | 0 | 427.1566 | 0 |  |  | 427.1566 | 0 | 427.1566 | 0
| 427.2368 | 0 |  |  | 427.2368 | 0.034613 | 427.2368 | 0 | 427.2368 | 0 |  |  | 427.2368 | 0 | 427.2368 | 0
| 427.317 | 0 |  |  | 427.317 | 0.034613 | 427.317 | 0 | 427.317 | 0 |  |  | 427.317 | 0 | 427.317 | 0
| 427.3972 | 0 |  |  | 427.3972 | 0.034613 | 427.3972 | 0 | 427.3972 | 0 |  |  | 427.3973 | 0 | 427.3973 | 0
| 427.4775 | 0 |  |  | 427.4775 | 0.034613 | 427.4775 | 0 | 427.4775 | 0 |  |  | 427.4775 | 0 | 427.4775 | 0
| 427.5577 | 0 |  |  | 427.5577 | 0.034613 | 427.5577 | 0 | 427.5577 | 0 |  |  | 427.5577 | 0 | 427.5577 | 0
| 427.6379 | 0 |  |  | 427.6379 | 0.034613 | 427.6379 | 0 | 427.6379 | 0 |  |  | 427.6379 | 0 | 427.6379 | 0
| 427.7182 | 0 |  |  | 427.7182 | 0.034613 | 427.7182 | 0 | 427.7182 | 0 |  |  | 427.7182 | 0 | 427.7182 | 0
| 427.7984 | 0 |  |  | 427.7984 | 0.034613 | 427.7984 | 0 | 427.7984 | 0 |  |  | 427.7984 | 0 | 427.7984 | 0
| 427.8786 | 0 |  |  | 427.8786 | 0.034613 | 427.8786 | 0 | 427.8786 | 0 |  |  | 427.8786 | 0 | 427.8786 | 0
| 427.9589 | 0 |  |  | 427.9589 | 0.034613 | 427.9589 | 0 | 427.9589 | 0 |  |  | 427.9589 | 0 | 427.9589 | 0
| 428.0391 | 0 |  |  | 428.0391 | 0.034613 | 428.0391 | 0 | 428.0391 | 0 |  |  | 428.0391 | 0 | 428.0391 | 0
| 428.1193 | 0 |  |  | 428.1194 | 0.034613 | 428.1194 | 0 | 428.1194 | 0 |  |  | 428.1194 | 0 | 428.1194 | 0
| 428.1996 | 0 |  |  | 428.1996 | 0.034613 | 428.1996 | 0 | 428.1996 | 0 |  |  | 428.1996 | 0 | 428.1996 | 0
| 428.2799 | 0 |  |  | 428.2799 | 0.034613 | 428.2798 | 0 | 428.2799 | 0 |  |  | 428.2798 | 0 | 428.2798 | 0
| 428.3601 | 0 |  |  | 428.3601 | 0.034613 | 428.3601 | 0 | 428.3601 | 0 |  |  | 428.3601 | 0 | 428.3601 | 0
| 428.4403 | 0 |  |  | 428.4403 | 0.034613 | 428.4403 | 0 | 428.4403 | 0 |  |  | 428.4403 | 0 | 428.4403 | 0
| 428.5206 | 0 |  |  | 428.5206 | 0.034613 | 428.5206 | 0 | 428.5206 | 0 |  |  | 428.5206 | 0 | 428.5206 | 0
| 428.6008 | 0 |  |  | 428.6008 | 0.034613 | 428.6008 | 0 | 428.6008 | 0 |  |  | 428.6008 | 0 | 428.6008 | 0
| 428.6811 | 0 |  |  | 428.6811 | 0.034613 | 428.6811 | 0 | 428.6811 | 0 |  |  | 428.6811 | 0 | 428.6811 | 0
| 428.7613 | 0 |  |  | 428.7613 | 0.034613 | 428.7614 | 0 | 428.7613 | 0 |  |  | 428.7613 | 0 | 428.7613 | 0
| 428.8416 | 0 |  |  | 428.8416 | 0.034613 | 428.8416 | 0 | 428.8416 | 0 |  |  | 428.8416 | 0 | 428.8416 | 0
| 428.9218 | 0 |  |  | 428.9219 | 0.034613 | 428.9218 | 0 | 428.9219 | 0 |  |  | 428.9218 | 0 | 428.9218 | 0
| 429.0021 | 0 |  |  | 429.0021 | 0.034613 | 429.0021 | 0 | 429.0021 | 0 |  |  | 429.0021 | 0 | 429.0021 | 0
| 429.0824 | 0 |  |  | 429.0824 | 0.034613 | 429.0824 | 0 | 429.0824 | 0 |  |  | 429.0824 | 0 | 429.0824 | 0
| 429.1626 | 0 |  |  | 429.1626 | 0.034613 | 429.1626 | 0 | 429.1626 | 0 |  |  | 429.1626 | 0 | 429.1626 | 0
| 429.2429 | 0 |  |  | 429.2429 | 0.034613 | 429.2429 | 0 | 429.2429 | 0 |  |  | 429.2429 | 0 | 429.2429 | 0
| 429.3231 | 0 |  |  | 429.3231 | 0.034613 | 429.3232 | 0 | 429.3231 | 0 |  |  | 429.3231 | 0 | 429.3231 | 0
| 429.4034 | 0 |  |  | 429.4034 | 0.034613 | 429.4034 | 0 | 429.4034 | 0 |  |  | 429.4034 | 0 | 429.4034 | 0
| 429.4837 | 0 |  |  | 429.4837 | 0.034613 | 429.4837 | 0 | 429.4837 | 0 |  |  | 429.4837 | 0 | 429.4837 | 0
| 429.5639 | 0 |  |  | 429.5639 | 0.034613 | 429.5639 | 0 | 429.5639 | 0 |  |  | 429.5639 | 0 | 429.5639 | 0
| 429.6442 | 0 |  |  | 429.6442 | 0.034613 | 429.6442 | 0 | 429.6442 | 0 |  |  | 429.6442 | 0 | 429.6442 | 0
| 429.7245 | 0 |  |  | 429.7245 | 0.034613 | 429.7245 | 0 | 429.7245 | 0 |  |  | 429.7245 | 0 | 429.7245 | 0
| 429.8048 | 0 |  |  | 429.8048 | 0.034613 | 429.8047 | 0 | 429.8048 | 0 |  |  | 429.8048 | 0 | 429.8048 | 0
| 429.885 | 0 |  |  | 429.885 | 0.034613 | 429.885 | 0 | 429.885 | 0 |  |  | 429.885 | 0 | 429.885 | 0
| 429.9653 | 0 |  |  | 429.9653 | 0.034613 | 429.9653 | 0 | 429.9653 | 0 |  |  | 429.9653 | 0 | 429.9653 | 0
| 430.0456 | 0 |  |  | 430.0456 | 0.034613 | 430.0456 | 0 | 430.0456 | 0 |  |  | 430.0456 | 0 | 430.0456 | 0
| 430.1259 | 0 |  |  | 430.1259 | 0.034613 | 430.1259 | 0 | 430.1259 | 0 |  |  | 430.1259 | 0 | 430.1259 | 0
| 430.2061 | 0 |  |  | 430.2061 | 0.034613 | 430.2061 | 0 | 430.2061 | 0 |  |  | 430.2061 | 0 | 430.2061 | 0
| 430.2864 | 0 |  |  | 430.2864 | 0.034613 | 430.2864 | 0 | 430.2864 | 0 |  |  | 430.2864 | 0 | 430.2864 | 0
| 430.3667 | 0 |  |  | 430.3667 | 0.034613 | 430.3667 | 0 | 430.3667 | 0 |  |  | 430.3667 | 0 | 430.3667 | 0
| 430.447 | 0 |  |  | 430.447 | 0.034613 | 430.447 | 0 | 430.447 | 0 |  |  | 430.447 | 0 | 430.447 | 0
| 430.5273 | 0 |  |  | 430.5273 | 0.034613 | 430.5273 | 0 | 430.5273 | 0 |  |  | 430.5273 | 0 | 430.5273 | 0
| 430.6076 | 0 |  |  | 430.6076 | 0.034613 | 430.6076 | 0 | 430.6076 | 0 |  |  | 430.6076 | 0 | 430.6076 | 0
| 430.6878 | 0 |  |  | 430.6879 | 0.034613 | 430.6878 | 0 | 430.6879 | 0 |  |  | 430.6878 | 0 | 430.6878 | 0
| 430.7681 | 0 |  |  | 430.7681 | 0.034613 | 430.7681 | 0 | 430.7681 | 0 |  |  | 430.7681 | 0 | 430.7681 | 0
| 430.8484 | 0 |  |  | 430.8484 | 0.034613 | 430.8484 | 0 | 430.8484 | 0 |  |  | 430.8484 | 0 | 430.8484 | 0
| 430.9287 | 0 |  |  | 430.9287 | 0.034613 | 430.9287 | 0 | 430.9287 | 0 |  |  | 430.9287 | 0 | 430.9287 | 0
| 431.009 | 0 |  |  | 431.009 | 0.034613 | 431.009 | 0 | 431.009 | 0 |  |  | 431.009 | 0 | 431.009 | 0
| 431.0893 | 0 |  |  | 431.0893 | 0.034613 | 431.0893 | 0 | 431.0893 | 0 |  |  | 431.0893 | 0 | 431.0893 | 0
| 431.1696 | 0 |  |  | 431.1696 | 0.034613 | 431.1696 | 0 | 431.1696 | 0 |  |  | 431.1696 | 0 | 431.1696 | 0
| 431.2499 | 0 |  |  | 431.2499 | 0.034613 | 431.2499 | 0 | 431.2499 | 0 |  |  | 431.2499 | 0 | 431.2499 | 0
| 431.3302 | 0 |  |  | 431.3302 | 0.034613 | 431.3302 | 0 | 431.3302 | 0 |  |  | 431.3302 | 0 | 431.3302 | 0
| 431.4105 | 0 |  |  | 431.4105 | 0.034613 | 431.4105 | 0 | 431.4105 | 0 |  |  | 431.4105 | 0 | 431.4105 | 0
| 431.4908 | 0 |  |  | 431.4908 | 0.034613 | 431.4908 | 0 | 431.4908 | 0 |  |  | 431.4908 | 0 | 431.4908 | 0
| 431.5711 | 0 |  |  | 431.5711 | 0.034613 | 431.5711 | 0 | 431.5711 | 0 |  |  | 431.5711 | 0 | 431.5711 | 0
| 431.6514 | 0 |  |  | 431.6514 | 0.034613 | 431.6514 | 0 | 431.6514 | 0 |  |  | 431.6514 | 0 | 431.6514 | 0
| 431.7317 | 0 |  |  | 431.7317 | 0.034613 | 431.7317 | 0 | 431.7317 | 0 |  |  | 431.7317 | 0 | 431.7317 | 0
| 431.812 | 0 |  |  | 431.812 | 0.034613 | 431.812 | 0 | 431.812 | 0 |  |  | 431.812 | 0 | 431.812 | 0
| 431.8924 | 0 |  |  | 431.8924 | 0.034613 | 431.8924 | 0 | 431.8924 | 0 |  |  | 431.8924 | 0 | 431.8924 | 0
| 431.9727 | 0 |  |  | 431.9727 | 0.034613 | 431.9727 | 0 | 431.9727 | 0 |  |  | 431.9727 | 0 | 431.9727 | 0
| 432.053 | 0 |  |  | 432.053 | 0.034613 | 432.053 | 0 | 432.053 | 0 |  |  | 432.053 | 0 | 432.053 | 0
| 432.1333 | 0 |  |  | 432.1333 | 0.034613 | 432.1333 | 0 | 432.1333 | 0 |  |  | 432.1333 | 0 | 432.1333 | 0
| 432.2136 | 0 |  |  | 432.2136 | 0.034613 | 432.2136 | 0 | 432.2136 | 0 |  |  | 432.2136 | 0 | 432.2136 | 0
| 432.2939 | 0 |  |  | 432.2939 | 0.034613 | 432.2939 | 0 | 432.2939 | 0 |  |  | 432.2939 | 0 | 432.2939 | 0
| 432.3742 | 0 |  |  | 432.3743 | 0.034613 | 432.3742 | 0 | 432.3743 | 0 |  |  | 432.3742 | 0 | 432.3742 | 0
| 432.4546 | 0 |  |  | 432.4546 | 0.034613 | 432.4546 | 0 | 432.4546 | 0 |  |  | 432.4546 | 0 | 432.4546 | 0
| 432.5349 | 0 |  |  | 432.5349 | 0.034613 | 432.5349 | 0 | 432.5349 | 0 |  |  | 432.5349 | 0 | 432.5349 | 0
| 432.6152 | 0 |  |  | 432.6152 | 0.034613 | 432.6152 | 0 | 432.6152 | 0 |  |  | 432.6152 | 0 | 432.6152 | 0
| 432.6955 | 0 |  |  | 432.6955 | 0.034613 | 432.6955 | 0 | 432.6955 | 0 |  |  | 432.6955 | 0 | 432.6955 | 0
| 432.7759 | 0 |  |  | 432.7759 | 0.034613 | 432.7759 | 0 | 432.7759 | 0 |  |  | 432.7759 | 0 | 432.7759 | 0
| 432.8562 | 0 |  |  | 432.8562 | 0.034613 | 432.8562 | 0 | 432.8562 | 0 |  |  | 432.8562 | 0 | 432.8562 | 0
| 432.9365 | 0 |  |  | 432.9365 | 0.034613 | 432.9365 | 0 | 432.9365 | 0 |  |  | 432.9365 | 0 | 432.9365 | 0
| 433.0168 | 0 |  |  | 433.0168 | 0.034613 | 433.0168 | 0 | 433.0168 | 0 |  |  | 433.0169 | 0 | 433.0169 | 0
| 433.0972 | 0 |  |  | 433.0972 | 0.034613 | 433.0972 | 0 | 433.0972 | 0 |  |  | 433.0972 | 0 | 433.0972 | 0
| 433.1775 | 0 |  |  | 433.1775 | 0.034613 | 433.1775 | 0 | 433.1775 | 0 |  |  | 433.1775 | 0 | 433.1775 | 0
| 433.2578 | 0 |  |  | 433.2579 | 0.034613 | 433.2578 | 0 | 433.2579 | 0 |  |  | 433.2579 | 0 | 433.2579 | 0
| 433.3382 | 0 |  |  | 433.3382 | 0.034613 | 433.3382 | 0 | 433.3382 | 0 |  |  | 433.3382 | 0 | 433.3382 | 0
| 433.4185 | 0 |  |  | 433.4185 | 0.034613 | 433.4185 | 0 | 433.4185 | 0 |  |  | 433.4185 | 0 | 433.4185 | 0
| 433.4989 | 0 |  |  | 433.4989 | 0.034613 | 433.4989 | 0 | 433.4989 | 0 |  |  | 433.4989 | 0 | 433.4989 | 0
| 433.5792 | 0 |  |  | 433.5792 | 0.034613 | 433.5792 | 0 | 433.5792 | 0 |  |  | 433.5792 | 0 | 433.5792 | 0
| 433.6596 | 0 |  |  | 433.6596 | 0.034613 | 433.6595 | 0 | 433.6596 | 0 |  |  | 433.6596 | 0 | 433.6596 | 0
| 433.7399 | 0 |  |  | 433.7399 | 0.034613 | 433.7399 | 0 | 433.7399 | 0 |  |  | 433.7399 | 0 | 433.7399 | 0
| 433.8202 | 0 |  |  | 433.8202 | 0.034613 | 433.8203 | 0 | 433.8202 | 0 |  |  | 433.8202 | 0 | 433.8202 | 0
| 433.9006 | 0 |  |  | 433.9006 | 0.034613 | 433.9006 | 0 | 433.9006 | 0 |  |  | 433.9006 | 0 | 433.9006 | 0
| 433.9809 | 0 |  |  | 433.9809 | 0.034613 | 433.9809 | 0 | 433.9809 | 0 |  |  | 433.9809 | 0 | 433.9809 | 0
| 434.0613 | 0 |  |  | 434.0613 | 0.034613 | 434.0613 | 0 | 434.0613 | 0 |  |  | 434.0613 | 0 | 434.0613 | 0
| 434.1416 | 0 |  |  | 434.1416 | 0.034613 | 434.1416 | 0 | 434.1416 | 0 |  |  | 434.1416 | 0 | 434.1416 | 0
| 434.222 | 0 |  |  | 434.222 | 0.034613 | 434.222 | 0 | 434.222 | 0 |  |  | 434.222 | 0 | 434.222 | 0
| 434.3023 | 0 |  |  | 434.3023 | 0.034613 | 434.3023 | 0 | 434.3023 | 0 |  |  | 434.3023 | 0 | 434.3023 | 0
| 434.3827 | 0 |  |  | 434.3827 | 0.034613 | 434.3827 | 0 | 434.3827 | 0 |  |  | 434.3827 | 0 | 434.3827 | 0
| 434.463 | 0 |  |  | 434.4631 | 0.034613 | 434.463 | 0 | 434.4631 | 0 |  |  | 434.4631 | 0 | 434.4631 | 0
| 434.5434 | 0 |  |  | 434.5434 | 0.034613 | 434.5434 | 0 | 434.5434 | 0 |  |  | 434.5434 | 0 | 434.5434 | 0
| 434.6238 | 0 |  |  | 434.6238 | 0.034613 | 434.6238 | 0 | 434.6238 | 0 |  |  | 434.6238 | 0 | 434.6238 | 0
| 434.7041 | 0 |  |  | 434.7041 | 0.034613 | 434.7041 | 0 | 434.7041 | 0 |  |  | 434.7041 | 0 | 434.7041 | 0
| 434.7845 | 0 |  |  | 434.7845 | 0.034613 | 434.7845 | 0 | 434.7845 | 0 |  |  | 434.7845 | 0 | 434.7845 | 0
| 434.8649 | 0 |  |  | 434.8649 | 0.034613 | 434.8649 | 0 | 434.8649 | 0 |  |  | 434.8649 | 0 | 434.8649 | 0
| 434.9452 | 0 |  |  | 434.9452 | 0.034613 | 434.9452 | 0 | 434.9452 | 0 |  |  | 434.9452 | 0 | 434.9452 | 0
| 435.0256 | 0 |  |  | 435.0256 | 0.034613 | 435.0256 | 0 | 435.0256 | 0 |  |  | 435.0256 | 0 | 435.0256 | 0
| 435.106 | 0 |  |  | 435.106 | 0.034613 | 435.106 | 0 | 435.106 | 0 |  |  | 435.106 | 0 | 435.106 | 0
| 435.1863 | 0 |  |  | 435.1863 | 0.034613 | 435.1863 | 0 | 435.1863 | 0 |  |  | 435.1863 | 0 | 435.1863 | 0
| 435.2667 | 0 |  |  | 435.2667 | 0.034613 | 435.2667 | 0 | 435.2667 | 0 |  |  | 435.2667 | 0 | 435.2667 | 0
| 435.3471 | 0 |  |  | 435.3471 | 0.034613 | 435.3471 | 0 | 435.3471 | 0 |  |  | 435.3471 | 0 | 435.3471 | 0
| 435.4275 | 0 |  |  | 435.4275 | 0.034613 | 435.4275 | 0 | 435.4275 | 0 |  |  | 435.4275 | 0 | 435.4275 | 0
| 435.5078 | 0 |  |  | 435.5078 | 0.034613 | 435.5078 | 0 | 435.5078 | 0 |  |  | 435.5078 | 0 | 435.5078 | 0
| 435.5882 | 0 |  |  | 435.5882 | 0.034613 | 435.5882 | 0 | 435.5882 | 0 |  |  | 435.5882 | 0 | 435.5882 | 0
| 435.6686 | 0 |  |  | 435.6686 | 0.034613 | 435.6686 | 0 | 435.6686 | 0 |  |  | 435.6686 | 0 | 435.6686 | 0
| 435.749 | 0 |  |  | 435.749 | 0.034613 | 435.749 | 0 | 435.749 | 0 |  |  | 435.749 | 0 | 435.749 | 0
| 435.8293 | 0 |  |  | 435.8293 | 0.034613 | 435.8293 | 0 | 435.8293 | 0 |  |  | 435.8293 | 0 | 435.8293 | 0
| 435.9097 | 0 |  |  | 435.9097 | 0.034613 | 435.9097 | 0 | 435.9097 | 0 |  |  | 435.9097 | 0 | 435.9097 | 0
| 435.9901 | 0 |  |  | 435.9901 | 0.034613 | 435.9901 | 0 | 435.9901 | 0 |  |  | 435.9901 | 0 | 435.9901 | 0
| 436.0705 | 0 |  |  | 436.0705 | 0.034613 | 436.0705 | 0 | 436.0705 | 0 |  |  | 436.0705 | 0 | 436.0705 | 0
| 436.1509 | 0 |  |  | 436.1509 | 0.034613 | 436.1509 | -0.073866 | 436.1509 | 0 |  |  | 436.1509 | 0 | 436.1509 | 0
| 436.2313 | 0 |  |  | 436.2313 | 0.034613 | 436.2313 | 0 | 436.2313 | 0 |  |  | 436.2313 | 0 | 436.2313 | 0
| 436.3116 | 0 |  |  | 436.3117 | 0.034613 | 436.3116 | 0 | 436.3117 | 0 |  |  | 436.3117 | 0 | 436.3117 | 0
| 436.3921 | 0 |  |  | 436.392 | 0.034613 | 436.3921 | 0 | 436.392 | 0 |  |  | 436.392 | 0 | 436.392 | 0
| 436.4724 | 0 |  |  | 436.4724 | 0.034613 | 436.4724 | 0 | 436.4724 | 0 |  |  | 436.4724 | 0 | 436.4724 | 0
| 436.5528 | 0 |  |  | 436.5528 | 0.034613 | 436.5528 | 0 | 436.5528 | 0 |  |  | 436.5528 | 0 | 436.5528 | 0
| 436.6332 | 0 |  |  | 436.6332 | 0.034613 | 436.6332 | 0 | 436.6332 | 0 |  |  | 436.6332 | 0 | 436.6332 | 0
| 436.7136 | 0 |  |  | 436.7136 | 0.034613 | 436.7136 | 0 | 436.7136 | 0 |  |  | 436.7136 | 0 | 436.7136 | 0
| 436.794 | 0 |  |  | 436.794 | 0.034613 | 436.794 | 0 | 436.794 | 0 |  |  | 436.794 | 0 | 436.794 | 0
| 436.8744 | 0 |  |  | 436.8744 | 0.034613 | 436.8744 | 0 | 436.8744 | 0 |  |  | 436.8744 | 0 | 436.8744 | 0
| 436.9548 | 0 |  |  | 436.9548 | 0.034613 | 436.9548 | 0 | 436.9548 | 0 |  |  | 436.9548 | 0 | 436.9548 | 0
| 437.0352 | 0 |  |  | 437.0352 | 0.034613 | 437.0352 | 0 | 437.0352 | 0 |  |  | 437.0352 | 0 | 437.0352 | 0
| 437.1156 | 0 |  |  | 437.1156 | 0.034613 | 437.1156 | 0 | 437.1156 | 0 |  |  | 437.1156 | 0 | 437.1156 | 0
| 437.196 | 0 |  |  | 437.196 | 0.034613 | 437.196 | 0 | 437.196 | 0 |  |  | 437.196 | 0 | 437.196 | 0
| 437.2764 | 0 |  |  | 437.2764 | 0.034613 | 437.2764 | 0 | 437.2764 | 0 |  |  | 437.2764 | 0 | 437.2764 | 0
| 437.3568 | 0 |  |  | 437.3569 | 0.034613 | 437.3568 | 0 | 437.3569 | 0 |  |  | 437.3568 | 0 | 437.3568 | 0
| 437.4373 | 0 |  |  | 437.4373 | 0.034613 | 437.4373 | 0 | 437.4373 | 0 |  |  | 437.4373 | 0 | 437.4373 | 0
| 437.5177 | 0 |  |  | 437.5177 | 0.034613 | 437.5177 | 0 | 437.5177 | 0 |  |  | 437.5177 | 0 | 437.5177 | 0
| 437.5981 | 0 |  |  | 437.5981 | 0.034613 | 437.5981 | 0 | 437.5981 | 0 |  |  | 437.5981 | 0 | 437.5981 | 0
| 437.6785 | 0 |  |  | 437.6785 | 0.034613 | 437.6785 | 0 | 437.6785 | 0 |  |  | 437.6785 | 0 | 437.6785 | 0
| 437.7589 | 0 |  |  | 437.7589 | 0.034613 | 437.7589 | 0 | 437.7589 | 0 |  |  | 437.7589 | 0 | 437.7589 | 0
| 437.8393 | 0 |  |  | 437.8393 | 0.034613 | 437.8393 | 0 | 437.8393 | 0 |  |  | 437.8393 | 0 | 437.8393 | 0
| 437.9197 | 0 |  |  | 437.9197 | 0.034613 | 437.9197 | 0 | 437.9197 | 0 |  |  | 437.9197 | 0 | 437.9197 | 0
| 438.0002 | 0 |  |  | 438.0002 | 0.034613 | 438.0002 | 0 | 438.0002 | 0 |  |  | 438.0002 | 0 | 438.0002 | 0
| 438.0806 | 0 |  |  | 438.0806 | 0.034613 | 438.0806 | 0 | 438.0806 | 0 |  |  | 438.0806 | 0 | 438.0806 | 0
| 438.161 | 0 |  |  | 438.161 | 0.034613 | 438.161 | 0 | 438.161 | 0 |  |  | 438.161 | 0 | 438.161 | 0
| 438.2414 | 0 |  |  | 438.2414 | 0.034613 | 438.2414 | 0 | 438.2414 | 0 |  |  | 438.2414 | 0 | 438.2414 | 0
| 438.3218 | 0 |  |  | 438.3218 | 0.034613 | 438.3218 | 0 | 438.3218 | 0 |  |  | 438.3218 | 0 | 438.3218 | 0
| 438.4023 | 0 |  |  | 438.4023 | 0.034613 | 438.4023 | 0 | 438.4023 | 0 |  |  | 438.4023 | 0 | 438.4023 | 0
| 438.4827 | 0 |  |  | 438.4827 | 0.034613 | 438.4827 | 0 | 438.4827 | 0 |  |  | 438.4827 | 0 | 438.4827 | 0
| 438.5631 | 0 |  |  | 438.5631 | 0.034613 | 438.5631 | 0 | 438.5631 | 0 |  |  | 438.5631 | 0 | 438.5631 | 0
| 438.6436 | 0 |  |  | 438.6436 | 0.034613 | 438.6436 | 0 | 438.6436 | 0 |  |  | 438.6436 | 0 | 438.6436 | 0
| 438.724 | 0 |  |  | 438.724 | 0.034613 | 438.724 | 0 | 438.724 | 0 |  |  | 438.724 | 0 | 438.724 | 0
| 438.8044 | 0 |  |  | 438.8044 | 0.034613 | 438.8044 | 0 | 438.8044 | 0 |  |  | 438.8044 | 0 | 438.8044 | 0
| 438.8849 | 0 |  |  | 438.8848 | 0.034613 | 438.8849 | 0 | 438.8848 | 0 |  |  | 438.8849 | 0 | 438.8849 | 0
| 438.9653 | 0 |  |  | 438.9653 | 0.034613 | 438.9653 | 0 | 438.9653 | 0 |  |  | 438.9653 | 0 | 438.9653 | 0
| 439.0457 | 0 |  |  | 439.0457 | 0.034613 | 439.0457 | 0 | 439.0457 | 0 |  |  | 439.0457 | 0 | 439.0457 | 0
| 439.1262 | 0 |  |  | 439.1262 | 0.034613 | 439.1262 | 0 | 439.1262 | 0 |  |  | 439.1262 | 0 | 439.1262 | 0
| 439.2066 | 0 |  |  | 439.2066 | 0.034613 | 439.2066 | 0 | 439.2066 | 0 |  |  | 439.2066 | 0 | 439.2066 | 0
| 439.2871 | 0 |  |  | 439.287 | 0.034613 | 439.287 | 0 | 439.287 | 0 |  |  | 439.287 | 0 | 439.287 | 0
| 439.3675 | 0 |  |  | 439.3675 | 0.034613 | 439.3675 | 0 | 439.3675 | 0 |  |  | 439.3675 | 0 | 439.3675 | 0
| 439.4479 | 0 |  |  | 439.4479 | 0.034613 | 439.4479 | 0 | 439.4479 | 0 |  |  | 439.4479 | 0 | 439.4479 | 0
| 439.5284 | 0 |  |  | 439.5284 | 0.034613 | 439.5284 | 0 | 439.5284 | 0 |  |  | 439.5284 | 0 | 439.5284 | 0
| 439.6088 | 0 |  |  | 439.6088 | 0.034613 | 439.6088 | 0 | 439.6088 | 0 |  |  | 439.6088 | 0 | 439.6088 | 0
| 439.6893 | 0 |  |  | 439.6893 | 0.034613 | 439.6893 | 0 | 439.6893 | 0 |  |  | 439.6893 | 0 | 439.6893 | 0
| 439.7697 | 0 |  |  | 439.7697 | 0.034613 | 439.7697 | 0 | 439.7697 | 0 |  |  | 439.7697 | 0 | 439.7697 | 0
| 439.8502 | 0 |  |  | 439.8502 | 0.034613 | 439.8502 | 0 | 439.8502 | 0 |  |  | 439.8502 | 0 | 439.8502 | 0
| 439.9306 | 0 |  |  | 439.9306 | 0.034613 | 439.9306 | 0 | 439.9306 | 0 |  |  | 439.9306 | 0 | 439.9306 | 0
| 440.0111 | 0 |  |  | 440.0111 | 0.034613 | 440.0111 | 0 | 440.0111 | 0 |  |  | 440.0111 | 0 | 440.0111 | 0
| 440.0915 | 0 |  |  | 440.0915 | 0.034613 | 440.0915 | 0 | 440.0915 | 0 |  |  | 440.0915 | 0 | 440.0915 | 0
| 440.172 | 0 |  |  | 440.172 | 0.034613 | 440.172 | 0 | 440.172 | 0 |  |  | 440.172 | 0 | 440.172 | 0
| 440.2524 | 0 |  |  | 440.2524 | 0.034613 | 440.2524 | 0 | 440.2524 | 0 |  |  | 440.2524 | 0 | 440.2524 | 0
| 440.3329 | 0 |  |  | 440.3329 | 0.034613 | 440.3329 | 0 | 440.3329 | 0 |  |  | 440.3329 | 0 | 440.3329 | 0
| 440.4134 | 0 |  |  | 440.4133 | 0.034613 | 440.4134 | 0 | 440.4133 | 0 |  |  | 440.4134 | 0 | 440.4134 | 0
| 440.4938 | 0 |  |  | 440.4938 | 0.034613 | 440.4938 | 0 | 440.4938 | 0 |  |  | 440.4938 | 0 | 440.4938 | 0
| 440.5743 | 0 |  |  | 440.5743 | 0.034613 | 440.5743 | 0 | 440.5743 | 0 |  |  | 440.5743 | 0 | 440.5743 | 0
| 440.6547 | 0 |  |  | 440.6547 | 0.034613 | 440.6548 | 0 | 440.6547 | 0 |  |  | 440.6547 | 0 | 440.6547 | 0
| 440.7352 | 0 |  |  | 440.7352 | 0.034613 | 440.7352 | 0 | 440.7352 | 0 |  |  | 440.7352 | 0 | 440.7352 | 0
| 440.8157 | 0 |  |  | 440.8157 | 0.034613 | 440.8157 | 0 | 440.8157 | 0 |  |  | 440.8157 | 0 | 440.8157 | 0
| 440.8961 | 0 |  |  | 440.8961 | 0.034613 | 440.8961 | 0 | 440.8961 | 0 |  |  | 440.8961 | 0 | 440.8961 | 0
| 440.9766 | 0 |  |  | 440.9766 | 0.034613 | 440.9766 | 0 | 440.9766 | 0 |  |  | 440.9766 | 0 | 440.9766 | 0
| 441.0571 | 0 |  |  | 441.0571 | 0.034613 | 441.0571 | 0 | 441.0571 | 0 |  |  | 441.0571 | 0 | 441.0571 | 0
| 441.1375 | 0 |  |  | 441.1375 | 0.034613 | 441.1375 | 0 | 441.1375 | 0 |  |  | 441.1375 | 0 | 441.1375 | 0
| 441.218 | 0 |  |  | 441.218 | 0.034613 | 441.218 | 0 | 441.218 | 0 |  |  | 441.218 | 0 | 441.218 | 0
| 441.2985 | 0 |  |  | 441.2985 | 0.034613 | 441.2985 | 0 | 441.2985 | 0 |  |  | 441.2985 | 0 | 441.2985 | 0
| 441.379 | 0 |  |  | 441.379 | 0.034613 | 441.379 | 0 | 441.379 | 0 |  |  | 441.379 | 0 | 441.379 | 0
| 441.4594 | 0 |  |  | 441.4595 | 0.034613 | 441.4594 | 0 | 441.4595 | 0 |  |  | 441.4594 | 0 | 441.4594 | 0
| 441.5399 | 0 |  |  | 441.5399 | 0.034613 | 441.5399 | 0.073866 | 441.5399 | 0 |  |  | 441.5399 | 0 | 441.5399 | 0
| 441.6204 | 0 |  |  | 441.6204 | 0.034613 | 441.6204 | 0 | 441.6204 | 0 |  |  | 441.6204 | 0 | 441.6204 | 0
| 441.7009 | 0 |  |  | 441.7009 | 0.034613 | 441.7009 | 0 | 441.7009 | 0 |  |  | 441.7009 | 0 | 441.7009 | 0
| 441.7814 | 0 |  |  | 441.7814 | 0.034613 | 441.7814 | 0 | 441.7814 | 0 |  |  | 441.7814 | 0 | 441.7814 | 0
| 441.8619 | 0 |  |  | 441.8619 | 0.034613 | 441.8618 | 0 | 441.8619 | 0 |  |  | 441.8619 | 0 | 441.8619 | 0
| 441.9423 | 0 |  |  | 441.9423 | 0.034613 | 441.9424 | 0 | 441.9423 | 0 |  |  | 441.9423 | 0 | 441.9423 | 0
| 442.0228 | 0 |  |  | 442.0228 | 0.034613 | 442.0228 | 0 | 442.0228 | 0 |  |  | 442.0228 | 0 | 442.0228 | 0
| 442.1033 | 0 |  |  | 442.1033 | 0.034613 | 442.1033 | 0 | 442.1033 | 0 |  |  | 442.1033 | 0 | 442.1033 | 0
| 442.1838 | 0 |  |  | 442.1838 | 0.034613 | 442.1838 | 0 | 442.1838 | 0 |  |  | 442.1838 | 0 | 442.1838 | 0
| 442.2643 | 0 |  |  | 442.2643 | 0.034613 | 442.2643 | 0 | 442.2643 | 0 |  |  | 442.2643 | 0 | 442.2643 | 0
| 442.3448 | 0 |  |  | 442.3448 | 0.034613 | 442.3448 | 0 | 442.3448 | 0 |  |  | 442.3448 | 0 | 442.3448 | 0
| 442.4253 | 0 |  |  | 442.4253 | 0.034613 | 442.4253 | 0 | 442.4253 | 0 |  |  | 442.4253 | 0 | 442.4253 | 0
| 442.5058 | 0 |  |  | 442.5058 | 0.034613 | 442.5058 | 0 | 442.5058 | 0 |  |  | 442.5058 | 0 | 442.5058 | 0
| 442.5863 | 0 |  |  | 442.5863 | 0.034613 | 442.5863 | 0 | 442.5863 | 0 |  |  | 442.5863 | 0 | 442.5863 | 0
| 442.6667 | 0 |  |  | 442.6668 | 0.034613 | 442.6667 | 0 | 442.6668 | 0 |  |  | 442.6668 | 0 | 442.6668 | 0
| 442.7473 | 0 |  |  | 442.7473 | 0.034613 | 442.7473 | 0 | 442.7473 | 0 |  |  | 442.7473 | 0 | 442.7473 | 0
| 442.8278 | 0 |  |  | 442.8278 | 0.034613 | 442.8278 | 0 | 442.8278 | 0 |  |  | 442.8278 | 0 | 442.8278 | 0
| 442.9083 | 0 |  |  | 442.9083 | 0.034613 | 442.9083 | 0 | 442.9083 | 0 |  |  | 442.9083 | 0 | 442.9083 | 0
| 442.9888 | 0 |  |  | 442.9888 | 0.034613 | 442.9888 | 0 | 442.9888 | 0 |  |  | 442.9888 | 0 | 442.9888 | 0
| 443.0693 | 0 |  |  | 443.0693 | 0.034613 | 443.0693 | 0 | 443.0693 | 0 |  |  | 443.0693 | 0 | 443.0693 | 0
| 443.1498 | 0 |  |  | 443.1498 | 0.034613 | 443.1498 | 0 | 443.1498 | 0 |  |  | 443.1498 | 0 | 443.1498 | 0
| 443.2303 | 0 |  |  | 443.2303 | 0.034613 | 443.2303 | 0 | 443.2303 | 0 |  |  | 443.2303 | 0 | 443.2303 | 0
| 443.3108 | 0 |  |  | 443.3108 | 0.034613 | 443.3108 | 0 | 443.3108 | 0 |  |  | 443.3108 | 0 | 443.3108 | 0
| 443.3913 | 0 |  |  | 443.3913 | 0.034613 | 443.3913 | 0 | 443.3913 | 0 |  |  | 443.3913 | 0 | 443.3913 | 0
| 443.4718 | 0 |  |  | 443.4718 | 0.034613 | 443.4718 | 0 | 443.4718 | 0 |  |  | 443.4718 | 0 | 443.4718 | 0
| 443.5523 | 0 |  |  | 443.5523 | 0.034613 | 443.5523 | 0 | 443.5523 | 0 |  |  | 443.5523 | 0 | 443.5523 | 0
| 443.6328 | 0 |  |  | 443.6328 | 0.034613 | 443.6328 | 0 | 443.6328 | 0 |  |  | 443.6328 | 0 | 443.6328 | 0
| 443.7133 | 0 |  |  | 443.7133 | 0.034613 | 443.7133 | 0 | 443.7133 | 0 |  |  | 443.7133 | 0 | 443.7133 | 0
| 443.7939 | 0 |  |  | 443.7939 | 0.034613 | 443.7939 | 0 | 443.7939 | 0 |  |  | 443.7939 | 0 | 443.7939 | 0
| 443.8744 | 0 |  |  | 443.8744 | 0.034613 | 443.8744 | 0 | 443.8744 | 0 |  |  | 443.8744 | 0 | 443.8744 | 0
| 443.9549 | 0 |  |  | 443.9549 | 0.034613 | 443.9549 | 0 | 443.9549 | 0 |  |  | 443.9549 | 0 | 443.9549 | 0
| 444.0354 | 0 |  |  | 444.0354 | 0.034613 | 444.0354 | 0 | 444.0354 | 0 |  |  | 444.0354 | 0 | 444.0354 | 0
| 444.1159 | 0 |  |  | 444.1159 | 0.034613 | 444.1159 | 0 | 444.1159 | 0 |  |  | 444.1159 | 0 | 444.1159 | 0
| 444.1964 | 0 |  |  | 444.1965 | 0.034613 | 444.1964 | 0 | 444.1965 | 0 |  |  | 444.1964 | 0 | 444.1964 | 0
| 444.277 | 0 |  |  | 444.277 | 0.034613 | 444.277 | 0 | 444.277 | 0 |  |  | 444.277 | 0 | 444.277 | 0
| 444.3575 | 0 |  |  | 444.3575 | 0.034613 | 444.3575 | 0 | 444.3575 | 0 |  |  | 444.3575 | 0 | 444.3575 | 0
| 444.438 | 0 |  |  | 444.438 | 0.034613 | 444.438 | 0 | 444.438 | 0 |  |  | 444.438 | 0 | 444.438 | 0
| 444.5186 | 0 |  |  | 444.5186 | 0.034613 | 444.5186 | 0 | 444.5186 | 0 |  |  | 444.5185 | 0 | 444.5185 | 0
| 444.5991 | 0 |  |  | 444.5991 | 0.034613 | 444.5991 | 0 | 444.5991 | 0 |  |  | 444.5991 | 0 | 444.5991 | 0
| 444.6796 | 0 |  |  | 444.6796 | 0.034613 | 444.6796 | 0 | 444.6796 | 0 |  |  | 444.6796 | 0 | 444.6796 | 0
| 444.7601 | 0 |  |  | 444.7601 | 0.034613 | 444.7601 | 0 | 444.7601 | 0 |  |  | 444.7601 | 0 | 444.7601 | 0
| 444.8407 | 0 |  |  | 444.8407 | 0.034613 | 444.8407 | 0 | 444.8407 | 0 |  |  | 444.8407 | 0 | 444.8407 | 0
| 444.9212 | 0 |  |  | 444.9212 | 0.034613 | 444.9212 | 0 | 444.9212 | 0 |  |  | 444.9212 | 0 | 444.9212 | 0
| 445.0017 | 0 |  |  | 445.0017 | 0.034613 | 445.0017 | 0 | 445.0017 | 0 |  |  | 445.0017 | 0 | 445.0017 | 0
| 445.0823 | 0 |  |  | 445.0823 | 0.034613 | 445.0823 | 0 | 445.0823 | 0 |  |  | 445.0823 | 0 | 445.0823 | 0
| 445.1628 | 0 |  |  | 445.1628 | 0.034613 | 445.1628 | 0 | 445.1628 | 0 |  |  | 445.1628 | 0 | 445.1628 | 0
| 445.2434 | 0 |  |  | 445.2433 | 0.034613 | 445.2433 | 0 | 445.2433 | 0 |  |  | 445.2433 | 0 | 445.2433 | 0
| 445.3239 | 0 |  |  | 445.3239 | 0.034613 | 445.3239 | 0 | 445.3239 | 0 |  |  | 445.3239 | 0 | 445.3239 | 0
| 445.4044 | 0 |  |  | 445.4044 | 0.034613 | 445.4044 | 0 | 445.4044 | 0 |  |  | 445.4044 | 0 | 445.4044 | 0
| 445.485 | 0 |  |  | 445.485 | 0.034613 | 445.485 | 0 | 445.485 | 0 |  |  | 445.485 | 0 | 445.485 | 0
| 445.5655 | 0 |  |  | 445.5655 | 0.034613 | 445.5655 | 0 | 445.5655 | 0 |  |  | 445.5655 | 0 | 445.5655 | 0
| 445.6461 | 0 |  |  | 445.6461 | 0.034613 | 445.6461 | 0 | 445.6461 | 0 |  |  | 445.6461 | 0 | 445.6461 | 0
| 445.7266 | 0 |  |  | 445.7266 | 0.034613 | 445.7266 | 0 | 445.7266 | 0 |  |  | 445.7266 | 0 | 445.7266 | 0
| 445.8072 | 0 |  |  | 445.8071 | 0.034613 | 445.8072 | 0 | 445.8071 | 0 |  |  | 445.8071 | 0 | 445.8071 | 0
| 445.8877 | 0 |  |  | 445.8877 | 0.034613 | 445.8877 | 0 | 445.8877 | 0 |  |  | 445.8877 | 0 | 445.8877 | 0
| 445.9682 | 0 |  |  | 445.9682 | 0.034613 | 445.9682 | 0 | 445.9682 | 0 |  |  | 445.9682 | 0 | 445.9682 | 0
| 446.0488 | 0 |  |  | 446.0488 | 0.034613 | 446.0488 | 0 | 446.0488 | 0 |  |  | 446.0488 | 0 | 446.0488 | 0
| 446.1293 | 0 |  |  | 446.1293 | 0.034613 | 446.1293 | 0 | 446.1293 | 0 |  |  | 446.1293 | 0 | 446.1293 | 0
| 446.2099 | 0 |  |  | 446.2099 | 0.034613 | 446.2099 | 0 | 446.2099 | 0 |  |  | 446.2099 | 0 | 446.2099 | 0
| 446.2905 | 0 |  |  | 446.2905 | 0.034613 | 446.2905 | 0 | 446.2905 | 0 |  |  | 446.2905 | 0 | 446.2905 | 0
| 446.371 | 0 |  |  | 446.371 | 0.034613 | 446.371 | 0 | 446.371 | 0 |  |  | 446.371 | 0 | 446.371 | 0
| 446.4516 | 0 |  |  | 446.4516 | 0.034613 | 446.4516 | 0 | 446.4516 | 0 |  |  | 446.4516 | 0 | 446.4516 | 0
| 446.5321 | 0 |  |  | 446.5321 | 0.034613 | 446.5321 | 0 | 446.5321 | 0 |  |  | 446.5321 | 0 | 446.5321 | 0
| 446.6127 | 0 |  |  | 446.6127 | 0.034613 | 446.6127 | 0 | 446.6127 | 0 |  |  | 446.6127 | 0 | 446.6127 | 0
| 446.6932 | 0 |  |  | 446.6932 | 0.034613 | 446.6932 | 0 | 446.6932 | 0 |  |  | 446.6932 | 0 | 446.6932 | 0
| 446.7738 | 0 |  |  | 446.7738 | 0.034613 | 446.7738 | 0 | 446.7738 | 0 |  |  | 446.7738 | 0 | 446.7738 | 0
| 446.8544 | 0 |  |  | 446.8544 | 0.034613 | 446.8544 | 0 | 446.8544 | 0 |  |  | 446.8544 | 0 | 446.8544 | 0
| 446.9349 | 0 |  |  | 446.9349 | 0.034613 | 446.9349 | 0 | 446.9349 | 0 |  |  | 446.9349 | 0 | 446.9349 | 0
| 447.0155 | 0 |  |  | 447.0155 | 0.034613 | 447.0155 | 0 | 447.0155 | 0 |  |  | 447.0155 | 0 | 447.0155 | 0
| 447.0961 | 0 |  |  | 447.0961 | 0.034613 | 447.0961 | 0 | 447.0961 | 0 |  |  | 447.0961 | 0 | 447.0961 | 0
| 447.1766 | 0 |  |  | 447.1766 | 0.034613 | 447.1766 | 0 | 447.1766 | 0 |  |  | 447.1766 | 0 | 447.1766 | 0
| 447.2572 | 0 |  |  | 447.2572 | 0.034613 | 447.2572 | 0 | 447.2572 | 0 |  |  | 447.2572 | 0 | 447.2572 | 0
| 447.3378 | 0 |  |  | 447.3378 | 0.034613 | 447.3378 | 0 | 447.3378 | 0 |  |  | 447.3378 | 0 | 447.3378 | 0
| 447.4184 | 0 |  |  | 447.4183 | 0.034613 | 447.4184 | 0 | 447.4183 | 0 |  |  | 447.4184 | 0 | 447.4184 | 0
| 447.4989 | 0 |  |  | 447.4989 | 0.034613 | 447.4989 | 0 | 447.4989 | 0 |  |  | 447.4989 | 0 | 447.4989 | 0
| 447.5795 | 0 |  |  | 447.5795 | 0.034613 | 447.5795 | 0 | 447.5795 | 0 |  |  | 447.5795 | 0 | 447.5795 | 0
| 447.6601 | 0 |  |  | 447.6601 | 0.034613 | 447.6601 | 0 | 447.6601 | 0 |  |  | 447.6601 | 0 | 447.6601 | 0
| 447.7407 | 0 |  |  | 447.7407 | 0.034613 | 447.7407 | 0 | 447.7407 | 0 |  |  | 447.7407 | 0 | 447.7407 | 0
| 447.8212 | 0 |  |  | 447.8212 | 0.034613 | 447.8212 | 0 | 447.8212 | 0 |  |  | 447.8212 | 0 | 447.8212 | 0
| 447.9018 | 0 |  |  | 447.9018 | 0.034613 | 447.9018 | 0 | 447.9018 | 0 |  |  | 447.9018 | 0 | 447.9018 | 0
| 447.9824 | 0 |  |  | 447.9824 | 0.034613 | 447.9824 | 0 | 447.9824 | 0 |  |  | 447.9824 | 0 | 447.9824 | 0
| 448.063 | 0 |  |  | 448.063 | 0.034613 | 448.063 | 0 | 448.063 | 0 |  |  | 448.063 | 0 | 448.063 | 0
| 448.1436 | 0 |  |  | 448.1436 | 0.034613 | 448.1436 | 0 | 448.1436 | 0 |  |  | 448.1436 | 0 | 448.1436 | 0
| 448.2242 | 0 |  |  | 448.2241 | 0.034613 | 448.2242 | 0 | 448.2241 | 0 |  |  | 448.2241 | 0 | 448.2241 | 0
| 448.3047 | 0 |  |  | 448.3047 | 0.034613 | 448.3047 | 0 | 448.3047 | 0 |  |  | 448.3047 | 0 | 448.3047 | 0
| 448.3853 | 0 |  |  | 448.3853 | 0.034613 | 448.3853 | 0 | 448.3853 | 0 |  |  | 448.3853 | 0 | 448.3853 | 0
| 448.4659 | 0 |  |  | 448.4659 | 0.034613 | 448.4659 | 0 | 448.4659 | 0 |  |  | 448.4659 | 0 | 448.4659 | 0
| 448.5465 | 0 |  |  | 448.5465 | 0.034613 | 448.5465 | 0 | 448.5465 | 0 |  |  | 448.5465 | 0 | 448.5465 | 0
| 448.6271 | 0 |  |  | 448.6271 | 0.034613 | 448.6271 | 0 | 448.6271 | 0 |  |  | 448.6271 | 0 | 448.6271 | 0
| 448.7077 | 0 |  |  | 448.7077 | 0.034613 | 448.7077 | 0 | 448.7077 | 0 |  |  | 448.7077 | 0 | 448.7077 | 0
| 448.7883 | 0 |  |  | 448.7883 | 0.034613 | 448.7883 | 0 | 448.7883 | 0 |  |  | 448.7883 | 0 | 448.7883 | 0
| 448.8689 | 0 |  |  | 448.8689 | 0.034613 | 448.8689 | 0 | 448.8689 | 0 |  |  | 448.8689 | 0 | 448.8689 | 0
| 448.9495 | 0 |  |  | 448.9495 | 0.034613 | 448.9495 | 0 | 448.9495 | 0 |  |  | 448.9495 | 0 | 448.9495 | 0
| 449.0301 | 0 |  |  | 449.0301 | 0.034613 | 449.0301 | 0 | 449.0301 | 0 |  |  | 449.0301 | 0 | 449.0301 | 0
| 449.1107 | 0 |  |  | 449.1107 | 0.034613 | 449.1107 | 0 | 449.1107 | 0 |  |  | 449.1107 | 0 | 449.1107 | 0
| 449.1913 | 0 |  |  | 449.1913 | 0.034613 | 449.1913 | 0 | 449.1913 | 0 |  |  | 449.1913 | 0 | 449.1913 | 0
| 449.2718 | 0 |  |  | 449.2719 | 0.034613 | 449.2719 | 0 | 449.2719 | 0 |  |  | 449.2719 | 0 | 449.2719 | 0
| 449.3524 | 0 |  |  | 449.3525 | 0.034613 | 449.3524 | 0 | 449.3525 | 0 |  |  | 449.3525 | 0 | 449.3525 | 0
| 449.4331 | 0 |  |  | 449.4331 | 0.034613 | 449.4331 | 0 | 449.4331 | 0 |  |  | 449.4331 | 0 | 449.4331 | 0
| 449.5137 | 0 |  |  | 449.5137 | 0.034613 | 449.5137 | 0 | 449.5137 | 0 |  |  | 449.5137 | 0 | 449.5137 | 0
| 449.5943 | 0 |  |  | 449.5943 | 0.034613 | 449.5943 | 0 | 449.5943 | 0 |  |  | 449.5943 | 0 | 449.5943 | 0
| 449.6749 | 0 |  |  | 449.6749 | 0.034613 | 449.6749 | 0 | 449.6749 | 0 |  |  | 449.6749 | 0 | 449.6749 | 0
| 449.7555 | 0 |  |  | 449.7555 | 0.034613 | 449.7555 | 0 | 449.7555 | 0 |  |  | 449.7555 | 0 | 449.7555 | 0
| 449.8361 | 0 |  |  | 449.8361 | 0.034613 | 449.8361 | 0 | 449.8361 | 0 |  |  | 449.8361 | 0 | 449.8361 | 0
| 449.9167 | 0 |  |  | 449.9167 | 0.034613 | 449.9167 | 0 | 449.9167 | 0 |  |  | 449.9167 | 0 | 449.9167 | 0
| 449.9973 | 0 |  |  | 449.9973 | 0.034613 | 449.9973 | 0 | 449.9973 | 0 |  |  | 449.9973 | 0 | 449.9973 | 0
| 450.0779 | 0 |  |  | 450.0779 | 0.034613 | 450.0779 | 0 | 450.0779 | 0 |  |  | 450.0779 | 0 | 450.0779 | 0
| 450.1585 | 0 |  |  | 450.1585 | 0.034613 | 450.1585 | 0 | 450.1585 | 0 |  |  | 450.1585 | 0 | 450.1585 | 0
| 450.2392 | 0 |  |  | 450.2392 | 0.034613 | 450.2392 | 0 | 450.2392 | 0 |  |  | 450.2392 | 0 | 450.2392 | 0
| 450.3198 | 0 |  |  | 450.3198 | 0.034613 | 450.3198 | 0 | 450.3198 | 0 |  |  | 450.3198 | 0 | 450.3198 | 0
| 450.4004 | 0 |  |  | 450.4004 | 0.034613 | 450.4004 | 0 | 450.4004 | 0 |  |  | 450.4004 | 0 | 450.4004 | 0
| 450.481 | 0 |  |  | 450.481 | 0.034613 | 450.481 | 0 | 450.481 | 0 |  |  | 450.481 | 0 | 450.481 | 0
| 450.5616 | 0 |  |  | 450.5616 | 0.034613 | 450.5616 | 0 | 450.5616 | 0 |  |  | 450.5616 | 0 | 450.5616 | 0
| 450.6422 | 0 |  |  | 450.6422 | 0.034613 | 450.6422 | 0 | 450.6422 | 0 |  |  | 450.6423 | 0 | 450.6423 | 0
| 450.7229 | 0 |  |  | 450.7229 | 0.034613 | 450.7229 | 0 | 450.7229 | 0 |  |  | 450.7229 | 0 | 450.7229 | 0
| 450.8035 | 0 |  |  | 450.8035 | 0.034613 | 450.8035 | 0 | 450.8035 | 0 |  |  | 450.8035 | 0 | 450.8035 | 0
| 450.8841 | 0 |  |  | 450.8841 | 0.034613 | 450.8841 | 0 | 450.8841 | 0 |  |  | 450.8841 | 0 | 450.8841 | 0
| 450.9647 | 0 |  |  | 450.9647 | 0.034613 | 450.9648 | 0 | 450.9647 | 0 |  |  | 450.9647 | 0 | 450.9647 | 0
| 451.0454 | 0 |  |  | 451.0454 | 0.034613 | 451.0454 | 0 | 451.0454 | 0 |  |  | 451.0454 | 0 | 451.0454 | 0
| 451.126 | 0 |  |  | 451.126 | 0.034613 | 451.126 | 0 | 451.126 | 0 |  |  | 451.126 | 0 | 451.126 | 0
| 451.2066 | 0 |  |  | 451.2066 | 0.034613 | 451.2066 | 0 | 451.2066 | 0 |  |  | 451.2066 | 0 | 451.2066 | 0
| 451.2873 | 0 |  |  | 451.2873 | 0.034613 | 451.2873 | 0 | 451.2873 | 0 |  |  | 451.2873 | 0 | 451.2873 | 0
| 451.3679 | 0 |  |  | 451.3679 | 0.034613 | 451.3679 | 0 | 451.3679 | 0 |  |  | 451.3679 | 0 | 451.3679 | 0
| 451.4485 | 0 |  |  | 451.4485 | 0.034613 | 451.4485 | 0 | 451.4485 | 0 |  |  | 451.4485 | 0 | 451.4485 | 0
| 451.5292 | 0 |  |  | 451.5292 | 0.034613 | 451.5292 | 0 | 451.5292 | 0 |  |  | 451.5292 | 0 | 451.5292 | 0
| 451.6098 | 0 |  |  | 451.6098 | 0.034613 | 451.6098 | 0 | 451.6098 | 0 |  |  | 451.6098 | 0 | 451.6098 | 0
| 451.6904 | 0 |  |  | 451.6904 | 0.034613 | 451.6904 | 0 | 451.6904 | 0 |  |  | 451.6904 | 0 | 451.6904 | 0
| 451.7711 | 0 |  |  | 451.7711 | 0.034613 | 451.7711 | 0 | 451.7711 | 0 |  |  | 451.7711 | 0 | 451.7711 | 0
| 451.8517 | 0 |  |  | 451.8517 | 0.034613 | 451.8517 | 0 | 451.8517 | 0 |  |  | 451.8517 | 0 | 451.8517 | 0
| 451.9323 | 0 |  |  | 451.9323 | 0.034613 | 451.9323 | 0 | 451.9323 | 0 |  |  | 451.9324 | 0 | 451.9324 | 0
| 452.013 | 0 |  |  | 452.013 | 0.034613 | 452.013 | 0 | 452.013 | 0 |  |  | 452.013 | 0 | 452.013 | 0
| 452.0936 | 0 |  |  | 452.0936 | 0.034613 | 452.0936 | 0 | 452.0936 | 0 |  |  | 452.0936 | 0 | 452.0936 | 0
| 452.1743 | 0 |  |  | 452.1743 | 0.034613 | 452.1743 | 0 | 452.1743 | 0 |  |  | 452.1743 | 0 | 452.1743 | 0
| 452.2549 | 0 |  |  | 452.2549 | 0.034613 | 452.2549 | 0 | 452.2549 | 0 |  |  | 452.2549 | 0 | 452.2549 | 0
| 452.3356 | 0 |  |  | 452.3356 | 0.034613 | 452.3356 | 0 | 452.3356 | 0 |  |  | 452.3356 | 0 | 452.3356 | 0
| 452.4162 | 0 |  |  | 452.4162 | 0.034613 | 452.4162 | 0 | 452.4162 | 0 |  |  | 452.4162 | 0 | 452.4162 | 0
| 452.4969 | 0 |  |  | 452.4969 | 0.034613 | 452.4969 | 0 | 452.4969 | 0 |  |  | 452.4969 | 0 | 452.4969 | 0
| 452.5775 | 0 |  |  | 452.5775 | 0.034613 | 452.5775 | 0 | 452.5775 | 0 |  |  | 452.5775 | 0 | 452.5775 | 0
| 452.6582 | 0 |  |  | 452.6582 | 0.034613 | 452.6582 | 0 | 452.6582 | 0 |  |  | 452.6582 | 0 | 452.6582 | 0
| 452.7388 | 0 |  |  | 452.7388 | 0.034613 | 452.7388 | 0 | 452.7388 | 0 |  |  | 452.7388 | 0 | 452.7388 | 0
| 452.8195 | 0 |  |  | 452.8195 | 0.034613 | 452.8195 | 0 | 452.8195 | 0 |  |  | 452.8195 | 0 | 452.8195 | 0
| 452.9001 | 0 |  |  | 452.9001 | 0.034613 | 452.9001 | 0 | 452.9001 | 0 |  |  | 452.9001 | 0 | 452.9001 | 0
| 452.9808 | 0 |  |  | 452.9808 | 0.034613 | 452.9808 | 0 | 452.9808 | 0 |  |  | 452.9808 | 0 | 452.9808 | 0
| 453.0614 | 0 |  |  | 453.0614 | 0.034613 | 453.0614 | 0 | 453.0614 | 0 |  |  | 453.0614 | 0 | 453.0614 | 0
| 453.1421 | 0 |  |  | 453.1421 | 0.034613 | 453.1421 | 0 | 453.1421 | 0 |  |  | 453.1421 | 0 | 453.1421 | 0
| 453.2228 | 0 |  |  | 453.2228 | 0.034613 | 453.2227 | 0 | 453.2228 | 0 |  |  | 453.2228 | 0 | 453.2228 | 0
| 453.3034 | 0 |  |  | 453.3034 | 0.034613 | 453.3034 | 0 | 453.3034 | 0 |  |  | 453.3034 | 0 | 453.3034 | 0
| 453.3841 | 0 |  |  | 453.3841 | 0.034613 | 453.3841 | 0 | 453.3841 | 0 |  |  | 453.3841 | 0 | 453.3841 | 0
| 453.4647 | 0 |  |  | 453.4647 | 0.034613 | 453.4648 | 0 | 453.4647 | 0 |  |  | 453.4647 | 0 | 453.4647 | 0
| 453.5454 | 0 |  |  | 453.5454 | 0.034613 | 453.5454 | 0 | 453.5454 | 0 |  |  | 453.5454 | 0 | 453.5454 | 0
| 453.6261 | 0 |  |  | 453.6261 | 0.034613 | 453.6261 | 0 | 453.6261 | 0 |  |  | 453.6261 | 0 | 453.6261 | 0
| 453.7067 | 0 |  |  | 453.7067 | 0.034613 | 453.7067 | 0 | 453.7067 | 0 |  |  | 453.7067 | 0 | 453.7067 | 0
| 453.7874 | 0 |  |  | 453.7874 | 0.034613 | 453.7874 | 0 | 453.7874 | 0 |  |  | 453.7874 | 0 | 453.7874 | 0
| 453.8681 | 0 |  |  | 453.8681 | 0.034613 | 453.8681 | 0 | 453.8681 | 0 |  |  | 453.8681 | 0 | 453.8681 | 0
| 453.9487 | 0 |  |  | 453.9487 | 0.034613 | 453.9487 | 0 | 453.9487 | 0 |  |  | 453.9487 | 0 | 453.9487 | 0
| 454.0294 | 0 |  |  | 454.0294 | 0.034613 | 454.0294 | 0 | 454.0294 | 0 |  |  | 454.0294 | 0 | 454.0294 | 0
| 454.1101 | 0 |  |  | 454.1101 | 0.034613 | 454.1101 | 0 | 454.1101 | 0 |  |  | 454.1101 | 0 | 454.1101 | 0
| 454.1908 | 0 |  |  | 454.1908 | 0.034613 | 454.1908 | 0 | 454.1908 | 0 |  |  | 454.1908 | 0 | 454.1908 | 0
| 454.2714 | 0 |  |  | 454.2714 | 0.034613 | 454.2714 | 0 | 454.2714 | 0 |  |  | 454.2714 | 0 | 454.2714 | 0
| 454.3521 | 0 |  |  | 454.3521 | 0.034613 | 454.3521 | 0 | 454.3521 | 0 |  |  | 454.3521 | 0 | 454.3521 | 0
| 454.4328 | 0 |  |  | 454.4328 | 0.034613 | 454.4328 | 0 | 454.4328 | 0 |  |  | 454.4328 | 0 | 454.4328 | 0
| 454.5135 | 0 |  |  | 454.5135 | 0.034613 | 454.5135 | 0 | 454.5135 | 0 |  |  | 454.5135 | 0 | 454.5135 | 0
| 454.5942 | 0 |  |  | 454.5941 | 0.034613 | 454.5941 | 0 | 454.5941 | 0 |  |  | 454.5941 | 0 | 454.5941 | 0
| 454.6748 | 0 |  |  | 454.6748 | 0.034613 | 454.6748 | 0 | 454.6748 | 0 |  |  | 454.6748 | 0 | 454.6748 | 0
| 454.7555 | 0 |  |  | 454.7555 | 0.034613 | 454.7555 | 0 | 454.7555 | 0 |  |  | 454.7555 | 0 | 454.7555 | 0
| 454.8362 | 0 |  |  | 454.8362 | 0.034613 | 454.8362 | 0 | 454.8362 | 0 |  |  | 454.8362 | 0 | 454.8362 | 0
| 454.9169 | 0 |  |  | 454.9169 | 0.034613 | 454.9169 | 0 | 454.9169 | 0 |  |  | 454.9169 | 0 | 454.9169 | 0
| 454.9976 | 0 |  |  | 454.9975 | 0.034613 | 454.9976 | 0 | 454.9975 | 0 |  |  | 454.9976 | 0 | 454.9976 | 0
| 455.0783 | 0 |  |  | 455.0782 | 0.034613 | 455.0782 | 0 | 455.0782 | 0 |  |  | 455.0782 | 0 | 455.0782 | 0
| 455.1589 | 0 |  |  | 455.1589 | 0.034613 | 455.1589 | 0 | 455.1589 | 0 |  |  | 455.1589 | 0 | 455.1589 | 0
| 455.2396 | 0 |  |  | 455.2396 | 0.034613 | 455.2396 | 0 | 455.2396 | 0 |  |  | 455.2396 | 0 | 455.2396 | 0
| 455.3203 | 0 |  |  | 455.3203 | 0.034613 | 455.3203 | 0 | 455.3203 | 0 |  |  | 455.3203 | 0 | 455.3203 | 0
| 455.401 | 0 |  |  | 455.401 | 0.034613 | 455.401 | 0 | 455.401 | 0 |  |  | 455.401 | 0 | 455.401 | 0
| 455.4817 | 0 |  |  | 455.4817 | 0.034613 | 455.4817 | 0 | 455.4817 | 0 |  |  | 455.4817 | 0 | 455.4817 | 0
| 455.5624 | 0 |  |  | 455.5624 | 0.034613 | 455.5624 | 0 | 455.5624 | 0 |  |  | 455.5624 | 0 | 455.5624 | 0
| 455.6431 | 0 |  |  | 455.6431 | 0.034613 | 455.6431 | 0 | 455.6431 | 0 |  |  | 455.6431 | 0 | 455.6431 | 0
| 455.7237 | 0 |  |  | 455.7238 | 0.034613 | 455.7238 | 0 | 455.7238 | 0 |  |  | 455.7238 | 0 | 455.7238 | 0
| 455.8044 | 0 |  |  | 455.8045 | 0.034613 | 455.8044 | 0 | 455.8045 | 0 |  |  | 455.8045 | 0 | 455.8045 | 0
| 455.8852 | 0 |  |  | 455.8852 | 0.034613 | 455.8852 | 0 | 455.8852 | 0 |  |  | 455.8852 | 0 | 455.8852 | 0
| 455.9658 | 0 |  |  | 455.9658 | 0.034613 | 455.9659 | 0 | 455.9658 | 0 |  |  | 455.9659 | 0 | 455.9659 | 0
| 456.0465 | 0 |  |  | 456.0466 | 0.034613 | 456.0465 | 0 | 456.0466 | 0 |  |  | 456.0466 | 0 | 456.0466 | 0
| 456.1273 | 0 |  |  | 456.1273 | 0.034613 | 456.1273 | 0 | 456.1273 | 0 |  |  | 456.1273 | 0 | 456.1273 | 0
| 456.2079 | 0 |  |  | 456.2079 | 0.034613 | 456.2079 | 0 | 456.2079 | 0 |  |  | 456.208 | 0 | 456.208 | 0
| 456.2887 | 0 |  |  | 456.2887 | 0.034613 | 456.2887 | 0 | 456.2887 | 0 |  |  | 456.2887 | 0 | 456.2887 | 0
| 456.3693 | 0 |  |  | 456.3694 | 0.034613 | 456.3694 | -0.073866 | 456.3694 | 0 |  |  | 456.3694 | 0 | 456.3694 | 0
| 456.4501 | 0 |  |  | 456.4501 | 0.034613 | 456.4501 | 0 | 456.4501 | 0 |  |  | 456.4501 | 0 | 456.4501 | 0
| 456.5308 | 0 |  |  | 456.5308 | 0.034613 | 456.5308 | 0 | 456.5308 | 0 |  |  | 456.5308 | 0 | 456.5308 | 0
| 456.6115 | 0 |  |  | 456.6115 | 0.034613 | 456.6115 | 0 | 456.6115 | 0 |  |  | 456.6115 | 0 | 456.6115 | 0
| 456.6922 | 0 |  |  | 456.6922 | 0.034613 | 456.6922 | 0 | 456.6922 | 0 |  |  | 456.6922 | 0 | 456.6922 | 0
| 456.7729 | 0 |  |  | 456.7729 | 0.034613 | 456.7729 | 0 | 456.7729 | 0 |  |  | 456.7729 | 0 | 456.7729 | 0
| 456.8536 | 0 |  |  | 456.8536 | 0.034613 | 456.8536 | 0 | 456.8536 | 0 |  |  | 456.8536 | 0 | 456.8536 | 0
| 456.9343 | 0 |  |  | 456.9343 | 0.034613 | 456.9343 | 0 | 456.9343 | 0 |  |  | 456.9343 | 0 | 456.9343 | 0
| 457.015 | 0 |  |  | 457.015 | 0.034613 | 457.015 | 0 | 457.015 | 0 |  |  | 457.015 | 0 | 457.015 | 0
| 457.0957 | 0 |  |  | 457.0957 | 0.034613 | 457.0957 | 0 | 457.0957 | 0 |  |  | 457.0957 | 0 | 457.0957 | 0
| 457.1764 | 0 |  |  | 457.1765 | 0.034613 | 457.1765 | 0 | 457.1765 | 0 |  |  | 457.1765 | 0 | 457.1765 | 0
| 457.2572 | 0 |  |  | 457.2572 | 0.034613 | 457.2572 | 0 | 457.2572 | 0 |  |  | 457.2572 | 0 | 457.2572 | 0
| 457.3379 | 0 |  |  | 457.3379 | 0.034613 | 457.3379 | 0 | 457.3379 | 0 |  |  | 457.3379 | 0 | 457.3379 | 0
| 457.4186 | 0 |  |  | 457.4186 | 0.034613 | 457.4186 | 0 | 457.4186 | 0 |  |  | 457.4186 | 0 | 457.4186 | 0
| 457.4993 | 0 |  |  | 457.4993 | 0.034613 | 457.4993 | 0 | 457.4993 | 0 |  |  | 457.4993 | 0 | 457.4993 | 0
| 457.5801 | 0 |  |  | 457.5801 | 0.034613 | 457.58 | 0 | 457.5801 | 0 |  |  | 457.58 | 0 | 457.58 | 0
| 457.6608 | 0 |  |  | 457.6608 | 0.034613 | 457.6608 | 0 | 457.6608 | 0 |  |  | 457.6608 | 0 | 457.6608 | 0
| 457.7415 | 0 |  |  | 457.7415 | 0.034613 | 457.7415 | 0 | 457.7415 | 0 |  |  | 457.7415 | 0 | 457.7415 | 0
| 457.8222 | 0 |  |  | 457.8222 | 0.034613 | 457.8222 | 0 | 457.8222 | 0 |  |  | 457.8222 | 0 | 457.8222 | 0
| 457.9029 | 0 |  |  | 457.9029 | 0.034613 | 457.903 | 0 | 457.9029 | 0 |  |  | 457.9029 | 0 | 457.9029 | 0
| 457.9837 | 0 |  |  | 457.9837 | 0.034613 | 457.9837 | 0 | 457.9837 | 0 |  |  | 457.9837 | 0 | 457.9837 | 0
| 458.0644 | 0 |  |  | 458.0644 | 0.034613 | 458.0644 | 0 | 458.0644 | 0 |  |  | 458.0644 | 0 | 458.0644 | 0
| 458.1451 | 0 |  |  | 458.1451 | 0.034613 | 458.1451 | 0 | 458.1451 | 0 |  |  | 458.1451 | 0 | 458.1451 | 0
| 458.2259 | 0 |  |  | 458.2258 | 0.034613 | 458.2259 | 0 | 458.2258 | 0 |  |  | 458.2258 | 0 | 458.2258 | 0
| 458.3066 | 0 |  |  | 458.3066 | 0.034613 | 458.3066 | 0 | 458.3066 | 0 |  |  | 458.3066 | 0 | 458.3066 | 0
| 458.3873 | 0 |  |  | 458.3873 | 0.034613 | 458.3873 | 0 | 458.3873 | 0 |  |  | 458.3873 | 0 | 458.3873 | 0
| 458.4681 | 0 |  |  | 458.468 | 0.034613 | 458.468 | 0 | 458.468 | 0 |  |  | 458.468 | 0 | 458.468 | 0
| 458.5488 | 0 |  |  | 458.5488 | 0.034613 | 458.5488 | 0 | 458.5488 | 0 |  |  | 458.5488 | 0 | 458.5488 | 0
| 458.6295 | 0 |  |  | 458.6295 | 0.034613 | 458.6295 | 0 | 458.6295 | 0 |  |  | 458.6295 | 0 | 458.6295 | 0
| 458.7102 | 0 |  |  | 458.7102 | 0.034613 | 458.7102 | 0 | 458.7102 | 0 |  |  | 458.7102 | 0 | 458.7102 | 0
| 458.791 | 0 |  |  | 458.791 | 0.034613 | 458.791 | -0.073866 | 458.791 | 0 |  |  | 458.791 | 0 | 458.791 | 0
| 458.8717 | 0 |  |  | 458.8717 | 0.034613 | 458.8717 | 0 | 458.8717 | 0 |  |  | 458.8717 | 0 | 458.8717 | 0
| 458.9524 | 0 |  |  | 458.9525 | 0.034613 | 458.9525 | 0 | 458.9525 | 0 |  |  | 458.9525 | 0 | 458.9525 | 0
| 459.0332 | 0 |  |  | 459.0332 | 0.034613 | 459.0332 | 0 | 459.0332 | 0 |  |  | 459.0332 | 0 | 459.0332 | 0
| 459.1139 | 0 |  |  | 459.1139 | 0.034613 | 459.114 | -0.073866 | 459.1139 | 0 |  |  | 459.1139 | 0 | 459.1139 | 0
| 459.1947 | 0 |  |  | 459.1947 | 0.034613 | 459.1947 | 0 | 459.1947 | 0 |  |  | 459.1947 | 0 | 459.1947 | 0

## Normalized Spectra
LED Item # | M233L1 |  | M265L5 |  |  | M275L4 |  |  | M280L6 |  |  | M300L4 |  |  | M310L1 |  |  | M325L5 |  |  | M340L5
Spectra | Wavelength (nm) | Normalized Intensity | Wavelength (nm) | Normalized Intensity |  | Wavelength (nm) | Normalized Intensity |  | Wavelength (nm) | Normalized Intensity |  | Wavelength (nm) | Normalized Intensity |  | Wavelength (nm) | Normalized Intensity |  | Wavelength (nm) | Normalized Intensity |  | Wavelength (nm) | Normalized Intensity
| 181.0823 | 5.7155e-07 | 181.1516 | 0.0038078 | 1.7332 | 181.0823 | 0.01214 | 0.69284 | 181.0823 | 0 | 0.69284 | 181.0823 | 0 | 0.69284 | 270.239 | 0.002908 | 0.74857 | 181.0823 | 0 | 0.69284 | 181.0823 | 0 | 0.69284
| 181.1516 | -7.9147e-07 | 181.2208 | 0.0051276 |  | 181.1516 | 0.01214 |  | 181.1516 | 0 |  | 181.1516 | 0 |  | 270.3139 | -0.0043296 |  | 181.1516 | 0 |  | 181.1516 | 0
| 181.2208 | 1.4905e-06 | 181.4287 | 0.0062126 |  | 181.2208 | 0.01214 |  | 181.2208 | 0 |  | 181.2208 | 0 |  | 270.3887 | -0.0027394 |  | 181.2208 | 0 |  | 181.2208 | 0
| 181.2901 | -1.4528e-06 | 181.498 | 0.0083634 |  | 181.2901 | 0.01214 |  | 181.2901 | 0 |  | 181.2901 | 0 |  | 270.4636 | -0.0035817 |  | 181.2901 | 0 |  | 181.2901 | 0
| 181.3594 | 9.6546e-07 | 181.7751 | 0.00098855 |  | 181.3594 | 0.01214 |  | 181.3594 | 0 |  | 181.3594 | 0 |  | 270.5384 | -0.0027229 |  | 181.3594 | 0 |  | 181.3594 | 0
| 181.4287 | -4.9155e-07 | 181.9831 | 0.0057171 |  | 181.4287 | 0.01214 |  | 181.4287 | 0 |  | 181.4287 | 0 |  | 270.6133 | -0.0072343 |  | 181.4287 | 0 |  | 181.4287 | 0
| 181.498 | 2.0021e-06 | 182.0524 | 0.0065661 |  | 181.498 | 0.01214 |  | 181.498 | 0 |  | 181.498 | 0 |  | 270.6881 | 0.0035619 |  | 181.498 | 0 |  | 181.498 | 0
| 181.5673 | -7.6911e-07 | 182.1911 | 0.0011766 |  | 181.5672 | 0.01214 |  | 181.5672 | 0 |  | 181.5672 | 0 |  | 270.763 | -0.011553 |  | 181.5672 | 0 |  | 181.5672 | 0
| 181.6365 | 1.2102e-06 | 182.3298 | 0.0095739 |  | 181.6365 | 0.01214 |  | 181.6365 | 0 |  | 181.6365 | 0 |  | 270.8379 | -0.0078945 |  | 181.6365 | 0 |  | 181.6365 | 0
| 181.7058 | -1.8454e-06 | 182.6072 | 0.0039031 |  | 181.7058 | 0.01214 |  | 181.7058 | 0 |  | 181.7058 | 0 |  | 270.9127 | 0.0021093 |  | 181.7058 | 0 |  | 181.7058 | 0
| 181.7751 | 1.5751e-06 | 182.8848 | 0.0001909 |  | 181.7751 | 0.01214 |  | 181.7751 | 0 |  | 181.7751 | 0 |  | 270.9876 | 0.00056434 |  | 181.7751 | 0 |  | 181.7751 | 0
| 181.8445 | -1.254e-06 | 182.9542 | 0.00039817 |  | 181.8445 | 0.01214 |  | 181.8445 | 0 |  | 181.8445 | 0 |  | 271.0625 | -0.0026154 |  | 181.8445 | 0 |  | 181.8445 | 0
| 181.9138 | 2.3198e-06 | 183.093 | 0.0083534 |  | 181.9138 | 0.01214 |  | 181.9138 | 0 |  | 181.9138 | 0 |  | 271.1374 | 0.0070873 |  | 181.9138 | 0 |  | 181.9138 | 0
| 181.9831 | -7.0159e-07 | 183.1624 | 0.0036325 |  | 181.9831 | 0.01214 |  | 181.9831 | 0 |  | 181.9831 | 0 |  | 271.2122 | -0.0029 |  | 181.9831 | 0 |  | 181.9831 | 0
| 182.0524 | 1.5279e-06 | 183.3012 | 0.005088 |  | 182.0524 | 0.01214 |  | 182.0524 | 0 |  | 182.0524 | 0 |  | 271.2871 | -0.005505 |  | 182.0524 | 0 |  | 182.0524 | 0
| 182.1218 | -5.1941e-07 | 183.3707 | 0.0037671 |  | 182.1218 | 0.01214 |  | 182.1218 | 0 |  | 182.1218 | 0 |  | 271.362 | 0.00078593 |  | 182.1218 | 0 |  | 182.1218 | 0
| 182.1911 | 1.8744e-06 | 183.4401 | 0.0039081 |  | 182.1911 | 0.01214 |  | 182.1911 | 0 |  | 182.1911 | 0 |  | 271.4369 | -0.0048044 |  | 182.1911 | 0 |  | 182.1911 | 0
| 182.2604 | -1.2347e-06 | 183.579 | 0.00063538 |  | 182.2604 | 0.01214 |  | 182.2605 | 0 |  | 182.2604 | 0 |  | 271.5118 | 0.0061352 |  | 182.2604 | 0 |  | 182.2605 | 0
| 182.3298 | 2.046e-06 | 183.6484 | 0.014294 |  | 182.3298 | 0.01214 |  | 182.3298 | 0 |  | 182.3298 | 0 |  | 271.5867 | -0.0022429 |  | 182.3298 | 0 |  | 182.3298 | 0
| 182.3991 | -1.3706e-06 | 183.7179 | 0.0050546 |  | 182.3991 | 0.01214 |  | 182.3992 | 0 |  | 182.3991 | 0 |  | 271.6616 | -0.001424 |  | 182.3992 | 0 |  | 182.3992 | 0
| 182.4685 | 7.396e-07 | 183.7873 | 0.00043964 |  | 182.4685 | 0.01214 |  | 182.4685 | 0 |  | 182.4685 | 0 |  | 271.7365 | -0.0010641 |  | 182.4685 | 0 |  | 182.4685 | 0
| 182.5379 | -1.8035e-06 | 183.9263 | 0.0036606 |  | 182.5379 | 0.01214 |  | 182.5379 | 0 |  | 182.5379 | 0 |  | 271.8115 | 0.0090836 |  | 182.5379 | 0 |  | 182.5379 | 0
| 182.6072 | 1.7169e-06 | 183.9957 | 0.0088788 |  | 182.6072 | 0.01214 |  | 182.6072 | 0 |  | 182.6072 | 0 |  | 271.8864 | -0.00089332 |  | 182.6072 | 0 |  | 182.6072 | 0
| 182.6766 | -2.0682e-06 | 184.2042 | 0.0037899 |  | 182.6766 | 0.01214 |  | 182.6766 | 0 |  | 182.6766 | 0 |  | 271.9613 | -0.00042852 |  | 182.6766 | 0 |  | 182.6766 | 0
| 182.746 | 1.309e-06 | 184.2737 | 0.006781 |  | 182.746 | 0.01214 |  | 182.746 | 0 |  | 182.746 | 0 |  | 272.0362 | -0.0045101 |  | 182.746 | 0 |  | 182.746 | 0
| 182.8154 | -2.54e-06 | 184.4822 | 0.0037277 |  | 182.8154 | 0.01214 |  | 182.8154 | 0 |  | 182.8154 | 0 |  | 272.1111 | 0.0010203 |  | 182.8154 | 0 |  | 182.8154 | 0
| 182.8848 | 7.4391e-07 | 184.5517 | 0.0076858 |  | 182.8848 | 0.01214 |  | 182.8848 | 0 |  | 182.8848 | 0 |  | 272.1861 | -0.0071755 |  | 182.8848 | 0 |  | 182.8848 | 0
| 182.9542 | -1.4202e-06 | 184.6908 | 0.0020527 |  | 182.9542 | 0.01214 |  | 182.9542 | 0 |  | 182.9542 | 0 |  | 272.261 | 0.0078249 |  | 182.9542 | 0 |  | 182.9542 | 0
| 183.0236 | 7.6704e-07 | 184.7603 | 0.0056207 |  | 183.0236 | 0.01214 |  | 183.0236 | 0 |  | 183.0236 | 0 |  | 272.336 | -0.0053365 |  | 183.0236 | 0 |  | 183.0236 | 0
| 183.093 | -3.6097e-07 | 184.8298 | 0.0071838 |  | 183.093 | 0.01214 |  | 183.093 | 0 |  | 183.093 | 0 |  | 272.4109 | -0.00017613 |  | 183.093 | 0 |  | 183.093 | 0
| 183.1624 | 1.7002e-06 | 185.108 | 0.0084394 |  | 183.1624 | 0.01214 |  | 183.1624 | 0 |  | 183.1624 | 0 |  | 272.4859 | -0.0093905 |  | 183.1624 | 0 |  | 183.1624 | 0
| 183.2318 | -1.3239e-06 | 185.1776 | 0.0018941 |  | 183.2318 | 0.01214 |  | 183.2318 | 0 |  | 183.2318 | 0 |  | 272.5608 | 0.0034596 |  | 183.2318 | 0 |  | 183.2318 | 0
| 183.3012 | 2.253e-06 | 185.2471 | 0.0026885 |  | 183.3012 | 0.01214 |  | 183.3012 | 0 |  | 183.3012 | 0 |  | 272.6358 | -0.01033 |  | 183.3012 | 0 |  | 183.3012 | 0
| 183.3707 | -7.1298e-07 | 185.3167 | 0.0017871 |  | 183.3707 | 0.01214 |  | 183.3707 | 0 |  | 183.3707 | 0 |  | 272.7107 | 0.0018238 |  | 183.3707 | 0 |  | 183.3707 | 0
| 183.4401 | 1.2831e-06 | 185.3863 | 0.0085869 |  | 183.4401 | 0.01214 |  | 183.4401 | 0 |  | 183.4401 | 0 |  | 272.7857 | -0.0048833 |  | 183.4401 | 0 |  | 183.4401 | 0
| 183.5095 | -1.785e-06 | 185.595 | 0.0034333 |  | 183.5095 | 0.01214 |  | 183.5095 | 0 |  | 183.5095 | 0 |  | 272.8607 | 0.0018388 |  | 183.5095 | 0 |  | 183.5095 | 0
| 183.579 | 1.4797e-06 | 185.6647 | 0.0046861 |  | 183.579 | 0.01214 |  | 183.579 | 0 |  | 183.579 | 0 |  | 272.9356 | -0.0057679 |  | 183.579 | 0 |  | 183.579 | 0
| 183.6484 | -4.9481e-07 | 185.8735 | 0.00041462 |  | 183.6484 | 0.01214 |  | 183.6484 | 0 |  | 183.6484 | 0 |  | 273.0106 | -0.0038762 |  | 183.6484 | 0 |  | 183.6484 | 0
| 183.7179 | 1.831e-06 | 185.9431 | 0.0030885 |  | 183.7179 | 0.01214 |  | 183.7179 | 0 |  | 183.7179 | 0 |  | 273.0856 | -0.0048661 |  | 183.7179 | 0 |  | 183.7179 | 0
| 183.7873 | -8.3382e-07 | 186.0823 | 0.0040062 |  | 183.7873 | 0.01214 |  | 183.7873 | 0 |  | 183.7873 | 0 |  | 273.1606 | 0.0058049 |  | 183.7873 | 0 |  | 183.7873 | 0
| 183.8568 | 6.2512e-07 | 186.152 | 0.00094885 |  | 183.8568 | 0.01214 |  | 183.8568 | 0 |  | 183.8568 | 0 |  | 273.2356 | -0.0023517 |  | 183.8568 | 0 |  | 183.8568 | 0
| 183.9263 | -1.4975e-06 | 186.2216 | 0.004529 |  | 183.9263 | 0.01214 |  | 183.9263 | 0 |  | 183.9263 | 0 |  | 273.3105 | 0.013715 |  | 183.9263 | 0 |  | 183.9263 | 0
| 183.9957 | 1.6774e-06 | 186.4306 | 0.0013495 |  | 183.9957 | 0.01214 |  | 183.9957 | 0 |  | 183.9957 | 0 |  | 273.3855 | -0.0051918 |  | 183.9957 | 0 |  | 183.9957 | 0
| 184.0652 | -1.1939e-06 | 186.7092 | 0.0026208 |  | 184.0652 | 0.01214 |  | 184.0652 | 0 |  | 184.0652 | 0 |  | 273.4605 | 0.0028486 |  | 184.0652 | 0 |  | 184.0652 | 0
| 184.1347 | 1.4231e-06 | 186.9183 | 0.0011064 |  | 184.1347 | 0.01214 |  | 184.1347 | 0 |  | 184.1347 | 0 |  | 273.5356 | -0.0030152 |  | 184.1347 | 0 |  | 184.1347 | 0
| 184.2042 | -9.3984e-07 | 187.0577 | 0.0014712 |  | 184.2042 | 0.01214 |  | 184.2042 | 0 |  | 184.2042 | 0 |  | 273.6105 | -0.00060435 |  | 184.2042 | 0 |  | 184.2042 | 0
| 184.2737 | 1.8887e-06 | 187.4062 | 0.001583 |  | 184.2737 | 0.01214 |  | 184.2737 | 0 |  | 184.2737 | 0 |  | 273.6855 | -0.0077812 |  | 184.2737 | 0 |  | 184.2737 | 0
| 184.3432 | -2.0774e-06 | 187.6155 | 0.0021072 |  | 184.3432 | 0.01214 |  | 184.3432 | 0 |  | 184.3432 | 0 |  | 273.7606 | -0.0018389 |  | 184.3432 | 0 |  | 184.3432 | 0
| 184.4127 | 1.059e-06 | 187.755 | 0.0024054 |  | 184.4127 | 0.01214 |  | 184.4127 | 0 |  | 184.4127 | 0 |  | 273.8356 | -0.0053683 |  | 184.4127 | 0 |  | 184.4127 | 0
| 184.4822 | -1.1801e-06 | 187.8247 | 0.0022344 |  | 184.4822 | 0.01214 |  | 184.4822 | 0 |  | 184.4822 | 0 |  | 273.9106 | -0.0017995 |  | 184.4822 | 0 |  | 184.4822 | 0
| 184.5517 | 1.713e-06 | 187.8945 | 0.0090682 |  | 184.5517 | 0.01214 |  | 184.5517 | 0 |  | 184.5517 | 0 |  | 273.9856 | -0.004241 |  | 184.5517 | 0 |  | 184.5517 | 0
| 184.6212 | -1.3284e-06 | 188.1736 | 0.0041641 |  | 184.6212 | 0.01214 |  | 184.6212 | 0 |  | 184.6212 | 0 |  | 274.0607 | 0.0097141 |  | 184.6212 | 0 |  | 184.6212 | 0
| 184.6908 | 2.4589e-06 | 188.3829 | 0.00255 |  | 184.6908 | 0.01214 |  | 184.6908 | 0 |  | 184.6908 | 0 |  | 274.1357 | -0.0051107 |  | 184.6908 | 0 |  | 184.6908 | 0
| 184.7603 | -1.1918e-06 | 188.4528 | 0.0014752 |  | 184.7603 | 0.01214 |  | 184.7603 | 0 |  | 184.7603 | 0 |  | 274.2107 | 0.0080749 |  | 184.7603 | 0 |  | 184.7603 | 0
| 184.8298 | 1.2145e-06 | 188.732 | 0.0033431 |  | 184.8298 | 0.01214 |  | 184.8298 | 0 |  | 184.8298 | 0 |  | 274.2858 | 0.0025773 |  | 184.8298 | 0 |  | 184.8298 | 0
| 184.8994 | -1.9561e-06 | 189.0114 | 0.00072357 |  | 184.8994 | 0.01214 |  | 184.8994 | 0 |  | 184.8994 | 0 |  | 274.3608 | 0.00038577 |  | 184.8994 | 0 |  | 184.8994 | 0
| 184.9689 | 2.8559e-07 | 189.2209 | 0.0011944 |  | 184.9689 | 0.01214 |  | 184.9689 | 0 |  | 184.9689 | 0 |  | 274.4359 | -0.0016108 |  | 184.9689 | 0 |  | 184.9689 | 0
| 185.0385 | -2.104e-06 | 189.2908 | 0.0045269 |  | 185.0385 | 0.01214 |  | 185.0385 | 0 |  | 185.0385 | 0 |  | 274.5109 | -0.0026504 |  | 185.0385 | 0 |  | 185.0385 | 0
| 185.108 | 2.6495e-06 | 189.4305 | 0.0024332 |  | 185.108 | 0.01214 |  | 185.108 | 0 |  | 185.108 | 0 |  | 274.586 | 4.0261e-05 |  | 185.108 | 0 |  | 185.108 | 0
| 185.1776 | -8.7878e-07 | 189.5004 | 0.0060195 |  | 185.1776 | 0.01214 |  | 185.1776 | 0 |  | 185.1776 | 0 |  | 274.661 | 0.0034747 |  | 185.1776 | 0 |  | 185.1776 | 0
| 185.2472 | 2.5479e-06 | 189.5703 | 0.0015873 |  | 185.2471 | 0.01214 |  | 185.2471 | 0 |  | 185.2471 | 0 |  | 274.7361 | -0.0063024 |  | 185.2471 | 0 |  | 185.2471 | 0
| 185.3167 | -1.5779e-06 | 189.8499 | 0.01335 |  | 185.3167 | 0.01214 |  | 185.3167 | 0 |  | 185.3167 | 0 |  | 274.8112 | 0.0056574 |  | 185.3167 | 0 |  | 185.3167 | 0
| 185.3863 | 1.6008e-06 | 190.1295 | 0.0075997 |  | 185.3863 | 0.01214 |  | 185.3863 | 0 |  | 185.3863 | 0 |  | 274.8862 | -0.0080431 |  | 185.3863 | 0 |  | 185.3863 | 0
| 185.4559 | -1.9611e-06 | 190.3393 | 0.00031738 |  | 185.4559 | 0.01214 |  | 185.4559 | 0 |  | 185.4559 | 0 |  | 274.9613 | -0.00058789 |  | 185.4559 | 0 |  | 185.4559 | 0
| 185.5255 | 6.1211e-07 | 190.4093 | 0.0038876 |  | 185.5255 | 0.01214 |  | 185.5255 | 0 |  | 185.5255 | 0 |  | 275.0364 | -0.0021363 |  | 185.5255 | 0 |  | 185.5255 | 0
| 185.595 | -6.0291e-07 | 190.5492 | 0.00059759 |  | 185.595 | 0.01214 |  | 185.595 | 0 |  | 185.595 | 0 |  | 275.1115 | 0.0012206 |  | 185.5951 | 0 |  | 185.595 | 0
| 185.6647 | 1.5364e-06 | 190.6191 | 0.0011263 |  | 185.6646 | 0.01214 |  | 185.6647 | 0 |  | 185.6646 | 0 |  | 275.1865 | -0.0041698 |  | 185.6647 | 0 |  | 185.6647 | 0
| 185.7343 | -1.764e-06 | 190.6891 | 0.0063579 |  | 185.7343 | 0.01214 |  | 185.7343 | 0 |  | 185.7343 | 0 |  | 275.2616 | 0.0030493 |  | 185.7343 | 0 |  | 185.7343 | 0
| 185.8039 | 8.2999e-08 | 190.899 | 0.0015909 |  | 185.8039 | 0.01214 |  | 185.8039 | 0 |  | 185.8039 | 0 |  | 275.3367 | -0.0050237 |  | 185.8039 | 0 |  | 185.8039 | 0
| 185.8735 | -2.1177e-06 | 190.969 | 0.011264 |  | 185.8735 | 0.01214 |  | 185.8735 | 0 |  | 185.8735 | 0 |  | 275.4118 | -0.0026899 |  | 185.8735 | 0 |  | 185.8735 | 0
| 185.9431 | 9.5325e-07 | 191.249 | 0.012839 |  | 185.9431 | 0.01214 |  | 185.9431 | 0 |  | 185.9431 | 0 |  | 275.4869 | 0.0020266 |  | 185.9431 | 0 |  | 185.9431 | 0
| 186.0127 | -1.4455e-06 | 191.319 | 0.000676 |  | 186.0127 | 0.01214 |  | 186.0127 | 0 |  | 186.0127 | 0 |  | 275.562 | 0.0068421 |  | 186.0127 | 0 |  | 186.0127 | 0
| 186.0823 | 2.3406e-06 | 192.0194 | 0.0029505 |  | 186.0823 | 0.01214 |  | 186.0823 | 0 |  | 186.0823 | 0 |  | 275.6371 | -0.0035067 |  | 186.0823 | 0 |  | 186.0823 | 0
| 186.152 | -1.5427e-06 | 192.51 | 0.00014071 |  | 186.152 | 0.01214 |  | 186.152 | 0 |  | 186.152 | 0 |  | 275.7122 | 0.0030095 |  | 186.152 | 0 |  | 186.152 | 0
| 186.2216 | 1.1532e-06 | 192.5801 | 0.0040551 |  | 186.2216 | 0.01214 |  | 186.2216 | 0 |  | 186.2216 | 0 |  | 275.7874 | -0.0028628 |  | 186.2216 | 0 |  | 186.2216 | 0
| 186.2913 | -1.2669e-06 | 192.6502 | 0.011051 |  | 186.2913 | 0.01214 |  | 186.2913 | 0 |  | 186.2913 | 0 |  | 275.8625 | 0.0018549 |  | 186.2913 | 0 |  | 186.2913 | 0
| 186.3609 | 9.1262e-07 | 192.9306 | 0.0021743 |  | 186.3609 | 0.01214 |  | 186.3609 | 0 |  | 186.3609 | 0 |  | 275.9376 | 1.3513e-05 |  | 186.3609 | 0 |  | 186.3609 | 0
| 186.4306 | -1.8394e-06 | 193.1411 | 0.0063471 |  | 186.4306 | 0.01214 |  | 186.4306 | 0 |  | 186.4306 | 0 |  | 276.0127 | 0.0033253 |  | 186.4306 | 0 |  | 186.4306 | 0
| 186.5002 | 4.1501e-08 | 193.2112 | 0.011607 |  | 186.5002 | 0.01214 |  | 186.5002 | 0 |  | 186.5002 | 0 |  | 276.0878 | -0.0054638 |  | 186.5002 | 0 |  | 186.5002 | 0
| 186.5699 | -1.1156e-06 | 193.2814 | 0.00051976 |  | 186.5699 | 0.01214 |  | 186.5699 | 0 |  | 186.5699 | 0 |  | 276.163 | 0.00064023 |  | 186.5699 | 0 |  | 186.5699 | 0
| 186.6396 | 9.5475e-07 | 193.3515 | 0.003929 |  | 186.6396 | 0.01214 |  | 186.6396 | 0 |  | 186.6396 | 0 |  | 276.2381 | -0.00033987 |  | 186.6396 | 0 |  | 186.6396 | 0
| 186.7092 | -1.0276e-06 | 193.7024 | 0.00083858 |  | 186.7092 | 0.01214 |  | 186.7092 | 0 |  | 186.7092 | 0 |  | 276.3133 | -0.0016865 |  | 186.7092 | 0 |  | 186.7092 | 0
| 186.7789 | 8.0662e-07 | 193.7726 | 0.0018802 |  | 186.7789 | 0.01214 |  | 186.7789 | 0 |  | 186.7789 | 0 |  | 276.3884 | -0.0014343 |  | 186.7789 | 0 |  | 186.7789 | 0
| 186.8486 | -1.7986e-06 | 193.8427 | 0.0033804 |  | 186.8486 | 0.01214 |  | 186.8486 | 0 |  | 186.8486 | 0 |  | 276.4635 | -0.0056625 |  | 186.8486 | 0 |  | 186.8486 | 0
| 186.9183 | 7.3375e-07 | 193.9831 | 0.0035968 |  | 186.9183 | 0.01214 |  | 186.9183 | 0 |  | 186.9183 | 0 |  | 276.5387 | -0.0011303 |  | 186.9183 | 0 |  | 186.9183 | 0
| 186.988 | -1.6692e-06 | 194.0533 | 0.0056502 |  | 186.988 | 0.01214 |  | 186.988 | 0 |  | 186.988 | 0 |  | 276.6139 | 0.0048329 |  | 186.988 | 0 |  | 186.988 | 0
| 187.0577 | 1.3112e-06 | 194.264 | 0.0076684 |  | 187.0577 | 0.01214 |  | 187.0577 | 0 |  | 187.0577 | 0 |  | 276.689 | -0.0062947 |  | 187.0577 | 0 |  | 187.0577 | 0
| 187.1274 | -2.3162e-06 | 194.5449 | 0.0029296 |  | 187.1274 | 0.01214 |  | 187.1274 | 0 |  | 187.1274 | 0 |  | 276.7642 | 0.0046018 |  | 187.1274 | 0 |  | 187.1274 | 0
| 187.1971 | 1.1074e-06 | 194.6152 | 0.0018924 |  | 187.1971 | 0.01214 |  | 187.1971 | 0 |  | 187.1971 | 0 |  | 276.8393 | -0.0058379 |  | 187.1971 | 0 |  | 187.1971 | 0
| 187.2668 | -8.8067e-07 | 194.826 | 0.0013334 |  | 187.2668 | 0.01214 |  | 187.2668 | 0 |  | 187.2668 | 0 |  | 276.9145 | 0.0048701 |  | 187.2668 | 0 |  | 187.2668 | 0
| 187.3365 | 2.5931e-07 | 194.8962 | 0.0066575 |  | 187.3365 | 0.01214 |  | 187.3365 | 0 |  | 187.3365 | 0 |  | 276.9897 | -0.0067952 |  | 187.3365 | 0 |  | 187.3365 | 0
| 187.4062 | -8.1393e-07 | 195.0368 | 0.003809 |  | 187.4062 | 0.01214 |  | 187.4062 | 0 |  | 187.4062 | 0 |  | 277.0648 | 0.0059308 |  | 187.4063 | 0 |  | 187.4062 | 0
| 187.476 | 5.6539e-07 | 195.1773 | 0.0039392 |  | 187.476 | 0.01214 |  | 187.476 | 0 |  | 187.476 | 0 |  | 277.14 | -0.0019361 |  | 187.476 | 0 |  | 187.476 | 0
| 187.5457 | -2.8051e-06 | 195.2476 | 0.001381 |  | 187.5457 | 0.01214 |  | 187.5457 | 0 |  | 187.5457 | 0 |  | 277.2152 | 0.00073466 |  | 187.5457 | 0 |  | 187.5457 | 0
| 187.6155 | 1.2563e-06 | 195.3179 | 0.001805 |  | 187.6155 | 0.01214 |  | 187.6155 | 0 |  | 187.6155 | 0 |  | 277.2904 | -0.004934 |  | 187.6155 | 0 |  | 187.6155 | 0
| 187.6852 | -2.4822e-06 | 195.7398 | 0.0088038 |  | 187.6852 | 0.01214 |  | 187.6852 | 0 |  | 187.6852 | 0 |  | 277.3656 | 0.0025478 |  | 187.6852 | 0 |  | 187.6852 | 0
| 187.755 | 2.4305e-06 | 195.8805 | 0.0045711 |  | 187.755 | 0.01214 |  | 187.755 | 0 |  | 187.755 | 0 |  | 277.4408 | -0.00227 |  | 187.755 | 0 |  | 187.755 | 0
| 187.8247 | -1.7344e-06 | 195.9508 | 0.0089807 |  | 187.8247 | 0.01214 |  | 187.8247 | 0 |  | 187.8247 | 0 |  | 277.516 | -0.0014263 |  | 187.8247 | 0 |  | 187.8247 | 0
| 187.8945 | 1.7585e-06 | 196.0212 | 0.0026798 |  | 187.8945 | 0.01214 |  | 187.8945 | 0 |  | 187.8945 | 0 |  | 277.5912 | 0.0013562 |  | 187.8945 | 0 |  | 187.8945 | 0
| 187.9642 | -9.86e-07 | 196.3026 | 0.0012932 |  | 187.9642 | 0.01214 |  | 187.9642 | 0 |  | 187.9642 | 0 |  | 277.6664 | -0.0024959 |  | 187.9642 | 0 |  | 187.9642 | 0
| 188.034 | 1.0892e-06 | 196.373 | 0.0026207 |  | 188.034 | 0.01214 |  | 188.034 | 0 |  | 188.034 | 0 |  | 277.7416 | -0.0035118 |  | 188.034 | 0 |  | 188.034 | 0
| 188.1038 | -1.7047e-06 | 196.5137 | 0.0013669 |  | 188.1038 | 0.01214 |  | 188.1038 | 0 |  | 188.1038 | 0 |  | 277.8168 | 0.0058078 |  | 188.1038 | 0 |  | 188.1038 | 0
| 188.1736 | 1.129e-06 | 196.7249 | 0.0053328 |  | 188.1736 | 0.01214 |  | 188.1736 | 0 |  | 188.1736 | 0 |  | 277.8921 | -0.0022714 |  | 188.1736 | 0 |  | 188.1736 | 0
| 188.2434 | -1.3615e-06 | 196.7953 | 4.9873e-05 |  | 188.2434 | 0.01214 |  | 188.2434 | 0 |  | 188.2434 | 0 |  | 277.9673 | 0.0047223 |  | 188.2434 | 0 |  | 188.2434 | 0
| 188.3132 | 2.7329e-07 | 196.8657 | 0.0014679 |  | 188.3132 | 0.01214 |  | 188.3132 | 0 |  | 188.3132 | 0 |  | 278.0425 | -0.0018939 |  | 188.3132 | 0 |  | 188.3132 | 0
| 188.3829 | -8.6156e-07 | 196.9361 | 0.00041743 |  | 188.3829 | 0.01214 |  | 188.3829 | 0 |  | 188.3829 | 0 |  | 278.1177 | 0.00090983 |  | 188.3829 | 0 |  | 188.3829 | 0
| 188.4528 | 1.1212e-06 | 197.077 | 0.0056313 |  | 188.4528 | 0.01214 |  | 188.4528 | 0 |  | 188.4528 | 0 |  | 278.193 | -0.00022946 |  | 188.4528 | 0 |  | 188.4528 | 0
| 188.5225 | -1.6719e-06 | 197.2882 | 0.00083062 |  | 188.5226 | 0.01214 |  | 188.5226 | 0 |  | 188.5226 | 0 |  | 278.2682 | 0.00081252 |  | 188.5226 | 0 |  | 188.5226 | 0
| 188.5924 | 2.3132e-06 | 197.3587 | 0.0032047 |  | 188.5924 | 0.01214 |  | 188.5924 | 0 |  | 188.5924 | 0 |  | 278.3434 | -0.0040736 |  | 188.5924 | 0 |  | 188.5924 | 0
| 188.6622 | -1.8218e-06 | 197.4291 | 0.0083817 |  | 188.6622 | 0.01214 |  | 188.6622 | 0 |  | 188.6622 | 0 |  | 278.4187 | -0.0031404 |  | 188.6622 | 0 |  | 188.6622 | 0
| 188.732 | 6.6154e-07 | 197.6405 | 0.0024788 |  | 188.732 | 0.01214 |  | 188.732 | 0 |  | 188.732 | 0 |  | 278.4939 | -0.0039406 |  | 188.732 | 0 |  | 188.732 | 0
| 188.8018 | -1.9163e-06 | 197.8519 | 0.0014744 |  | 188.8018 | 0.01214 |  | 188.8018 | 0 |  | 188.8018 | 0 |  | 278.5692 | -0.0018622 |  | 188.8018 | 0 |  | 188.8018 | 0
| 188.8717 | 5.7321e-07 | 197.9224 | 0.00084337 |  | 188.8717 | 0.01214 |  | 188.8717 | 0 |  | 188.8717 | 0 |  | 278.6444 | -0.0012827 |  | 188.8717 | 0 |  | 188.8717 | 0
| 188.9415 | -1.8336e-06 | 197.9929 | 0.0021316 |  | 188.9415 | 0.01214 |  | 188.9415 | 0 |  | 188.9415 | 0 |  | 278.7197 | -0.0011132 |  | 188.9415 | 0 |  | 188.9415 | 0
| 189.0113 | 6.2386e-07 | 198.2044 | 0.0021451 |  | 189.0113 | 0.01214 |  | 189.0114 | 0 |  | 189.0113 | 0 |  | 278.795 | -0.0018189 |  | 189.0114 | 0 |  | 189.0114 | 0
| 189.0812 | -1.8116e-06 | 198.2749 | 0.015066 |  | 189.0812 | 0.01214 |  | 189.0812 | 0 |  | 189.0812 | 0 |  | 278.8702 | 0.0027779 |  | 189.0812 | 0 |  | 189.0812 | 0
| 189.151 | 5.495e-07 | 198.4864 | 0.0029957 |  | 189.151 | 0.01214 |  | 189.151 | 0 |  | 189.151 | 0 |  | 278.9455 | -0.0043601 |  | 189.1511 | 0 |  | 189.151 | 0
| 189.2209 | -1.6721e-06 | 198.8391 | 0.0036222 |  | 189.2209 | 0.01214 |  | 189.2209 | 0 |  | 189.2209 | 0 |  | 279.0208 | 8.0112e-05 |  | 189.2209 | 0 |  | 189.2209 | 0
| 189.2908 | 1.5678e-06 | 198.9096 | 0.00090099 |  | 189.2908 | 0.01214 |  | 189.2908 | 0 |  | 189.2908 | 0 |  | 279.0961 | -0.0054177 |  | 189.2908 | 0 |  | 189.2908 | 0
| 189.3606 | -1.4058e-06 | 199.0507 | 0.0050878 |  | 189.3606 | 0.01214 |  | 189.3606 | 0 |  | 189.3606 | 0 |  | 279.1713 | 0.0011121 |  | 189.3606 | 0 |  | 189.3606 | 0
| 189.4305 | 1.988e-06 | 199.1213 | 0.0038457 |  | 189.4305 | 0.01214 |  | 189.4305 | 0 |  | 189.4305 | 0 |  | 279.2466 | -0.00034101 |  | 189.4305 | 0 |  | 189.4305 | 0
| 189.5004 | -1.0339e-06 | 199.4036 | 0.0046446 |  | 189.5004 | 0.01214 |  | 189.5004 | 0 |  | 189.5004 | 0 |  | 279.3219 | -0.00084668 |  | 189.5004 | 0 |  | 189.5004 | 0
| 189.5703 | 7.0555e-07 | 199.5448 | 0.00068061 |  | 189.5703 | 0.01214 |  | 189.5703 | 0 |  | 189.5703 | 0 |  | 279.3972 | -0.0014828 |  | 189.5703 | 0 |  | 189.5703 | 0
| 189.6402 | -2.274e-06 | 199.6154 | 0.0003206 |  | 189.6402 | 0.01214 |  | 189.6402 | 0 |  | 189.6402 | 0 |  | 279.4725 | -0.00016185 |  | 189.6402 | 0 |  | 189.6402 | 0
| 189.7101 | 1.243e-06 | 199.686 | 0.0024284 |  | 189.7101 | 0.01214 |  | 189.7101 | 0 |  | 189.7101 | 0 |  | 279.5478 | -0.0038744 |  | 189.7101 | 0 |  | 189.7101 | 0
| 189.78 | -2.4785e-06 | 199.8978 | 0.00096115 |  | 189.78 | 0.01214 |  | 189.78 | 0 |  | 189.78 | 0 |  | 279.6231 | 0.00028068 |  | 189.78 | 0 |  | 189.78 | 0
| 189.8499 | 2.6139e-06 | 199.9685 | 0.00084768 |  | 189.8499 | 0.01214 |  | 189.8499 | 0 |  | 189.8499 | 0 |  | 279.6984 | -0.0038767 |  | 189.8499 | 0 |  | 189.8499 | 0
| 189.9198 | -1.0805e-06 | 200.1097 | 0.0016693 |  | 189.9198 | 0.01214 |  | 189.9198 | 0 |  | 189.9198 | 0 |  | 279.7737 | -0.00062911 |  | 189.9198 | 0 |  | 189.9198 | 0
| 189.9897 | 5.5435e-07 | 200.1804 | 0.00045448 |  | 189.9897 | 0.01214 |  | 189.9897 | 0 |  | 189.9897 | 0 |  | 279.849 | -0.0014251 |  | 189.9897 | 0 |  | 189.9897 | 0
| 190.0596 | -1.7656e-06 | 200.251 | 2.9278e-05 |  | 190.0596 | 0.01214 |  | 190.0596 | 0 |  | 190.0596 | 0 |  | 279.9243 | 0.0020932 |  | 190.0596 | 0 |  | 190.0596 | 0
| 190.1295 | 1.6504e-06 | 200.3923 | 0.0034674 |  | 190.1295 | 0.01214 |  | 190.1295 | 0 |  | 190.1295 | 0 |  | 279.9997 | -0.0049917 |  | 190.1295 | 0 |  | 190.1295 | 0
| 190.1995 | -4.6318e-07 | 200.463 | 0.0038217 |  | 190.1995 | 0.01214 |  | 190.1995 | 0 |  | 190.1995 | 0 |  | 280.075 | 0.001706 |  | 190.1995 | 0 |  | 190.1995 | 0
| 190.2694 | 1.1211e-06 | 200.5336 | 0.00029449 |  | 190.2694 | 0.01214 |  | 190.2694 | 0 |  | 190.2694 | 0 |  | 280.1503 | 0.00026713 |  | 190.2694 | 0 |  | 190.2694 | 0
| 190.3393 | -1.3328e-06 | 200.7456 | 0.0024964 |  | 190.3393 | 0.01214 |  | 190.3393 | 0 |  | 190.3393 | 0 |  | 280.2256 | -0.0010969 |  | 190.3393 | 0 |  | 190.3393 | 0
| 190.4093 | 9.5627e-07 | 200.8163 | 0.0052877 |  | 190.4093 | 0.01214 |  | 190.4093 | 0 |  | 190.4093 | 0 |  | 280.301 | -0.00094381 |  | 190.4093 | 0 |  | 190.4093 | 0
| 190.4792 | -1.3647e-06 | 201.0284 | 0.0043239 |  | 190.4792 | 0.01214 |  | 190.4792 | 0 |  | 190.4792 | 0 |  | 280.3763 | -0.00042482 |  | 190.4792 | 0 |  | 190.4792 | 0
| 190.5492 | 1.0248e-06 | 201.3112 | 0.0032749 |  | 190.5492 | 0.01214 |  | 190.5492 | 0 |  | 190.5492 | 0 |  | 280.4517 | -0.0037979 |  | 190.5492 | 0 |  | 190.5492 | 0
| 190.6191 | -1.4169e-06 | 201.3819 | 0.009478 |  | 190.6191 | 0.01214 |  | 190.6191 | 0 |  | 190.6191 | 0 |  | 280.527 | 0.00077439 |  | 190.6191 | 0 |  | 190.6191 | 0
| 190.6891 | 1.5599e-06 | 201.4527 | 0.00053704 |  | 190.6891 | 0.01214 |  | 190.6891 | 0 |  | 190.6891 | 0 |  | 280.6024 | 0.00071171 |  | 190.6891 | 0 |  | 190.6891 | 0
| 190.7591 | -2.0743e-06 | 201.5941 | 0.00097081 |  | 190.7591 | 0.01214 |  | 190.7591 | 0 |  | 190.7591 | 0 |  | 280.6777 | 5.2972e-05 |  | 190.7591 | 0 |  | 190.7591 | 0
| 190.8291 | 6.897e-07 | 201.8771 | 0.0014439 |  | 190.829 | 0.01214 |  | 190.8291 | 0 |  | 190.829 | 0 |  | 280.7531 | 0.00038793 |  | 190.8291 | 0 |  | 190.8291 | 0
| 190.899 | -1.9049e-06 | 201.9479 | 0.0067612 |  | 190.899 | 0.01214 |  | 190.899 | 0 |  | 190.899 | 0 |  | 280.8285 | 0.0059559 |  | 190.899 | 0 |  | 190.899 | 0
| 190.969 | 2.3005e-06 | 202.0894 | 0.00052134 |  | 190.969 | 0.01214 |  | 190.969 | 0 |  | 190.969 | 0 |  | 280.9038 | -0.0022434 |  | 190.969 | 0 |  | 190.969 | 0
| 191.039 | -1.3719e-06 | 202.1602 | 0.00053204 |  | 191.039 | 0.01214 |  | 191.039 | 0 |  | 191.039 | 0 |  | 280.9792 | 0.00010535 |  | 191.039 | 0 |  | 191.039 | 0
| 191.109 | 2.676e-07 | 202.231 | 0.0027431 |  | 191.109 | 0.01214 |  | 191.109 | 0 |  | 191.109 | 0 |  | 281.0546 | -0.0036345 |  | 191.109 | 0 |  | 191.109 | 0
| 191.179 | -1.2826e-06 | 202.3018 | 0.0004278 |  | 191.179 | 0.01214 |  | 191.179 | 0 |  | 191.179 | 0 |  | 281.1299 | 0.0015358 |  | 191.179 | 0 |  | 191.179 | 0
| 191.249 | 2.1917e-06 | 202.3726 | 0.0044452 |  | 191.249 | 0.01214 |  | 191.249 | 0 |  | 191.249 | 0 |  | 281.2053 | -0.00078716 |  | 191.249 | 0 |  | 191.249 | 0
| 191.319 | -9.4858e-07 | 202.4433 | 0.010966 |  | 191.319 | 0.01214 |  | 191.319 | 0 |  | 191.319 | 0 |  | 281.2807 | -7.9728e-05 |  | 191.319 | 0 |  | 191.319 | 0
| 191.389 | 6.0279e-07 | 202.5141 | 0.0092231 |  | 191.389 | 0.01214 |  | 191.389 | 0 |  | 191.389 | 0 |  | 281.3561 | 0.0039885 |  | 191.389 | 0 |  | 191.389 | 0
| 191.4591 | -1.5453e-06 | 202.6558 | 0.0030191 |  | 191.4591 | 0.01214 |  | 191.4591 | 0 |  | 191.4591 | 0 |  | 281.4315 | 0.0034431 |  | 191.4591 | 0 |  | 191.4591 | 0
| 191.5291 | 2.6274e-07 | 202.7974 | 0.0066683 |  | 191.5291 | 0.01214 |  | 191.5291 | 0 |  | 191.5291 | 0 |  | 281.5069 | -0.0043457 |  | 191.5291 | 0 |  | 191.5291 | 0
| 191.5991 | -2.7687e-06 | 203.0807 | 0.0039402 |  | 191.5991 | 0.01214 |  | 191.5991 | 0 |  | 191.5991 | 0 |  | 281.5823 | 0.0017637 |  | 191.5991 | 0 |  | 191.5991 | 0
| 191.6691 | 1.6621e-06 | 203.2224 | 0.0015824 |  | 191.6692 | 0.01214 |  | 191.6691 | 0 |  | 191.6692 | 0 |  | 281.6577 | -0.0014265 |  | 191.6691 | 0 |  | 191.6691 | 0
| 191.7392 | -1.8006e-06 | 203.3641 | 0.0042007 |  | 191.7392 | 0.01214 |  | 191.7392 | 0 |  | 191.7392 | 0 |  | 281.7331 | 0.0064006 |  | 191.7392 | 0 |  | 191.7392 | 0
| 191.8092 | 1.0153e-06 | 203.435 | 0.00092474 |  | 191.8092 | 0.01214 |  | 191.8092 | 0 |  | 191.8092 | 0 |  | 281.8085 | 0.0021416 |  | 191.8092 | 0 |  | 191.8092 | 0
| 191.8793 | -1.8044e-06 | 203.5058 | 0.0019969 |  | 191.8793 | 0.01214 |  | 191.8793 | 0 |  | 191.8793 | 0 |  | 281.8839 | 0.0040824 |  | 191.8793 | 0 |  | 191.8793 | 0
| 191.9493 | 1.595e-06 | 203.6476 | 0.0026645 |  | 191.9493 | 0.01214 |  | 191.9493 | 0 |  | 191.9493 | 0 |  | 281.9593 | -0.0047512 |  | 191.9493 | 0 |  | 191.9493 | 0
| 192.0194 | -2.0716e-06 | 203.9312 | 0.001132 |  | 192.0194 | 0.01214 |  | 192.0194 | 0 |  | 192.0194 | 0 |  | 282.0347 | 0.003131 |  | 192.0194 | 0 |  | 192.0194 | 0
| 192.0895 | 1.6331e-06 | 204.1439 | 0.0033671 |  | 192.0895 | 0.01214 |  | 192.0895 | 0 |  | 192.0895 | 0 |  | 282.1102 | -0.0072434 |  | 192.0895 | 0 |  | 192.0895 | 0
| 192.1595 | -2.0217e-06 | 204.2148 | 0.0013746 |  | 192.1595 | 0.01214 |  | 192.1595 | 0 |  | 192.1595 | 0 |  | 282.1856 | 0.00019323 |  | 192.1595 | 0 |  | 192.1595 | 0
| 192.2296 | 4.6344e-07 | 204.3566 | 0.0008133 |  | 192.2296 | 0.01214 |  | 192.2296 | 0 |  | 192.2296 | 0 |  | 282.261 | -0.0034666 |  | 192.2296 | 0 |  | 192.2296 | 0
| 192.2997 | -1.0137e-06 | 204.4276 | 0.005999 |  | 192.2997 | 0.01214 |  | 192.2997 | 0 |  | 192.2997 | 0 |  | 282.3365 | 0.0083637 |  | 192.2997 | 0 |  | 192.2997 | 0
| 192.3698 | 3.5125e-07 | 204.6404 | 0.0018845 |  | 192.3698 | 0.01214 |  | 192.3698 | 0 |  | 192.3698 | 0 |  | 282.4119 | -0.002942 |  | 192.3698 | 0 |  | 192.3698 | 0
| 192.4399 | -1.9545e-06 | 204.7113 | 0.0030164 |  | 192.4399 | 0.01214 |  | 192.4399 | 0 |  | 192.4399 | 0 |  | 282.4873 | 0.0035012 |  | 192.4399 | 0 |  | 192.4399 | 0
| 192.51 | 7.6368e-07 | 204.7823 | 0.0070773 |  | 192.51 | 0.01214 |  | 192.51 | 0 |  | 192.51 | 0 |  | 282.5628 | -0.0050409 |  | 192.51 | 0 |  | 192.51 | 0
| 192.5801 | -1.6895e-06 | 205.2081 | 0.00059744 |  | 192.5801 | 0.01214 |  | 192.5801 | 0 |  | 192.5801 | 0 |  | 282.6382 | 0.0063592 |  | 192.5801 | 0 |  | 192.5801 | 0
| 192.6502 | 1.97e-06 | 205.3501 | 0.0039323 |  | 192.6502 | 0.01214 |  | 192.6502 | 0 |  | 192.6502 | 0 |  | 282.7137 | -0.0038341 |  | 192.6502 | 0 |  | 192.6502 | 0
| 192.7203 | -1.4147e-06 | 205.5631 | 0.0028399 |  | 192.7203 | 0.01214 |  | 192.7203 | 0 |  | 192.7203 | 0 |  | 282.7892 | -0.0021258 |  | 192.7203 | 0 |  | 192.7203 | 0
| 192.7904 | 6.5925e-07 | 205.6341 | 0.0037127 |  | 192.7904 | 0.01214 |  | 192.7904 | 0 |  | 192.7904 | 0 |  | 282.8646 | -0.00073424 |  | 192.7904 | 0 |  | 192.7904 | 0
| 192.8605 | -2.1535e-06 | 205.8472 | 0.00143 |  | 192.8605 | 0.01214 |  | 192.8605 | 0 |  | 192.8605 | 0 |  | 282.9401 | 0.0060682 |  | 192.8605 | 0 |  | 192.8605 | 0
| 192.9307 | 1.3641e-06 | 205.9182 | 0.01097 |  | 192.9307 | 0.01214 |  | 192.9306 | 0 |  | 192.9307 | 0 |  | 283.0155 | -0.001051 |  | 192.9306 | 0 |  | 192.9306 | 0
| 193.0008 | -1.9149e-06 | 206.0603 | 0.0023544 |  | 193.0008 | 0.01214 |  | 193.0008 | 0 |  | 193.0008 | 0 |  | 283.091 | -0.00094481 |  | 193.0008 | 0 |  | 193.0008 | 0
| 193.0709 | 6.8369e-07 | 206.2024 | 0.006907 |  | 193.0709 | 0.01214 |  | 193.0709 | 0 |  | 193.0709 | 0 |  | 283.1665 | -0.0015419 |  | 193.0709 | 0 |  | 193.0709 | 0
| 193.1411 | -1.1524e-06 | 206.4866 | 0.0047831 |  | 193.1411 | 0.01214 |  | 193.1411 | 0 |  | 193.1411 | 0 |  | 283.242 | 0.00074461 |  | 193.1411 | 0 |  | 193.1411 | 0
| 193.2112 | 2.5287e-06 | 206.6288 | 0.0014057 |  | 193.2112 | 0.01214 |  | 193.2112 | 0 |  | 193.2112 | 0 |  | 283.3174 | -0.0011499 |  | 193.2112 | 0 |  | 193.2112 | 0
| 193.2814 | -8.6594e-07 | 206.771 | 0.0039134 |  | 193.2814 | 0.01214 |  | 193.2814 | 0 |  | 193.2814 | 0 |  | 283.3929 | 0.0049907 |  | 193.2814 | 0 |  | 193.2814 | 0
| 193.3515 | 1.3285e-06 | 206.9843 | 0.0081122 |  | 193.3515 | 0.01214 |  | 193.3515 | 0 |  | 193.3515 | 0 |  | 283.4684 | -0.0012166 |  | 193.3515 | 0 |  | 193.3515 | 0
| 193.4217 | -1.4785e-06 | 207.0554 | 0.0096653 |  | 193.4217 | 0.01214 |  | 193.4217 | 0 |  | 193.4217 | 0 |  | 283.5439 | 0.0013903 |  | 193.4217 | 0 |  | 193.4217 | 0
| 193.4918 | 5.698e-07 | 207.1265 | 0.00078665 |  | 193.4918 | 0.01214 |  | 193.4918 | 0 |  | 193.4918 | 0 |  | 283.6194 | -0.002979 |  | 193.4918 | 0 |  | 193.4918 | 0
| 193.562 | -7.181e-07 | 207.2687 | 0.0013749 |  | 193.562 | 0.01214 |  | 193.562 | 0 |  | 193.562 | 0 |  | 283.6949 | 0.00065135 |  | 193.562 | 0 |  | 193.562 | 0
| 193.6322 | 9.0389e-07 | 207.4821 | 0.0006802 |  | 193.6322 | 0.01214 |  | 193.6322 | 0 |  | 193.6322 | 0 |  | 283.7704 | -0.0058056 |  | 193.6322 | 0 |  | 193.6322 | 0
| 193.7024 | -1.298e-06 | 207.5533 | 0.0026327 |  | 193.7024 | 0.01214 |  | 193.7024 | 0 |  | 193.7024 | 0 |  | 283.8459 | -0.0004012 |  | 193.7024 | 0 |  | 193.7024 | 0
| 193.7725 | 1.0831e-06 | 207.7667 | 0.0017258 |  | 193.7725 | 0.01214 |  | 193.7726 | 0 |  | 193.7725 | 0 |  | 283.9214 | -0.0042103 |  | 193.7726 | 0 |  | 193.7726 | 0
| 193.8427 | -9.6455e-07 | 207.8379 | 0.012618 |  | 193.8427 | 0.01214 |  | 193.8427 | 0 |  | 193.8427 | 0 |  | 283.9969 | -0.0013629 |  | 193.8427 | 0 |  | 193.8427 | 0
| 193.9129 | 1.2638e-06 | 207.9091 | 0.0066369 |  | 193.9129 | 0.01214 |  | 193.9129 | 0 |  | 193.9129 | 0 |  | 284.0724 | -0.0034083 |  | 193.9129 | 0 |  | 193.9129 | 0
| 193.9831 | -9.8713e-07 | 207.9802 | 0.00079294 |  | 193.9831 | 0.01214 |  | 193.9831 | 0 |  | 193.9831 | 0 |  | 284.148 | 0.010523 |  | 193.9831 | 0 |  | 193.9831 | 0
| 194.0533 | 1.6344e-06 | 208.1226 | 0.00013993 |  | 194.0533 | 0.01214 |  | 194.0533 | 0 |  | 194.0533 | 0 |  | 284.2235 | -0.0055581 |  | 194.0533 | 0 |  | 194.0533 | 0
| 194.1236 | -2.0772e-06 | 208.1938 | 0.0098977 |  | 194.1236 | 0.01214 |  | 194.1236 | 0 |  | 194.1236 | 0 |  | 284.299 | 0.0023724 |  | 194.1236 | 0 |  | 194.1236 | 0
| 194.1938 | 4.2523e-07 | 208.4786 | 0.0042712 |  | 194.1938 | 0.01214 |  | 194.1938 | 0 |  | 194.1938 | 0 |  | 284.3746 | -0.0047339 |  | 194.1938 | 0 |  | 194.1938 | 0
| 194.264 | -6.079e-07 | 208.7634 | 0.00077543 |  | 194.264 | 0.01214 |  | 194.264 | 0 |  | 194.264 | 0 |  | 284.4501 | 0.0040495 |  | 194.264 | 0 |  | 194.264 | 0
| 194.3342 | 3.1806e-07 | 208.9771 | 0.0024138 |  | 194.3342 | 0.01214 |  | 194.3342 | 0 |  | 194.3342 | 0 |  | 284.5256 | 0.0027731 |  | 194.3342 | 0 |  | 194.3342 | 0
| 194.4045 | -1.316e-06 | 209.0484 | 0.0077481 |  | 194.4045 | 0.01214 |  | 194.4045 | 0 |  | 194.4045 | 0 |  | 284.6012 | -0.0031942 |  | 194.4045 | 0 |  | 194.4045 | 0
| 194.4747 | 5.2222e-07 | 209.2621 | 0.0087427 |  | 194.4747 | 0.01214 |  | 194.4747 | 0 |  | 194.4747 | 0 |  | 284.6767 | -0.0041306 |  | 194.4747 | 0 |  | 194.4747 | 0
| 194.5449 | -1.186e-06 | 209.5472 | 0.00095968 |  | 194.5449 | 0.01214 |  | 194.5449 | 0 |  | 194.5449 | 0 |  | 284.7523 | 0.0028281 |  | 194.5449 | 0 |  | 194.5449 | 0
| 194.6152 | 8.0438e-07 | 209.6185 | 0.0042943 |  | 194.6152 | 0.01214 |  | 194.6152 | 0 |  | 194.6152 | 0 |  | 284.8279 | 0.0028653 |  | 194.6152 | 0 |  | 194.6152 | 0
| 194.6854 | -1.5137e-06 | 209.761 | 0.0023333 |  | 194.6854 | 0.01214 |  | 194.6854 | 0 |  | 194.6854 | 0 |  | 284.9034 | 0.0010595 |  | 194.6854 | 0 |  | 194.6854 | 0
| 194.7557 | 8.5482e-07 | 209.8323 | 0.0061858 |  | 194.7557 | 0.01214 |  | 194.7557 | 0 |  | 194.7557 | 0 |  | 284.979 | 0.00085335 |  | 194.7557 | 0 |  | 194.7557 | 0
| 194.826 | -1.5581e-06 | 209.9036 | 0.013945 |  | 194.826 | 0.01214 |  | 194.826 | 0 |  | 194.826 | 0 |  | 285.0545 | 0.010077 |  | 194.826 | 0 |  | 194.826 | 0
| 194.8962 | 8.815e-07 | 210.0462 | 0.0022534 |  | 194.8962 | 0.01214 |  | 194.8962 | 0 |  | 194.8962 | 0 |  | 285.1301 | -0.0026708 |  | 194.8962 | 0 |  | 194.8962 | 0
| 194.9665 | -2.009e-06 | 210.1176 | 0.00042651 |  | 194.9665 | 0.01214 |  | 194.9665 | 0 |  | 194.9665 | 0 |  | 285.2057 | 0.0042397 |  | 194.9665 | 0 |  | 194.9665 | 0
| 195.0368 | 1.3374e-06 | 210.1889 | 0.0021024 |  | 195.0368 | 0.01214 |  | 195.0368 | 0 |  | 195.0368 | 0 |  | 285.2812 | -0.0052131 |  | 195.0368 | 0 |  | 195.0368 | 0
| 195.107 | -1.0898e-06 | 210.4029 | 0.0079839 |  | 195.107 | 0.01214 |  | 195.107 | 0 |  | 195.107 | 0 |  | 285.3568 | -0.00071881 |  | 195.107 | 0 |  | 195.107 | 0
| 195.1773 | 1.6717e-06 | 210.4742 | 0.0024799 |  | 195.1773 | 0.01214 |  | 195.1773 | 0 |  | 195.1773 | 0 |  | 285.4324 | 0.00095794 |  | 195.1773 | 0 |  | 195.1773 | 0
| 195.2476 | -1.1701e-06 | 210.5455 | 0.0041449 |  | 195.2476 | 0.01214 |  | 195.2476 | 0 |  | 195.2476 | 0 |  | 285.508 | 0.003804 |  | 195.2476 | 0 |  | 195.2476 | 0
| 195.3179 | 1.0338e-06 | 210.6882 | 0.0092418 |  | 195.3179 | 0.01214 |  | 195.3179 | 0 |  | 195.3179 | 0 |  | 285.5836 | -0.0027882 |  | 195.3179 | 0 |  | 195.3179 | 0
| 195.3882 | -1.309e-06 | 210.7596 | 0.0026304 |  | 195.3882 | 0.01214 |  | 195.3882 | 0 |  | 195.3882 | 0 |  | 285.6592 | 0.0095704 |  | 195.3882 | 0 |  | 195.3882 | 0
| 195.4585 | 6.5526e-07 | 210.9023 | 0.0031835 |  | 195.4585 | 0.01214 |  | 195.4585 | 0 |  | 195.4585 | 0 |  | 285.7348 | -0.00059998 |  | 195.4585 | 0 |  | 195.4585 | 0
| 195.5288 | -2.1252e-06 | 211.0451 | 0.0048393 |  | 195.5288 | 0.01214 |  | 195.5288 | 0 |  | 195.5288 | 0 |  | 285.8104 | 0.00031217 |  | 195.5288 | 0 |  | 195.5288 | 0
| 195.5992 | 3.7612e-07 | 211.1879 | 0.0013523 |  | 195.5992 | 0.01214 |  | 195.5992 | 0 |  | 195.5992 | 0 |  | 285.886 | -0.0029535 |  | 195.5992 | 0 |  | 195.5992 | 0
| 195.6695 | -1.9411e-06 | 211.2592 | 0.002387 |  | 195.6695 | 0.01214 |  | 195.6695 | 0 |  | 195.6695 | 0 |  | 285.9616 | 0.0057496 |  | 195.6695 | 0 |  | 195.6695 | 0
| 195.7398 | 1.8157e-06 | 211.3306 | 0.0023258 |  | 195.7398 | 0.01214 |  | 195.7398 | 0 |  | 195.7398 | 0 |  | 286.0372 | 0.0024114 |  | 195.7398 | 0 |  | 195.7398 | 0
| 195.8101 | -1.7861e-06 | 211.402 | 0.0017129 |  | 195.8101 | 0.01214 |  | 195.8101 | 0 |  | 195.8101 | 0 |  | 286.1128 | 0.0011906 |  | 195.8101 | 0 |  | 195.8101 | 0
| 195.8805 | 1.6975e-06 | 211.5448 | 0.0027231 |  | 195.8805 | 0.01214 |  | 195.8805 | 0 |  | 195.8805 | 0 |  | 286.1884 | -0.00059372 |  | 195.8805 | 0 |  | 195.8805 | 0
| 195.9508 | -5.5569e-07 | 211.6163 | 0.0079849 |  | 195.9508 | 0.01214 |  | 195.9508 | 0 |  | 195.9508 | 0 |  | 286.264 | -0.00085498 |  | 195.9508 | 0 |  | 195.9508 | 0
| 196.0212 | 1.384e-06 | 211.7591 | 0.006664 |  | 196.0212 | 0.01214 |  | 196.0212 | 0 |  | 196.0212 | 0 |  | 286.3397 | -0.0031255 |  | 196.0212 | 0 |  | 196.0212 | 0
| 196.0915 | -2.1734e-06 | 211.8305 | 0.0022144 |  | 196.0915 | 0.01214 |  | 196.0915 | 0 |  | 196.0915 | 0 |  | 286.4153 | -0.0010101 |  | 196.0915 | 0 |  | 196.0915 | 0
| 196.1619 | 7.3069e-07 | 211.902 | 0.0056771 |  | 196.1619 | 0.01214 |  | 196.1619 | 0 |  | 196.1619 | 0 |  | 286.4909 | 0.0021009 |  | 196.1619 | 0 |  | 196.1619 | 0
| 196.2322 | -1.4134e-06 | 211.9734 | 0.002025 |  | 196.2322 | 0.01214 |  | 196.2322 | 0 |  | 196.2322 | 0 |  | 286.5666 | 0.00052726 |  | 196.2322 | 0 |  | 196.2322 | 0
| 196.3026 | 1.0467e-06 | 212.0448 | 0.0014484 |  | 196.3026 | 0.01214 |  | 196.3026 | 0 |  | 196.3026 | 0 |  | 286.6422 | -0.004252 |  | 196.3026 | 0 |  | 196.3026 | 0
| 196.373 | 5.8892e-08 | 212.1163 | 0.00075064 |  | 196.373 | 0.01214 |  | 196.373 | 0 |  | 196.373 | 0 |  | 286.7179 | 0.0019564 |  | 196.373 | 0 |  | 196.373 | 0
| 196.4433 | 5.6225e-07 | 212.3307 | 0.00039208 |  | 196.4433 | 0.01214 |  | 196.4433 | 0 |  | 196.4433 | 0 |  | 286.7935 | -0.0013192 |  | 196.4433 | 0 |  | 196.4433 | 0
| 196.5137 | -9.7858e-07 | 212.4021 | 0.003081 |  | 196.5137 | 0.01214 |  | 196.5137 | 0 |  | 196.5137 | 0 |  | 286.8692 | 0.0049733 |  | 196.5137 | 0 |  | 196.5137 | 0
| 196.5841 | 1.0106e-06 | 212.4736 | 0.0049448 |  | 196.5841 | 0.01214 |  | 196.5841 | 0 |  | 196.5841 | 0 |  | 286.9448 | -0.0011687 |  | 196.5841 | 0 |  | 196.5841 | 0
| 196.6545 | -1.6434e-06 | 212.7595 | 0.0024885 |  | 196.6545 | 0.01214 |  | 196.6545 | 0 |  | 196.6545 | 0 |  | 287.0205 | 0.0049264 |  | 196.6545 | 0 |  | 196.6545 | 0
| 196.7249 | 2.0669e-06 | 213.0455 | 0.005336 |  | 196.7249 | 0.01214 |  | 196.7249 | 0 |  | 196.7249 | 0 |  | 287.0961 | -0.0030852 |  | 196.7249 | 0 |  | 196.7249 | 0
| 196.7953 | -1.3427e-06 | 213.3316 | 0.0028461 |  | 196.7953 | 0.01214 |  | 196.7953 | 0 |  | 196.7953 | 0 |  | 287.1718 | 0.0051092 |  | 196.7953 | 0 |  | 196.7953 | 0
| 196.8657 | 9.7471e-07 | 213.4747 | 0.00095809 |  | 196.8657 | 0.01214 |  | 196.8657 | 0 |  | 196.8657 | 0 |  | 287.2475 | -0.0016059 |  | 196.8657 | 0 |  | 196.8657 | 0
| 196.9361 | -8.3485e-07 | 213.5462 | 0.00065777 |  | 196.9361 | 0.01214 |  | 196.9361 | 0 |  | 196.9361 | 0 |  | 287.3232 | 0.00091326 |  | 196.9361 | 0 |  | 196.9361 | 0
| 197.0065 | 7.1595e-07 | 213.6178 | 0.0075722 |  | 197.0065 | 0.01214 |  | 197.0065 | 0 |  | 197.0065 | 0 |  | 287.3988 | -0.0063621 |  | 197.0065 | 0 |  | 197.0065 | 0
| 197.077 | -1.0279e-06 | 213.8324 | 1.7958e-05 |  | 197.077 | 0.01214 |  | 197.077 | 0 |  | 197.077 | 0 |  | 287.4745 | 0.0019031 |  | 197.0769 | 0 |  | 197.077 | 0
| 197.1474 | 1.2008e-06 | 213.904 | 0.0061833 |  | 197.1474 | 0.01214 |  | 197.1474 | 0 |  | 197.1474 | 0 |  | 287.5502 | -0.0034735 |  | 197.1474 | 0 |  | 197.1474 | 0
| 197.2178 | -1.7221e-06 | 214.1187 | 0.0019388 |  | 197.2178 | 0.01214 |  | 197.2178 | 0 |  | 197.2178 | 0 |  | 287.6259 | 0.0053622 |  | 197.2178 | 0 |  | 197.2178 | 0
| 197.2882 | 1.0729e-06 | 214.1903 | 9.6015e-05 |  | 197.2882 | 0.01214 |  | 197.2882 | 0 |  | 197.2882 | 0 |  | 287.7016 | -0.00080282 |  | 197.2882 | 0 |  | 197.2882 | 0
| 197.3587 | -1.0376e-06 | 214.4051 | 0.0032308 |  | 197.3587 | 0.01214 |  | 197.3587 | 0 |  | 197.3587 | 0 |  | 287.7773 | 0.0024438 |  | 197.3587 | 0 |  | 197.3587 | 0
| 197.4291 | 2.378e-06 | 214.4767 | 0.0025075 |  | 197.4291 | 0.01214 |  | 197.4291 | 0 |  | 197.4291 | 0 |  | 287.8529 | -0.0012724 |  | 197.4291 | 0 |  | 197.4291 | 0
| 197.4996 | -1.162e-06 | 215.0496 | 0.010829 |  | 197.4996 | 0.01214 |  | 197.4996 | 0 |  | 197.4996 | 0 |  | 287.9286 | 0.0053749 |  | 197.4996 | 0 |  | 197.4996 | 0
| 197.57 | 7.6718e-07 | 215.2646 | 0.0016916 |  | 197.57 | 0.01214 |  | 197.57 | 0 |  | 197.57 | 0 |  | 288.0044 | -0.002144 |  | 197.57 | 0 |  | 197.57 | 0
| 197.6405 | -1.0735e-06 | 215.4796 | 0.00037242 |  | 197.6405 | 0.01214 |  | 197.6405 | 0 |  | 197.6405 | 0 |  | 288.08 | 0.0075106 |  | 197.6405 | 0 |  | 197.6405 | 0
| 197.7109 | 3.005e-07 | 215.6229 | 0.0036489 |  | 197.711 | 0.01214 |  | 197.711 | 0 |  | 197.711 | 0 |  | 288.1558 | 8.0034e-05 |  | 197.711 | 0 |  | 197.711 | 0
| 197.7814 | -2.1109e-06 | 215.838 | 0.0020443 |  | 197.7814 | 0.01214 |  | 197.7814 | 0 |  | 197.7814 | 0 |  | 288.2315 | -0.00081622 |  | 197.7814 | 0 |  | 197.7814 | 0
| 197.8519 | 1.2601e-06 | 216.0531 | 0.00023447 |  | 197.8519 | 0.01214 |  | 197.8519 | 0 |  | 197.8519 | 0 |  | 288.3072 | 0.0012556 |  | 197.8519 | 0 |  | 197.8519 | 0
| 197.9224 | -1.7461e-06 | 216.1965 | 0.0049978 |  | 197.9224 | 0.01214 |  | 197.9224 | 0 |  | 197.9224 | 0 |  | 288.3829 | 0.0034982 |  | 197.9224 | 0 |  | 197.9224 | 0
| 197.9929 | 1.6731e-06 | 216.4117 | 0.0020879 |  | 197.9929 | 0.01214 |  | 197.9929 | 0 |  | 197.9929 | 0 |  | 288.4586 | -0.0032429 |  | 197.9929 | 0 |  | 197.9929 | 0
| 198.0634 | -1.5499e-06 | 216.4834 | 0.0070791 |  | 198.0634 | 0.01214 |  | 198.0634 | 0 |  | 198.0634 | 0 |  | 288.5344 | 0.0031643 |  | 198.0634 | 0 |  | 198.0634 | 0
| 198.1338 | 2.0964e-07 | 216.6269 | 0.0016656 |  | 198.1338 | 0.01214 |  | 198.1339 | 0 |  | 198.1338 | 0 |  | 288.6101 | -0.0023942 |  | 198.1339 | 0 |  | 198.1339 | 0
| 198.2044 | -1.2216e-06 | 216.7704 | 0.017741 |  | 198.2044 | 0.01214 |  | 198.2044 | 0 |  | 198.2044 | 0 |  | 288.6859 | 0.0033548 |  | 198.2044 | 0 |  | 198.2044 | 0
| 198.2749 | 2.6428e-06 | 216.9857 | 0.0024738 |  | 198.2749 | 0.01214 |  | 198.2749 | 0.01 |  | 198.2749 | 0 |  | 288.7616 | -0.0011157 |  | 198.2749 | 0 |  | 198.2749 | 0
| 198.3454 | -1.7774e-06 | 217.0574 | 0.0056267 |  | 198.3454 | 0.01214 |  | 198.3454 | 0 |  | 198.3454 | 0 |  | 288.8373 | 0.0042525 |  | 198.3454 | 0 |  | 198.3454 | 0
| 198.4159 | 5.5946e-07 | 217.201 | 0.0010917 |  | 198.4159 | 0.01214 |  | 198.4159 | 0 |  | 198.4159 | 0 |  | 288.9131 | 0.0037438 |  | 198.4159 | 0 |  | 198.4159 | 0
| 198.4864 | -8.029e-07 | 217.2728 | 0.0011387 |  | 198.4864 | 0.01214 |  | 198.4864 | 0 |  | 198.4864 | 0 |  | 288.9888 | 0.0026971 |  | 198.4864 | 0 |  | 198.4864 | 0
| 198.5569 | 8.5323e-07 | 217.3445 | 0.0031984 |  | 198.5569 | 0.01214 |  | 198.5569 | 0 |  | 198.5569 | 0 |  | 289.0646 | 0.00045602 |  | 198.5569 | 0 |  | 198.5569 | 0
| 198.6275 | -1.8251e-06 | 217.4881 | 0.0026613 |  | 198.6275 | 0.01214 |  | 198.6275 | 0 |  | 198.6275 | 0 |  | 289.1404 | 0.0027308 |  | 198.6275 | 0 |  | 198.6275 | 0
| 198.698 | 1.1768e-06 | 217.7754 | 0.0020331 |  | 198.698 | 0.01214 |  | 198.698 | 0 |  | 198.698 | 0 |  | 289.2161 | 0.00089332 |  | 198.698 | 0 |  | 198.698 | 0
| 198.7685 | -2.1102e-06 | 217.8472 | 0.0079301 |  | 198.7685 | 0.01214 |  | 198.7685 | 0 |  | 198.7685 | 0 |  | 289.2919 | 0.0039153 |  | 198.7685 | 0 |  | 198.7685 | 0
| 198.8391 | 2.1055e-06 | 217.919 | 0.0054262 |  | 198.8391 | 0.01214 |  | 198.8391 | 0 |  | 198.8391 | 0 |  | 289.3676 | -0.0007839 |  | 198.8391 | 0 |  | 198.8391 | 0
| 198.9096 | -1.2168e-06 | 218.0627 | 0.002621 |  | 198.9096 | 0.01214 |  | 198.9096 | 0 |  | 198.9096 | 0 |  | 289.4434 | 0.0028541 |  | 198.9096 | 0 |  | 198.9096 | 0
| 198.9802 | 7.5835e-07 | 218.1345 | 0.0070104 |  | 198.9802 | 0.01214 |  | 198.9802 | 0 |  | 198.9802 | 0 |  | 289.5192 | 0.0040314 |  | 198.9802 | 0 |  | 198.9802 | 0
| 199.0507 | -5.458e-07 | 218.2064 | 0.0057509 |  | 199.0507 | 0.01214 |  | 199.0507 | 0 |  | 199.0507 | 0 |  | 289.595 | 0.0010752 |  | 199.0507 | 0 |  | 199.0507 | 0
| 199.1213 | 1.2469e-06 | 218.2782 | 0.00010184 |  | 199.1213 | 0.01214 |  | 199.1213 | 0 |  | 199.1213 | 0 |  | 289.6707 | 0.00027854 |  | 199.1213 | 0 |  | 199.1213 | 0
| 199.1919 | -1.8092e-06 | 218.4219 | 0.0064685 |  | 199.1919 | 0.01214 |  | 199.1919 | 0 |  | 199.1919 | 0 |  | 289.7465 | 0.0041226 |  | 199.1919 | 0 |  | 199.1919 | 0
| 199.2625 | 7.7247e-07 | 218.4938 | 0.0023259 |  | 199.2624 | 0.01214 |  | 199.2625 | 0 |  | 199.2624 | 0 |  | 289.8223 | -5.3905e-05 |  | 199.2624 | 0 |  | 199.2625 | 0
| 199.333 | -1.8183e-06 | 218.6375 | 0.0017462 |  | 199.333 | 0.01214 |  | 199.333 | 0 |  | 199.333 | 0 |  | 289.8981 | 0.0029017 |  | 199.333 | 0 |  | 199.333 | 0
| 199.4036 | 1.4905e-06 | 218.7094 | 0.00059744 |  | 199.4036 | 0.01214 |  | 199.4036 | 0 |  | 199.4036 | 0 |  | 289.9739 | -0.0017279 |  | 199.4036 | 0 |  | 199.4036 | 0
| 199.4742 | -1.5119e-06 | 218.7813 | 0.00034147 |  | 199.4742 | 0.01214 |  | 199.4742 | 0 |  | 199.4742 | 0 |  | 290.0497 | 0.00010976 |  | 199.4742 | 0 |  | 199.4742 | 0
| 199.5448 | 1.8035e-06 | 218.9969 | 0.0031842 |  | 199.5448 | 0.01214 |  | 199.5448 | 0 |  | 199.5448 | 0 |  | 290.1255 | 0.0032281 |  | 199.5448 | 0 |  | 199.5448 | 0
| 199.6154 | -1.4884e-06 | 219.2846 | 0.0031154 |  | 199.6154 | 0.01214 |  | 199.6154 | 0 |  | 199.6154 | 0 |  | 290.2013 | 0.0071577 |  | 199.6154 | 0 |  | 199.6154 | 0
| 199.686 | 9.4757e-07 | 219.3565 | 0.00073459 |  | 199.686 | 0.01214 |  | 199.686 | 0 |  | 199.686 | 0 |  | 290.2771 | 2.9871e-06 |  | 199.686 | 0 |  | 199.686 | 0
| 199.7566 | -1.3404e-06 | 219.6442 | 0.002261 |  | 199.7566 | 0.01214 |  | 199.7566 | 0 |  | 199.7566 | 0 |  | 290.3529 | 0.0039177 |  | 199.7566 | 0 |  | 199.7566 | 0
| 199.8272 | 1.1472e-06 | 219.86 | 0.00013363 |  | 199.8272 | 0.01214 |  | 199.8272 | 0 |  | 199.8272 | 0 |  | 290.4287 | 0.00094207 |  | 199.8272 | 0 |  | 199.8272 | 0
| 199.8978 | -1.6851e-06 | 219.932 | 0.016845 |  | 199.8978 | 0.01214 |  | 199.8978 | 0 |  | 199.8978 | 0 |  | 290.5046 | 0.00064385 |  | 199.8978 | 0 |  | 199.8978 | 0
| 199.9685 | 1.4975e-06 | 220.0759 | 0.0016114 |  | 199.9684 | 0.01214 |  | 199.9685 | 0 |  | 199.9684 | 0 |  | 290.5804 | 0.0016929 |  | 199.9685 | 0 |  | 199.9685 | 0
| 200.0391 | -7.5504e-06 | 220.1479 | 0.011322 |  | 200.0391 | 0.01214 |  | 200.0391 | 0 |  | 200.0391 | 0 |  | 290.6562 | -0.00016684 |  | 200.0391 | 0 |  | 200.0391 | 0
| 200.1097 | 8.9216e-06 | 220.2198 | 0.0059278 |  | 200.1097 | 0.01214 |  | 200.1097 | 0 |  | 200.1097 | 0 |  | 290.7321 | 0.0048589 |  | 200.1097 | 0 |  | 200.1097 | 0
| 200.1804 | -5.2855e-06 | 220.3638 | 0.0019928 |  | 200.1804 | 0.01214 |  | 200.1804 | 0 |  | 200.1804 | 0 |  | 290.8079 | -0.0016749 |  | 200.1804 | 0 |  | 200.1804 | 0
| 200.251 | 4.4266e-06 | 220.5078 | 0.0011529 |  | 200.251 | 0.01214 |  | 200.251 | 0 |  | 200.251 | 0 |  | 290.8837 | 0.0023374 |  | 200.251 | 0 |  | 200.251 | 0
| 200.3216 | -6.2988e-06 | 220.7238 | 0.00191 |  | 200.3216 | 0.01214 |  | 200.3216 | 0 |  | 200.3216 | 0 |  | 290.9596 | 0.0028464 |  | 200.3216 | 0 |  | 200.3216 | 0
| 200.3923 | 7.2986e-06 | 220.7958 | 0.003117 |  | 200.3923 | 0.01214 |  | 200.3923 | 0 |  | 200.3923 | 0 |  | 291.0354 | 0.006925 |  | 200.3923 | 0 |  | 200.3923 | 0
| 200.463 | -4.6605e-06 | 220.9398 | 0.0019346 |  | 200.463 | 0.01214 |  | 200.463 | 0 |  | 200.463 | 0 |  | 291.1113 | 0.0016645 |  | 200.463 | 0 |  | 200.463 | 0
| 200.5336 | 5.5017e-06 | 221.0839 | 0.0033105 |  | 200.5336 | 0.01214 |  | 200.5336 | 0 |  | 200.5336 | 0 |  | 291.1871 | 0.0047835 |  | 200.5336 | 0 |  | 200.5336 | 0
| 200.6043 | -6.5407e-06 | 221.3 | 0.0094857 |  | 200.6043 | 0.01214 |  | 200.6043 | 0 |  | 200.6043 | 0 |  | 291.263 | 0.0025875 |  | 200.6043 | 0 |  | 200.6043 | 0
| 200.675 | 5.3856e-06 | 221.372 | 0.0050159 |  | 200.675 | 0.01214 |  | 200.675 | 0 |  | 200.675 | 0 |  | 291.3388 | 0.0075932 |  | 200.675 | 0 |  | 200.675 | 0
| 200.7456 | -5.8262e-06 | 221.4441 | 0.0017033 |  | 200.7456 | 0.01214 |  | 200.7456 | 0 |  | 200.7456 | 0 |  | 291.4147 | 0.0035086 |  | 200.7456 | 0 |  | 200.7456 | 0
| 200.8163 | 7.0987e-06 | 221.5882 | 0.0012535 |  | 200.8163 | 0.01214 |  | 200.8163 | 0 |  | 200.8163 | 0 |  | 291.4906 | 0.0035471 |  | 200.8163 | 0 |  | 200.8163 | 0
| 200.887 | -8.535e-06 | 221.6602 | 0.0011353 |  | 200.887 | 0.01214 |  | 200.887 | 0 |  | 200.887 | 0 |  | 291.5664 | 0.0022929 |  | 200.887 | 0 |  | 200.887 | 0
| 200.9577 | 4.2799e-07 | 221.9486 | 0.0029532 |  | 200.9577 | 0.01214 |  | 200.9577 | 0 |  | 200.9577 | 0 |  | 291.6423 | 0.0050105 |  | 200.9577 | 0 |  | 200.9577 | 0
| 201.0284 | -4.0739e-06 | 222.1648 | 0.0012321 |  | 201.0284 | 0.01214 |  | 201.0284 | 0 |  | 201.0284 | 0 |  | 291.7182 | 0.0010163 |  | 201.0284 | 0 |  | 201.0284 | 0
| 201.0991 | 8.0167e-06 | 222.2369 | 0.0012874 |  | 201.0991 | 0.01214 |  | 201.0991 | 0 |  | 201.0991 | 0 |  | 291.7941 | 0.0054714 |  | 201.0991 | 0 |  | 201.0991 | 0
| 201.1698 | -6.2008e-06 | 222.8139 | 0.0039039 |  | 201.1698 | 0.01214 |  | 201.1698 | 0 |  | 201.1698 | 0 |  | 291.87 | 0.00627 |  | 201.1698 | 0 |  | 201.1698 | 0
| 201.2405 | 4.7234e-06 | 222.9582 | 0.00038238 |  | 201.2405 | 0.01214 |  | 201.2405 | 0 |  | 201.2405 | 0 |  | 291.9458 | 0.011721 |  | 201.2405 | 0 |  | 201.2405 | 0
| 201.3112 | -4.3749e-06 | 223.0303 | 0.0079653 |  | 201.3112 | 0.01214 |  | 201.3112 | 0 |  | 201.3112 | 0 |  | 292.0217 | 0.0029988 |  | 201.3112 | 0 |  | 201.3112 | 0
| 201.3819 | 1.0763e-05 | 223.1025 | 0.013265 |  | 201.3819 | 0.01214 |  | 201.3819 | 0 |  | 201.3819 | 0 |  | 292.0976 | 0.0069428 |  | 201.3819 | 0 |  | 201.3819 | 0
| 201.4527 | -5.189e-06 | 223.319 | 0.004281 |  | 201.4527 | 0.01214 |  | 201.4527 | 0 |  | 201.4527 | 0 |  | 292.1735 | 0.007628 |  | 201.4527 | 0 |  | 201.4527 | 0
| 201.5234 | 5.3505e-06 | 223.3912 | 0.0013458 |  | 201.5234 | 0.01214 |  | 201.5234 | 0 |  | 201.5234 | 0 |  | 292.2494 | 0.0057072 |  | 201.5234 | 0 |  | 201.5234 | 0
| 201.5941 | -6.5904e-06 | 223.6799 | 0.0023986 |  | 201.5941 | 0.01214 |  | 201.5941 | 0 |  | 201.5941 | 0 |  | 292.3253 | 0.0071261 |  | 201.5941 | 0 |  | 201.5941 | 0
| 201.6649 | 5.1666e-06 | 224.1854 | 0.0095269 |  | 201.6649 | 0.01214 |  | 201.6649 | 0 |  | 201.6649 | 0 |  | 292.4012 | 0.006899 |  | 201.6649 | 0 |  | 201.6649 | 0
| 201.7356 | -3.7151e-06 | 224.2576 | 0.0089775 |  | 201.7356 | 0.01214 |  | 201.7356 | 0 |  | 201.7356 | 0 |  | 292.4771 | 0.0058315 |  | 201.7356 | 0 |  | 201.7356 | 0
| 201.8064 | 5.0194e-06 | 224.7633 | 0.0060854 |  | 201.8064 | 0.01214 |  | 201.8064 | 0 |  | 201.8064 | 0 |  | 292.5531 | 0.010213 |  | 201.8064 | 0 |  | 201.8064 | 0
| 201.8771 | -4.5016e-06 | 224.8356 | 0.0017375 |  | 201.8771 | 0.01214 |  | 201.8771 | 0 |  | 201.8771 | 0 |  | 292.629 | 0.0031355 |  | 201.8771 | 0 |  | 201.8771 | 0
| 201.9479 | 8.8124e-06 | 225.0524 | 0.0014712 |  | 201.9479 | 0.01214 |  | 201.9479 | 0 |  | 201.9479 | 0 |  | 292.7049 | 0.010296 |  | 201.9479 | 0 |  | 201.9479 | 0
| 202.0187 | -7.585e-06 | 225.1247 | 0.00026223 |  | 202.0187 | 0.01214 |  | 202.0187 | 0 |  | 202.0187 | 0 |  | 292.7808 | 0.0047874 |  | 202.0187 | 0 |  | 202.0187 | 0
| 202.0894 | 6.9434e-06 | 225.3416 | 0.0035062 |  | 202.0894 | 0.01214 |  | 202.0894 | 0 |  | 202.0894 | 0 |  | 292.8568 | 0.010958 |  | 202.0894 | 0 |  | 202.0894 | 0
| 202.1602 | -6.4367e-06 | 225.6308 | 0.0045035 |  | 202.1602 | 0.01214 |  | 202.1602 | 0 |  | 202.1602 | 0 |  | 292.9327 | 0.0056533 |  | 202.1602 | 0 |  | 202.1602 | 0
| 202.231 | 7.431e-06 | 225.7031 | 0.0018063 |  | 202.231 | 0.01214 |  | 202.231 | 0 |  | 202.231 | 0 |  | 293.0086 | 0.011447 |  | 202.231 | 0 |  | 202.231 | 0
| 202.3018 | -3.4284e-06 | 225.9201 | 0.0039739 |  | 202.3018 | 0.01214 |  | 202.3018 | 0 |  | 202.3018 | 0 |  | 293.0846 | 0.0097639 |  | 202.3018 | 0 |  | 202.3018 | 0
| 202.3726 | 8.1099e-06 | 226.2094 | 0.00031952 |  | 202.3725 | 0.01214 |  | 202.3726 | 0 |  | 202.3725 | 0 |  | 293.1605 | 0.013906 |  | 202.3726 | 0 |  | 202.3726 | 0
| 202.4433 | -1.3746e-08 | 226.2818 | 0.0043641 |  | 202.4434 | 0.01214 |  | 202.4433 | 0 |  | 202.4434 | 0 |  | 293.2365 | 0.0076907 |  | 202.4433 | 0 |  | 202.4433 | 0
| 202.5141 | 9.8898e-06 | 226.3542 | 0.00028173 |  | 202.5142 | 0.01214 |  | 202.5141 | 0 |  | 202.5142 | 0 |  | 293.3124 | 0.0097335 |  | 202.5141 | 0 |  | 202.5141 | 0
| 202.5849 | -8.7808e-06 | 226.4265 | 0.0010393 |  | 202.5849 | 0.01214 |  | 202.5849 | 0 |  | 202.5849 | 0 |  | 293.3884 | 0.0092195 |  | 202.585 | 0 |  | 202.5849 | 0
| 202.6558 | 9.9945e-06 | 226.5713 | 0.0047173 |  | 202.6558 | 0.01214 |  | 202.6558 | 0 |  | 202.6558 | 0 |  | 293.4643 | 0.0076297 |  | 202.6558 | 0 |  | 202.6558 | 0
| 202.7266 | -7.4701e-06 | 226.8608 | 0.0013537 |  | 202.7266 | 0.01214 |  | 202.7266 | 0 |  | 202.7266 | 0 |  | 293.5403 | 0.0094283 |  | 202.7266 | 0 |  | 202.7266 | 0
| 202.7974 | 9.4924e-06 | 227.3676 | 0.0066198 |  | 202.7974 | 0.01214 |  | 202.7974 | 0 |  | 202.7974 | 0 |  | 293.6162 | 0.013125 |  | 202.7974 | 0 |  | 202.7974 | 0
| 202.8682 | -7.7998e-06 | 227.6574 | 0.0044447 |  | 202.8682 | 0.01214 |  | 202.8682 | 0 |  | 202.8682 | 0 |  | 293.6922 | 0.0081148 |  | 202.8682 | 0 |  | 202.8682 | 0
| 202.939 | 5.3056e-06 | 227.7298 | 0.0055463 |  | 202.939 | 0.01214 |  | 202.939 | 0 |  | 202.939 | 0 |  | 293.7682 | 0.012751 |  | 202.939 | 0 |  | 202.939 | 0
| 203.0099 | -8.4332e-06 | 227.9472 | 0.0010495 |  | 203.0099 | 0.01214 |  | 203.0099 | 0 |  | 203.0099 | 0 |  | 293.8441 | 0.0094624 |  | 203.0099 | 0 |  | 203.0099 | 0
| 203.0807 | 5.6975e-06 | 228.0196 | 0.0023586 |  | 203.0807 | 0.01214 |  | 203.0807 | 0 |  | 203.0807 | 0 |  | 293.9201 | 0.013394 |  | 203.0807 | 0 |  | 203.0807 | 0
| 203.1516 | -7.8592e-06 | 228.1646 | 0.00032821 |  | 203.1516 | 0.01214 |  | 203.1516 | 0 |  | 203.1516 | 0 |  | 293.9961 | 0.01007 |  | 203.1516 | 0 |  | 203.1516 | 0
| 203.2224 | 7.8498e-06 | 228.3095 | 0.012088 |  | 203.2224 | 0.01214 |  | 203.2224 | 0 |  | 203.2224 | 0 |  | 294.0721 | 0.015499 |  | 203.2224 | 0 |  | 203.2224 | 0
| 203.2933 | -8.8478e-06 | 228.527 | 0.0054629 |  | 203.2933 | 0.01214 |  | 203.2933 | 0 |  | 203.2933 | 0 |  | 294.1481 | 0.013531 |  | 203.2933 | 0 |  | 203.2933 | 0
| 203.3641 | 7.3821e-06 | 228.5995 | 0.0081827 |  | 203.3641 | 0.01214 |  | 203.3641 | 0 |  | 203.3641 | 0 |  | 294.2241 | 0.013128 |  | 203.3641 | 0 |  | 203.3641 | 0
| 203.435 | -3.281e-06 | 228.7445 | 0.00050955 |  | 203.435 | 0.01214 |  | 203.435 | 0 |  | 203.435 | 0 |  | 294.3001 | 0.017334 |  | 203.435 | 0 |  | 203.435 | 0
| 203.5058 | 7.9393e-06 | 228.817 | 0.010811 |  | 203.5059 | 0.01214 |  | 203.5058 | 0 |  | 203.5059 | 0 |  | 294.3761 | 0.018134 |  | 203.5058 | 0 |  | 203.5058 | 0
| 203.5767 | -8.1837e-06 | 229.0346 | 0.00061674 |  | 203.5767 | 0.01214 |  | 203.5767 | 0 |  | 203.5767 | 0 |  | 294.4521 | 0.014657 |  | 203.5767 | 0 |  | 203.5767 | 0
| 203.6476 | 5.3368e-06 | 229.1796 | 0.0020534 |  | 203.6476 | 0.01214 |  | 203.6476 | 0 |  | 203.6476 | 0 |  | 294.5281 | 0.02176 |  | 203.6476 | 0 |  | 203.6476 | 0
| 203.7185 | -4.0137e-06 | 229.4698 | 0.0084487 |  | 203.7185 | 0.01214 |  | 203.7185 | 0 |  | 203.7185 | 0 |  | 294.6041 | 0.015442 |  | 203.7185 | 0 |  | 203.7185 | 0
| 203.7894 | 4.7738e-06 | 229.6149 | 0.00027668 |  | 203.7894 | 0.01214 |  | 203.7894 | 0 |  | 203.7894 | 0 |  | 294.6801 | 0.018959 |  | 203.7894 | 0 |  | 203.7894 | 0
| 203.8603 | -6.5824e-06 | 229.76 | 0.0021732 |  | 203.8603 | 0.01214 |  | 203.8603 | 0 |  | 203.8603 | 0 |  | 294.7561 | 0.014263 |  | 203.8603 | 0 |  | 203.8603 | 0
| 203.9312 | 3.2853e-06 | 229.9778 | 0.0044725 |  | 203.9312 | 0.01214 |  | 203.9312 | 0 |  | 203.9312 | 0 |  | 294.8321 | 0.020175 |  | 203.9312 | 0 |  | 203.9312 | 0
| 204.0021 | -7.2947e-06 | 230.0504 | 0.011423 |  | 204.002 | 0.01214 |  | 204.0021 | 0 |  | 204.002 | 0 |  | 294.9081 | 0.019786 |  | 204.0021 | 0 |  | 204.0021 | 0
| 204.0729 | 4.5845e-06 | 230.1956 | 0.00041798 |  | 204.073 | 0.01214 |  | 204.073 | 0 |  | 204.073 | 0 |  | 294.9842 | 0.019499 |  | 204.073 | 0 |  | 204.073 | 0
| 204.1439 | -4.9778e-06 | 230.3408 | 0.00099194 |  | 204.1439 | 0.01214 |  | 204.1439 | 0 |  | 204.1439 | 0 |  | 295.0602 | 0.022494 |  | 204.1439 | 0 |  | 204.1439 | 0
| 204.2148 | 6.1116e-06 | 230.5586 | 0.0066639 |  | 204.2148 | 0.01214 |  | 204.2148 | 0 |  | 204.2148 | 0 |  | 295.1362 | 0.022377 |  | 204.2148 | 0 |  | 204.2148 | 0
| 204.2857 | -7.3805e-06 | 230.6312 | 0.0017416 |  | 204.2857 | 0.01214 |  | 204.2857 | 0 |  | 204.2857 | 0 |  | 295.2123 | 0.019597 |  | 204.2857 | 0 |  | 204.2857 | 0
| 204.3566 | 6.1643e-06 | 230.8491 | 0.001299 |  | 204.3566 | 0.01214 |  | 204.3566 | 0 |  | 204.3566 | 0 |  | 295.2883 | 0.024366 |  | 204.3566 | 0 |  | 204.3566 | 0
| 204.4276 | -2.0975e-06 | 230.9217 | 0.010601 |  | 204.4276 | 0.01214 |  | 204.4276 | 0 |  | 204.4276 | 0 |  | 295.3643 | 0.025539 |  | 204.4276 | 0 |  | 204.4276 | 0
| 204.4985 | 3.7514e-06 | 230.9944 | 0.00043197 |  | 204.4985 | 0.01214 |  | 204.4985 | 0 |  | 204.4985 | 0 |  | 295.4404 | 0.024358 |  | 204.4985 | 0 |  | 204.4985 | 0
| 204.5694 | -4.6623e-06 | 231.2123 | 0.00046713 |  | 204.5694 | 0.01214 |  | 204.5694 | 0 |  | 204.5694 | 0 |  | 295.5164 | 0.024706 |  | 204.5694 | 0 |  | 204.5694 | 0
| 204.6404 | 9.1244e-06 | 231.4303 | 0.0032927 |  | 204.6404 | 0.01214 |  | 204.6404 | 0 |  | 204.6404 | 0 |  | 295.5925 | 0.026339 |  | 204.6404 | 0 |  | 204.6404 | 0
| 204.7113 | -2.9425e-06 | 231.503 | 0.0032482 |  | 204.7113 | 0.01214 |  | 204.7113 | 0 |  | 204.7113 | 0 |  | 295.6686 | 0.025629 |  | 204.7113 | 0 |  | 204.7113 | 0
| 204.7823 | 1.0266e-05 | 231.7938 | 0.005702 |  | 204.7823 | 0.01214 |  | 204.7823 | 0 |  | 204.7823 | 0 |  | 295.7446 | 0.028105 |  | 204.7823 | 0 |  | 204.7823 | 0
| 204.8532 | -7.151e-06 | 232.0119 | 0.00022878 |  | 204.8533 | 0.01214 |  | 204.8532 | 0 |  | 204.8533 | 0 |  | 295.8207 | 0.027025 |  | 204.8532 | 0 |  | 204.8532 | 0
| 204.9242 | 3.9956e-06 | 232.3755 | 0.0029466 |  | 204.9242 | 0.01214 |  | 204.9242 | 0 |  | 204.9242 | 0 |  | 295.8968 | 0.030775 |  | 204.9242 | 0 |  | 204.9242 | 0
| 204.9952 | -9.0091e-06 | 232.9574 | 0.0053684 |  | 204.9952 | 0.01214 |  | 204.9952 | 0 |  | 204.9952 | 0 |  | 295.9728 | 0.029926 |  | 204.9952 | 0 |  | 204.9952 | 0
| 205.0661 | 5.5225e-06 | 233.1758 | 0.0022104 |  | 205.0661 | 0.01214 |  | 205.0661 | 0 |  | 205.0661 | 0 |  | 296.0489 | 0.037023 |  | 205.0662 | 0 |  | 205.0661 | 0
| 205.1371 | -5.0595e-06 | 233.2485 | 0.0046413 |  | 205.1371 | 0.01214 |  | 205.1371 | 0 |  | 205.1371 | 0 |  | 296.125 | 0.031591 |  | 205.1371 | 0 |  | 205.1371 | 0
| 205.2081 | 9.4579e-06 | 233.4669 | 0.0055798 |  | 205.2081 | 0.01214 |  | 205.2081 | 0 |  | 205.2081 | 0 |  | 296.201 | 0.036293 |  | 205.2081 | 0 |  | 205.2081 | 0
| 205.2791 | -6.6256e-06 | 233.5397 | 0.0029104 |  | 205.2791 | 0.01214 |  | 205.2791 | 0 |  | 205.2791 | 0 |  | 296.2772 | 0.034973 |  | 205.2791 | 0 |  | 205.2791 | 0
| 205.3501 | 6.8748e-06 | 233.6853 | 0.0067087 |  | 205.3501 | 0.01214 |  | 205.3501 | 0 |  | 205.3501 | 0 |  | 296.3532 | 0.038487 |  | 205.3501 | 0 |  | 205.3501 | 0
| 205.4211 | -5.4944e-06 | 233.9766 | 0.0014603 |  | 205.4211 | 0.01214 |  | 205.4211 | 0 |  | 205.4211 | 0 |  | 296.4293 | 0.032373 |  | 205.4211 | 0 |  | 205.4211 | 0
| 205.4921 | 6.5915e-06 | 234.1222 | 0.00020821 |  | 205.4921 | 0.01214 |  | 205.4921 | 0 |  | 205.4921 | 0 |  | 296.5054 | 0.03941 |  | 205.4921 | 0 |  | 205.4921 | 0
| 205.5631 | -4.4701e-06 | 234.705 | 0.0025112 |  | 205.5631 | 0.01214 |  | 205.5631 | 0 |  | 205.5631 | 0 |  | 296.5815 | 0.038532 |  | 205.5631 | 0 |  | 205.5631 | 0
| 205.6341 | 6.2458e-06 | 234.9237 | 0.0054283 |  | 205.6341 | 0.01214 |  | 205.6341 | 0 |  | 205.6341 | 0 |  | 296.6576 | 0.036987 |  | 205.6341 | 0 |  | 205.6341 | 0
| 205.7051 | -7.9586e-06 | 234.9966 | 0.00023656 |  | 205.7051 | 0.01214 |  | 205.7051 | 0 |  | 205.7051 | 0 |  | 296.7337 | 0.044618 |  | 205.7051 | 0 |  | 205.7051 | 0
| 205.7762 | 4.2638e-06 | 235.2881 | 0.0060208 |  | 205.7762 | 0.01214 |  | 205.7762 | 0 |  | 205.7762 | 0 |  | 296.8098 | 0.045074 |  | 205.7762 | 0 |  | 205.7762 | 0
| 205.8472 | -4.5722e-06 | 235.5069 | 0.0040875 |  | 205.8472 | 0.01214 |  | 205.8472 | 0 |  | 205.8472 | 0 |  | 296.886 | 0.041833 |  | 205.8472 | 0 |  | 205.8472 | 0
| 205.9182 | 1.2706e-05 | 235.5798 | 0.0063951 |  | 205.9182 | 0.01214 |  | 205.9182 | 0 |  | 205.9182 | 0 |  | 296.9621 | 0.044778 |  | 205.9182 | 0 |  | 205.9182 | 0
| 205.9893 | -9.2245e-06 | 235.7986 | 0.00059136 |  | 205.9892 | 0.01214 |  | 205.9893 | 0 |  | 205.9892 | 0 |  | 297.0382 | 0.046633 |  | 205.9893 | 0 |  | 205.9893 | 0
| 206.0603 | 1.1504e-05 | 235.8715 | 0.012814 |  | 206.0603 | 0.01214 |  | 206.0603 | 0 |  | 206.0603 | 0 |  | 297.1143 | 0.051815 |  | 206.0603 | 0 |  | 206.0603 | 0
| 206.1313 | -7.2429e-06 | 236.1633 | 0.0016718 |  | 206.1313 | 0.01214 |  | 206.1313 | 0 |  | 206.1313 | 0 |  | 297.1904 | 0.050846 |  | 206.1313 | 0 |  | 206.1313 | 0
| 206.2024 | 8.7239e-06 | 236.3822 | 0.0083991 |  | 206.2024 | 0.01214 |  | 206.2024 | 0 |  | 206.2024 | 0 |  | 297.2666 | 0.054652 |  | 206.2024 | 0 |  | 206.2024 | 0
| 206.2734 | -8.0619e-06 | 236.4552 | 0.0039947 |  | 206.2734 | 0.01214 |  | 206.2735 | 0 |  | 206.2734 | 0 |  | 297.3427 | 0.055162 |  | 206.2734 | 0 |  | 206.2735 | 0
| 206.3445 | 1.3099e-06 | 236.6741 | 0.0055794 |  | 206.3445 | 0.01214 |  | 206.3445 | 0 |  | 206.3445 | 0 |  | 297.4188 | 0.061661 |  | 206.3445 | 0 |  | 206.3445 | 0
| 206.4156 | -7.363e-06 | 236.7471 | 0.002324 |  | 206.4156 | 0.01214 |  | 206.4156 | -0.01 |  | 206.4156 | 0 |  | 297.495 | 0.056211 |  | 206.4156 | 0 |  | 206.4156 | 0
| 206.4866 | 7.6235e-06 | 236.8931 | 0.0011041 |  | 206.4866 | 0.01214 |  | 206.4866 | 0 |  | 206.4866 | 0 |  | 297.5711 | 0.06405 |  | 206.4866 | 0 |  | 206.4866 | 0
| 206.5577 | -1.0216e-05 | 236.9661 | 0.0015881 |  | 206.5577 | 0.01214 |  | 206.5577 | 0 |  | 206.5577 | 0 |  | 297.6472 | 0.061022 |  | 206.5577 | 0 |  | 206.5577 | 0
| 206.6288 | 5.8638e-06 | 237.2582 | 0.0016304 |  | 206.6288 | 0.01214 |  | 206.6288 | 0 |  | 206.6288 | 0 |  | 297.7234 | 0.067435 |  | 206.6288 | 0 |  | 206.6288 | 0
| 206.6999 | -8.5346e-06 | 237.4772 | 0.0007979 |  | 206.6999 | 0.01214 |  | 206.6999 | 0 |  | 206.6999 | 0 |  | 297.7996 | 0.062289 |  | 206.6999 | 0 |  | 206.6999 | 0
| 206.771 | 6.2973e-06 | 237.5503 | 0.0016623 |  | 206.771 | 0.01214 |  | 206.771 | 0 |  | 206.771 | 0 |  | 297.8757 | 0.068255 |  | 206.771 | 0 |  | 206.771 | 0
| 206.8421 | -5.7171e-06 | 237.6233 | 0.0072696 |  | 206.8421 | 0.01214 |  | 206.8421 | 0 |  | 206.8421 | 0 |  | 297.9519 | 0.071228 |  | 206.8421 | 0 |  | 206.8421 | 0
| 206.9132 | 5.0669e-06 | 237.6964 | 0.00035009 |  | 206.9132 | 0.01214 |  | 206.9132 | 0 |  | 206.9132 | 0 |  | 298.028 | 0.076853 |  | 206.9132 | 0 |  | 206.9132 | 0
| 206.9843 | -2.2258e-07 | 237.9155 | 0.0041833 |  | 206.9843 | 0.01214 |  | 206.9843 | 0 |  | 206.9843 | 0 |  | 298.1042 | 0.071002 |  | 206.9843 | 0 |  | 206.9843 | 0
| 207.0554 | 8.9832e-06 | 238.0617 | 0.00058275 |  | 207.0554 | 0.01214 |  | 207.0554 | 0 |  | 207.0554 | 0 |  | 298.1804 | 0.076734 |  | 207.0554 | 0 |  | 207.0554 | 0
| 207.1265 | -4.2571e-06 | 238.4271 | 0.0028027 |  | 207.1265 | 0.01214 |  | 207.1265 | 0 |  | 207.1265 | 0 |  | 298.2565 | 0.07809 |  | 207.1265 | 0 |  | 207.1265 | 0
| 207.1976 | 6.521e-08 | 238.7195 | 4.7778e-05 |  | 207.1976 | 0.01214 |  | 207.1976 | 0 |  | 207.1976 | 0 |  | 298.3327 | 0.082766 |  | 207.1976 | 0 |  | 207.1976 | 0
| 207.2687 | -6.0121e-06 | 238.9388 | 0.0025994 |  | 207.2687 | 0.01214 |  | 207.2687 | 0 |  | 207.2687 | 0 |  | 298.4089 | 0.082104 |  | 207.2687 | 0 |  | 207.2687 | 0
| 207.3399 | 4.0882e-06 | 239.0119 | 0.0040627 |  | 207.3399 | 0.01214 |  | 207.3399 | 0 |  | 207.3399 | 0 |  | 298.4851 | 0.090955 |  | 207.3399 | 0 |  | 207.3399 | 0
| 207.411 | -8.9598e-06 | 239.0851 | 0.0031435 |  | 207.411 | 0.01214 |  | 207.411 | 0 |  | 207.411 | 0 |  | 298.5613 | 0.088218 |  | 207.411 | 0 |  | 207.411 | 0
| 207.4821 | 6.4985e-06 | 239.6702 | 0.0044779 |  | 207.4821 | 0.01214 |  | 207.4821 | 0 |  | 207.4821 | 0 |  | 298.6375 | 0.092485 |  | 207.4821 | 0 |  | 207.4821 | 0
| 207.5533 | -3.5277e-06 | 239.8897 | 0.0029068 |  | 207.5533 | 0.01214 |  | 207.5533 | 0 |  | 207.5533 | 0 |  | 298.7137 | 0.094182 |  | 207.5533 | 0 |  | 207.5533 | 0
| 207.6244 | 3.0366e-06 | 239.9629 | 0.00037909 |  | 207.6244 | 0.01214 |  | 207.6244 | 0 |  | 207.6244 | 0 |  | 298.7899 | 0.10061 |  | 207.6244 | 0 |  | 207.6244 | 0
| 207.6956 | -6.5046e-06 | 240.5485 | 0.0016894 |  | 207.6956 | 0.01214 |  | 207.6956 | 0 |  | 207.6956 | 0 |  | 298.8661 | 0.093652 |  | 207.6956 | 0 |  | 207.6956 | 0
| 207.7667 | 5.3928e-06 | 240.9879 | 9.3737e-05 |  | 207.7667 | 0.01214 |  | 207.7667 | 0 |  | 207.7667 | 0 |  | 298.9423 | 0.10461 |  | 207.7667 | 0 |  | 207.7667 | 0
| 207.8379 | -3.0184e-07 | 241.1344 | 0.0067788 |  | 207.8379 | 0.01214 |  | 207.8379 | 0 |  | 207.8379 | 0 |  | 299.0185 | 0.10489 |  | 207.8379 | 0 |  | 207.8379 | 0
| 207.9091 | 9.6673e-06 | 241.2809 | 0.0010448 |  | 207.9091 | 0.01214 |  | 207.9091 | 0 |  | 207.9091 | 0 |  | 299.0947 | 0.10936 |  | 207.9091 | 0 |  | 207.9091 | 0
| 207.9802 | -6.0839e-06 | 241.3541 | 0.006906 |  | 207.9802 | 0.01214 |  | 207.9802 | 0 |  | 207.9802 | 0 |  | 299.1709 | 0.11662 |  | 207.9802 | 0 |  | 207.9802 | 0
| 208.0514 | 5.9997e-06 | 241.4274 | 0.0096299 |  | 208.0514 | 0.01214 |  | 208.0514 | 0 |  | 208.0514 | 0 |  | 299.2471 | 0.11952 |  | 208.0514 | 0 |  | 208.0514 | 0
| 208.1226 | -3.7295e-06 | 241.7205 | 0.0039902 |  | 208.1226 | 0.01214 |  | 208.1226 | 0 |  | 208.1226 | 0 |  | 299.3233 | 0.11274 |  | 208.1226 | 0 |  | 208.1226 | 0
| 208.1938 | 1.0827e-05 | 242.0137 | 0.015144 |  | 208.1938 | 0.01214 |  | 208.1938 | 0 |  | 208.1938 | 0 |  | 299.3995 | 0.12782 |  | 208.1938 | 0 |  | 208.1938 | 0
| 208.2649 | -6.4043e-06 | 242.3069 | 0.0052216 |  | 208.265 | 0.01214 |  | 208.265 | 0 |  | 208.265 | 0 |  | 299.4758 | 0.12216 |  | 208.265 | 0 |  | 208.265 | 0
| 208.3362 | 4.3039e-06 | 242.5269 | 0.0016791 |  | 208.3362 | 0.01214 |  | 208.3362 | 0 |  | 208.3362 | 0 |  | 299.552 | 0.13545 |  | 208.3362 | 0 |  | 208.3362 | 0
| 208.4074 | -6.8906e-06 | 242.6002 | 0.0075851 |  | 208.4074 | 0.01214 |  | 208.4073 | 0 |  | 208.4074 | 0 |  | 299.6282 | 0.13019 |  | 208.4073 | 0 |  | 208.4073 | 0
| 208.4786 | 7.1466e-06 | 242.8936 | 0.0045108 |  | 208.4786 | 0.01214 |  | 208.4786 | 0 |  | 208.4786 | 0 |  | 299.7045 | 0.13758 |  | 208.4786 | 0 |  | 208.4786 | 0
| 208.5498 | -4.7056e-06 | 243.0403 | 0.0037704 |  | 208.5498 | 0.01214 |  | 208.5498 | 0 |  | 208.5498 | 0 |  | 299.7807 | 0.13611 |  | 208.5498 | 0 |  | 208.5498 | 0
| 208.621 | 7.969e-06 | 243.187 | 0.0060725 |  | 208.621 | 0.01214 |  | 208.621 | 0 |  | 208.621 | 0 |  | 299.857 | 0.14517 |  | 208.621 | 0 |  | 208.621 | 0
| 208.6922 | -7.5569e-06 | 243.3338 | 0.00027684 |  | 208.6922 | 0.01214 |  | 208.6922 | 0 |  | 208.6922 | 0 |  | 299.9332 | 0.14462 |  | 208.6922 | 0 |  | 208.6922 | 0
| 208.7634 | 5.3987e-06 | 243.4805 | 0.0050626 |  | 208.7634 | 0.01214 |  | 208.7634 | 0 |  | 208.7634 | 0 |  | 300.0095 | 0.14913 |  | 208.7634 | 0 |  | 208.7634 | 0
| 208.8346 | -6.0125e-06 | 243.5539 | 0.00026528 |  | 208.8347 | 0.01214 |  | 208.8346 | 0 |  | 208.8347 | 0 |  | 300.0857 | 0.15153 |  | 208.8346 | 0 |  | 208.8346 | 0
| 208.9059 | 7.6231e-06 | 243.7007 | 0.0021574 |  | 208.9059 | 0.01214 |  | 208.9059 | 0 |  | 208.9059 | 0 |  | 300.162 | 0.15914 |  | 208.9059 | 0 |  | 208.9059 | 0
| 208.9771 | -4.5533e-06 | 244.0677 | 0.00062966 |  | 208.9771 | 0.01214 |  | 208.9771 | 0 |  | 208.9771 | 0 |  | 300.2382 | 0.16066 |  | 208.9771 | 0 |  | 208.9771 | 0
| 209.0484 | 8.7673e-06 | 244.288 | 0.0021612 |  | 209.0484 | 0.01214 |  | 209.0484 | 0 |  | 209.0484 | 0 |  | 300.3145 | 0.16755 |  | 209.0484 | 0 |  | 209.0484 | 0
| 209.1196 | -3.11e-06 | 244.5818 | 0.0016294 |  | 209.1196 | 0.01214 |  | 209.1196 | 0 |  | 209.1196 | 0 |  | 300.3908 | 0.16732 |  | 209.1196 | 0 |  | 209.1196 | 0
| 209.1909 | 5.481e-06 | 244.6552 | 0.00057731 |  | 209.1909 | 0.01214 |  | 209.1909 | 0 |  | 209.1909 | 0 |  | 300.467 | 0.17629 |  | 209.1909 | 0 |  | 209.1909 | 0
| 209.2621 | -1.344e-06 | 244.9491 | 0.0036701 |  | 209.2621 | 0.01214 |  | 209.2621 | 0 |  | 209.2621 | 0 |  | 300.5433 | 0.17954 |  | 209.2621 | 0 |  | 209.2621 | 0
| 209.3334 | 5.5654e-06 | 245.1695 | 0.0017495 |  | 209.3334 | 0.01214 |  | 209.3334 | 0 |  | 209.3334 | 0 |  | 300.6196 | 0.18088 |  | 209.3334 | 0 |  | 209.3334 | 0
| 209.4047 | -9.2139e-06 | 245.243 | 0.0044446 |  | 209.4046 | 0.01214 |  | 209.4046 | 0 |  | 209.4046 | 0 |  | 300.6959 | 0.18558 |  | 209.4046 | 0 |  | 209.4046 | 0
| 209.4759 | 5.0466e-06 | 245.4634 | 0.00099756 |  | 209.4759 | 0.01214 |  | 209.4759 | 0 |  | 209.4759 | 0 |  | 300.7722 | 0.19543 |  | 209.4759 | 0 |  | 209.4759 | 0
| 209.5472 | -3.8971e-06 | 245.831 | 0.0047795 |  | 209.5472 | 0.01214 |  | 209.5472 | 0 |  | 209.5472 | 0 |  | 300.8484 | 0.1937 |  | 209.5472 | 0 |  | 209.5472 | 0
| 209.6185 | 6.5975e-06 | 246.0516 | 0.0020867 |  | 209.6185 | 0.01214 |  | 209.6185 | 0 |  | 209.6185 | 0 |  | 300.9247 | 0.20333 |  | 209.6185 | 0 |  | 209.6185 | 0
| 209.6898 | -6.5012e-06 | 246.1251 | 0.0048978 |  | 209.6898 | 0.01214 |  | 209.6898 | 0 |  | 209.6898 | 0 |  | 301.001 | 0.2051 |  | 209.6898 | 0 |  | 209.6898 | 0
| 209.7611 | 1.0681e-05 | 246.4193 | 0.00069687 |  | 209.7611 | 0.01214 |  | 209.761 | 0 |  | 209.7611 | 0 |  | 301.0773 | 0.21421 |  | 209.761 | 0 |  | 209.761 | 0
| 209.8323 | -3.0521e-06 | 246.7135 | 0.0008244 |  | 209.8323 | 0.01214 |  | 209.8323 | 0 |  | 209.8323 | 0 |  | 301.1536 | 0.21825 |  | 209.8323 | 0 |  | 209.8323 | 0
| 209.9036 | 1.256e-05 | 246.7871 | 0.0033334 |  | 209.9036 | 0.01214 |  | 209.9036 | 0 |  | 209.9036 | 0 |  | 301.2299 | 0.22735 |  | 209.9036 | 0 |  | 209.9036 | 0
| 209.975 | -5.5804e-06 | 247.8912 | 0.011361 |  | 209.975 | 0.01214 |  | 209.9749 | 0 |  | 209.975 | 0 |  | 301.3062 | 0.22699 |  | 209.9749 | 0 |  | 209.9749 | 0
| 210.0462 | 8.7267e-06 | 248.1121 | 0.0017616 |  | 210.0463 | 0.01214 |  | 210.0462 | 0 |  | 210.0463 | 0 |  | 301.3825 | 0.23945 |  | 210.0463 | 0 |  | 210.0462 | 0
| 210.1176 | -3.9803e-06 | 248.5541 | 0.00062118 |  | 210.1176 | 0.01214 |  | 210.1176 | 0 |  | 210.1176 | 0 |  | 301.4589 | 0.23844 |  | 210.1176 | 0 |  | 210.1176 | 0
| 210.1889 | 5.4771e-06 | 248.7014 | 0.0032178 |  | 210.1889 | 0.01214 |  | 210.1889 | 0 |  | 210.1889 | 0 |  | 301.5352 | 0.24355 |  | 210.1889 | 0 |  | 210.1889 | 0
| 210.2602 | -8.6718e-06 | 248.7751 | 0.0011293 |  | 210.2602 | 0.01214 |  | 210.2602 | 0 |  | 210.2602 | 0 |  | 301.6115 | 0.24806 |  | 210.2602 | 0 |  | 210.2602 | 0
| 210.3315 | 5.7276e-06 | 248.9962 | 0.0063628 |  | 210.3315 | 0.01214 |  | 210.3315 | 0 |  | 210.3315 | 0 |  | 301.6878 | 0.23943 |  | 210.3315 | 0 |  | 210.3315 | 0
| 210.4029 | -5.6141e-07 | 249.0699 | 0.013302 |  | 210.4029 | 0.01214 |  | 210.4029 | 0 |  | 210.4029 | 0 |  | 301.7642 | 0.26526 |  | 210.4029 | 0 |  | 210.4029 | 0
| 210.4742 | 6.8156e-06 | 249.3647 | 0.0074397 |  | 210.4742 | 0.01214 |  | 210.4742 | 0 |  | 210.4742 | 0 |  | 301.8405 | 0.2691 |  | 210.4742 | 0 |  | 210.4742 | 0
| 210.5455 | 2.021e-06 | 249.5859 | 0.00089984 |  | 210.5455 | 0.01214 |  | 210.5455 | 0 |  | 210.5455 | 0 |  | 301.9168 | 0.27046 |  | 210.5456 | 0 |  | 210.5455 | 0
| 210.6169 | 4.943e-06 | 249.6597 | 0.0090428 |  | 210.6169 | 0.01214 |  | 210.6169 | 0 |  | 210.6169 | 0 |  | 301.9932 | 0.28073 |  | 210.6169 | 0 |  | 210.6169 | 0
| 210.6883 | -1.2578e-06 | 249.8809 | 0.0032474 |  | 210.6883 | 0.01214 |  | 210.6882 | 0 |  | 210.6883 | 0 |  | 302.0695 | 0.28641 |  | 210.6883 | 0 |  | 210.6882 | 0
| 210.7596 | 6.4886e-06 | 249.9546 | 0.0019584 |  | 210.7596 | 0.01214 |  | 210.7596 | 0 |  | 210.7596 | 0 |  | 302.1458 | 0.29926 |  | 210.7596 | 0 |  | 210.7596 | 0
| 210.831 | -7.0667e-06 | 250.1022 | 0.00061948 |  | 210.831 | 0.01214 |  | 210.831 | 0 |  | 210.831 | 0 |  | 302.2222 | 0.30218 |  | 210.831 | 0 |  | 210.831 | 0
| 210.9023 | 8.8836e-06 | 250.1759 | 0.0010157 |  | 210.9023 | 0.01214 |  | 210.9023 | 0 |  | 210.9023 | 0 |  | 302.2986 | 0.30684 |  | 210.9023 | 0 |  | 210.9023 | 0
| 210.9737 | -8.2131e-06 | 250.2497 | 0.0085175 |  | 210.9737 | 0.01214 |  | 210.9737 | 0 |  | 210.9737 | 0 |  | 302.3749 | 0.31402 |  | 210.9737 | 0 |  | 210.9737 | 0
| 211.0451 | 6.5573e-06 | 250.3972 | 0.00064975 |  | 211.0451 | 0.01214 |  | 211.0451 | 0 |  | 211.0451 | 0 |  | 302.4513 | 0.32233 |  | 211.0451 | 0 |  | 211.0451 | 0
| 211.1165 | -7.6549e-06 | 250.471 | 0.0017081 |  | 211.1165 | 0.01214 |  | 211.1165 | 0 |  | 211.1165 | 0 |  | 302.5276 | 0.32915 |  | 211.1165 | 0 |  | 211.1165 | 0
| 211.1878 | 9.439e-06 | 250.5448 | 0.013681 |  | 211.1878 | 0.01214 |  | 211.1879 | 0 |  | 211.1878 | 0 |  | 302.604 | 0.33513 |  | 211.1878 | 0 |  | 211.1879 | 0
| 211.2592 | -3.4196e-06 | 250.6924 | 0.002551 |  | 211.2592 | 0.01214 |  | 211.2592 | 0 |  | 211.2592 | 0 |  | 302.6804 | 0.34386 |  | 211.2592 | 0 |  | 211.2592 | 0
| 211.3306 | 5.5759e-06 | 250.7662 | 0.0025095 |  | 211.3306 | 0.01214 |  | 211.3306 | 0 |  | 211.3306 | 0 |  | 302.7567 | 0.35384 |  | 211.3306 | 0 |  | 211.3306 | 0
| 211.402 | -1.1113e-07 | 250.9876 | 0.0014567 |  | 211.402 | 0.01214 |  | 211.402 | 0 |  | 211.402 | 0 |  | 302.8331 | 0.35489 |  | 211.402 | 0 |  | 211.402 | 0
| 211.4734 | 5.4535e-06 | 251.1352 | 0.0083433 |  | 211.4734 | 0.01214 |  | 211.4734 | 0 |  | 211.4734 | 0 |  | 302.9095 | 0.36635 |  | 211.4734 | 0 |  | 211.4734 | 0
| 211.5448 | -4.4602e-06 | 251.3567 | 0.0041968 |  | 211.5448 | 0.01214 |  | 211.5448 | 0 |  | 211.5448 | 0 |  | 302.9859 | 0.37065 |  | 211.5448 | 0 |  | 211.5448 | 0
| 211.6163 | 1.1677e-05 | 251.4305 | 0.0086863 |  | 211.6163 | 0.01214 |  | 211.6163 | 0 |  | 211.6163 | 0 |  | 303.0623 | 0.38214 |  | 211.6163 | 0 |  | 211.6163 | 0
| 211.6877 | -7.538e-06 | 251.5043 | 0.00032592 |  | 211.6877 | 0.01214 |  | 211.6877 | 0 |  | 211.6877 | 0 |  | 303.1386 | 0.38579 |  | 211.6877 | 0 |  | 211.6877 | 0
| 211.7591 | 8.7045e-06 | 251.5782 | 0.0014131 |  | 211.7591 | 0.01214 |  | 211.7591 | 0 |  | 211.7591 | 0 |  | 303.215 | 0.39168 |  | 211.7591 | 0 |  | 211.7591 | 0
| 211.8305 | -6.3069e-06 | 251.652 | 0.0045509 |  | 211.8305 | 0.01214 |  | 211.8305 | 0 |  | 211.8305 | 0 |  | 303.2914 | 0.39692 |  | 211.8305 | 0 |  | 211.8305 | 0
| 211.902 | 9.8069e-06 | 251.7259 | 0.012018 |  | 211.902 | 0.01214 |  | 211.902 | 0 |  | 211.902 | 0 |  | 303.3678 | 0.4103 |  | 211.902 | 0 |  | 211.902 | 0
| 211.9734 | -4.6608e-07 | 251.7997 | 0.0022835 |  | 211.9734 | 0.01214 |  | 211.9734 | 0 |  | 211.9734 | 0 |  | 303.4442 | 0.41466 |  | 211.9734 | 0 |  | 211.9734 | 0
| 212.0448 | 1.0103e-05 | 251.9475 | 0.00012264 |  | 212.0448 | 0.01214 |  | 212.0448 | 0 |  | 212.0448 | 0 |  | 303.5206 | 0.43211 |  | 212.0448 | 0 |  | 212.0448 | 0
| 212.1163 | -5.6689e-06 | 252.0213 | 0.0091331 |  | 212.1163 | 0.01214 |  | 212.1163 | 0 |  | 212.1163 | 0 |  | 303.597 | 0.44114 |  | 212.1163 | 0 |  | 212.1163 | 0
| 212.1877 | 4.5138e-06 | 252.0952 | 0.0041848 |  | 212.1877 | 0.01214 |  | 212.1877 | 0 |  | 212.1877 | 0 |  | 303.6735 | 0.45451 |  | 212.1877 | 0 |  | 212.1877 | 0
| 212.2592 | -4.2964e-06 | 252.243 | 0.012157 |  | 212.2592 | 0.01214 |  | 212.2592 | 0 |  | 212.2592 | 0 |  | 303.7498 | 0.45538 |  | 212.2592 | 0 |  | 212.2592 | 0
| 212.3307 | 8.8024e-06 | 252.3168 | 0.00086849 |  | 212.3306 | 0.01214 |  | 212.3307 | 0 |  | 212.3306 | 0 |  | 303.8263 | 0.4611 |  | 212.3307 | 0 |  | 212.3307 | 0
| 212.4021 | -2.1902e-06 | 252.3907 | 0.00082097 |  | 212.4021 | 0.01214 |  | 212.4021 | 0 |  | 212.4021 | 0 |  | 303.9027 | 0.46809 |  | 212.4021 | 0 |  | 212.4021 | 0
| 212.4736 | 7.4201e-06 | 252.4646 | 0.0050419 |  | 212.4736 | 0.01214 |  | 212.4736 | 0 |  | 212.4736 | 0 |  | 303.9791 | 0.47601 |  | 212.4736 | 0 |  | 212.4736 | 0
| 212.5451 | -3.0048e-06 | 252.5385 | 0.008929 |  | 212.5451 | 0.01214 |  | 212.5451 | 0 |  | 212.5451 | 0 |  | 304.0555 | 0.48064 |  | 212.5451 | 0 |  | 212.5451 | 0
| 212.6165 | 8.0254e-06 | 252.6124 | 0.0013653 |  | 212.6165 | 0.01214 |  | 212.6165 | 0 |  | 212.6165 | 0 |  | 304.132 | 0.49431 |  | 212.6165 | 0 |  | 212.6165 | 0
| 212.688 | -7.2711e-06 | 252.6863 | 0.0025365 |  | 212.688 | 0.01214 |  | 212.688 | 0 |  | 212.688 | 0 |  | 304.2084 | 0.50531 |  | 212.688 | 0 |  | 212.688 | 0
| 212.7595 | 4.8758e-06 | 252.7602 | 0.004366 |  | 212.7595 | 0.01214 |  | 212.7595 | 0 |  | 212.7595 | 0 |  | 304.2849 | 0.516 |  | 212.7595 | 0 |  | 212.7595 | 0
| 212.831 | -6.3136e-06 | 252.8341 | 0.0095023 |  | 212.831 | 0.01214 |  | 212.831 | 0 |  | 212.831 | 0 |  | 304.3613 | 0.52469 |  | 212.831 | 0 |  | 212.831 | 0
| 212.9025 | 7.768e-06 | 252.908 | 0.0017832 |  | 212.9025 | 0.01214 |  | 212.9025 | 0 |  | 212.9025 | 0 |  | 304.4377 | 0.5356 |  | 212.9025 | 0 |  | 212.9025 | 0
| 212.974 | -1.07e-05 | 252.9819 | 0.0022342 |  | 212.974 | 0.01214 |  | 212.974 | 0 |  | 212.974 | 0 |  | 304.5142 | 0.54294 |  | 212.974 | 0 |  | 212.974 | 0
| 213.0455 | 6.9356e-06 | 253.0559 | 0.01016 |  | 213.0455 | 0.01214 |  | 213.0455 | 0 |  | 213.0455 | 0 |  | 304.5906 | 0.5542 |  | 213.0455 | 0 |  | 213.0455 | 0
| 213.117 | -6.1457e-06 | 253.1298 | 0.011748 |  | 213.117 | 0.01214 |  | 213.117 | 0 |  | 213.117 | 0 |  | 304.6671 | 0.5624 |  | 213.117 | 0 |  | 213.117 | 0
| 213.1885 | 7.3001e-06 | 253.2037 | 0.0038321 |  | 213.1885 | 0.01214 |  | 213.1886 | 0 |  | 213.1885 | 0 |  | 304.7436 | 0.57293 |  | 213.1885 | 0 |  | 213.1886 | 0
| 213.2601 | -7.4524e-06 | 253.2777 | 0.0077866 |  | 213.2601 | 0.01214 |  | 213.2601 | 0 |  | 213.2601 | 0 |  | 304.82 | 0.57771 |  | 213.2601 | 0 |  | 213.2601 | 0
| 213.3316 | 7.8807e-06 | 253.3516 | 0.010395 |  | 213.3316 | 0.01214 |  | 213.3316 | 0 |  | 213.3316 | 0 |  | 304.8965 | 0.58515 |  | 213.3316 | 0 |  | 213.3316 | 0
| 213.4031 | -5.4436e-06 | 253.4256 | 0.018522 |  | 213.4031 | 0.01214 |  | 213.4031 | 0 |  | 213.4031 | 0 |  | 304.973 | 0.59612 |  | 213.4031 | 0 |  | 213.4031 | 0
| 213.4747 | 9.1756e-06 | 253.4995 | 0.0081191 |  | 213.4747 | 0.01214 |  | 213.4747 | 0 |  | 213.4747 | 0 |  | 305.0494 | 0.60809 |  | 213.4747 | 0 |  | 213.4747 | 0
| 213.5462 | -3.8302e-06 | 253.5735 | 0.011014 |  | 213.5462 | 0.01214 |  | 213.5462 | 0 |  | 213.5462 | 0 |  | 305.1259 | 0.61694 |  | 213.5462 | 0 |  | 213.5462 | 0
| 213.6178 | 1.0454e-05 | 253.6474 | 0.015096 |  | 213.6178 | 0.01214 |  | 213.6178 | 0 |  | 213.6178 | 0 |  | 305.2024 | 0.63032 |  | 213.6177 | 0 |  | 213.6178 | 0
| 213.6893 | -3.21e-06 | 253.7214 | 0.013462 |  | 213.6893 | 0.01214 |  | 213.6893 | 0 |  | 213.6893 | 0 |  | 305.2788 | 0.6343 |  | 213.6893 | 0 |  | 213.6893 | 0
| 213.7609 | 4.733e-06 | 253.7953 | 0.0073612 |  | 213.7609 | 0.01214 |  | 213.7608 | 0 |  | 213.7609 | 0 |  | 305.3553 | 0.64726 |  | 213.7609 | 0 |  | 213.7608 | 0
| 213.8324 | -3.7804e-06 | 253.8693 | 0.010329 |  | 213.8324 | 0.01214 |  | 213.8324 | 0 |  | 213.8324 | 0 |  | 305.4318 | 0.65578 |  | 213.8324 | 0 |  | 213.8324 | 0
| 213.904 | 9.1845e-06 | 253.9433 | 0.0093708 |  | 213.904 | 0.01214 |  | 213.904 | 0 |  | 213.904 | 0 |  | 305.5083 | 0.67106 |  | 213.904 | 0 |  | 213.904 | 0
| 213.9755 | -3.0396e-06 | 254.0172 | 0.017095 |  | 213.9755 | 0.01214 |  | 213.9755 | 0 |  | 213.9755 | 0 |  | 305.5848 | 0.67556 |  | 213.9755 | 0 |  | 213.9755 | 0
| 214.0471 | 6.6175e-06 | 254.0912 | 0.0099168 |  | 214.0471 | 0.01214 |  | 214.0471 | 0 |  | 214.0471 | 0 |  | 305.6613 | 0.68744 |  | 214.0471 | 0 |  | 214.0471 | 0
| 214.1187 | -3.9022e-06 | 254.1652 | 0.012304 |  | 214.1187 | 0.01214 |  | 214.1187 | 0 |  | 214.1187 | 0 |  | 305.7378 | 0.69448 |  | 214.1187 | 0 |  | 214.1187 | 0
| 214.1903 | 6.5567e-06 | 254.2392 | 0.023248 |  | 214.1903 | 0.01214 |  | 214.1903 | 0 |  | 214.1903 | 0 |  | 305.8143 | 0.7078 |  | 214.1903 | 0 |  | 214.1903 | 0
| 214.2619 | -6.8945e-06 | 254.3132 | 0.016664 |  | 214.2619 | 0.01214 |  | 214.2619 | 0 |  | 214.2619 | 0 |  | 305.8908 | 0.71384 |  | 214.2619 | 0 |  | 214.2619 | 0
| 214.3334 | 5.644e-06 | 254.3872 | 0.010593 |  | 214.3335 | 0.01214 |  | 214.3335 | 0 |  | 214.3335 | 0 |  | 305.9673 | 0.72228 |  | 214.3335 | 0 |  | 214.3335 | 0
| 214.4051 | -3.4617e-06 | 254.4612 | 0.014999 |  | 214.405 | 0.01214 |  | 214.4051 | 0 |  | 214.405 | 0 |  | 306.0439 | 0.72756 |  | 214.4051 | 0 |  | 214.4051 | 0
| 214.4767 | 6.9706e-06 | 254.5352 | 0.022581 |  | 214.4767 | 0.01214 |  | 214.4767 | 0 |  | 214.4767 | 0 |  | 306.1204 | 0.74503 |  | 214.4767 | 0 |  | 214.4767 | 0
| 214.5483 | -3.8668e-06 | 254.6092 | 0.025521 |  | 214.5483 | 0.01214 |  | 214.5483 | 0 |  | 214.5483 | 0 |  | 306.1969 | 0.75176 |  | 214.5483 | 0 |  | 214.5483 | 0
| 214.6199 | 7.662e-06 | 254.6832 | 0.016666 |  | 214.6199 | 0.01214 |  | 214.6199 | 0 |  | 214.6199 | 0 |  | 306.2734 | 0.76268 |  | 214.6199 | 0 |  | 214.6199 | 0
| 214.6915 | -5.899e-06 | 254.7572 | 0.023263 |  | 214.6915 | 0.01214 |  | 214.6915 | 0 |  | 214.6915 | 0 |  | 306.3499 | 0.77187 |  | 214.6915 | 0 |  | 214.6915 | 0
| 214.7631 | 5.8844e-06 | 254.8313 | 0.019792 |  | 214.7631 | 0.01214 |  | 214.7631 | 0 |  | 214.7631 | 0 |  | 306.4265 | 0.78746 |  | 214.7631 | 0 |  | 214.7631 | 0
| 214.8347 | -3.7347e-06 | 254.9053 | 0.027911 |  | 214.8347 | 0.01214 |  | 214.8347 | 0 |  | 214.8347 | 0 |  | 306.503 | 0.79259 |  | 214.8347 | 0 |  | 214.8347 | 0
| 214.9064 | 7.7534e-06 | 254.9793 | 0.022552 |  | 214.9064 | 0.01214 |  | 214.9064 | 0 |  | 214.9064 | 0 |  | 306.5795 | 0.79893 |  | 214.9064 | 0 |  | 214.9064 | 0
| 214.978 | -7.0869e-06 | 255.0533 | 0.028443 |  | 214.978 | 0.01214 |  | 214.978 | 0 |  | 214.978 | 0 |  | 306.6561 | 0.80467 |  | 214.978 | 0 |  | 214.978 | 0
| 215.0496 | 1.3343e-05 | 255.1274 | 0.028971 |  | 215.0496 | 0.01214 |  | 215.0496 | 0 |  | 215.0496 | 0 |  | 306.7326 | 0.81368 |  | 215.0496 | 0 |  | 215.0496 | 0
| 215.1213 | -1.728e-06 | 255.2014 | 0.026079 |  | 215.1213 | 0.01214 |  | 215.1213 | 0 |  | 215.1213 | 0 |  | 306.8091 | 0.81914 |  | 215.1213 | 0 |  | 215.1213 | 0
| 215.1929 | 7.7287e-06 | 255.2755 | 0.028192 |  | 215.1929 | 0.01214 |  | 215.1929 | 0 |  | 215.1929 | 0 |  | 306.8857 | 0.82717 |  | 215.1929 | 0 |  | 215.1929 | 0
| 215.2646 | -2.9686e-06 | 255.3495 | 0.031145 |  | 215.2646 | 0.01214 |  | 215.2646 | 0 |  | 215.2646 | 0 |  | 306.9622 | 0.83506 |  | 215.2646 | 0 |  | 215.2646 | 0
| 215.3362 | 4.7486e-06 | 255.4236 | 0.032092 |  | 215.3362 | 0.01214 |  | 215.3362 | 0 |  | 215.3362 | 0 |  | 307.0388 | 0.84752 |  | 215.3362 | 0 |  | 215.3362 | 0
| 215.4079 | -3.9013e-06 | 255.4976 | 0.026324 |  | 215.4079 | 0.01214 |  | 215.4079 | 0 |  | 215.4079 | 0 |  | 307.1154 | 0.85106 |  | 215.4079 | 0 |  | 215.4079 | 0
| 215.4796 | 9.7745e-06 | 255.5717 | 0.029489 |  | 215.4796 | 0.01214 |  | 215.4796 | 0 |  | 215.4796 | 0 |  | 307.1919 | 0.86321 |  | 215.4796 | 0 |  | 215.4796 | 0
| 215.5512 | -5.7759e-06 | 255.6457 | 0.036536 |  | 215.5512 | 0.01214 |  | 215.5512 | 0 |  | 215.5512 | 0 |  | 307.2685 | 0.86284 |  | 215.5512 | 0 |  | 215.5512 | 0
| 215.6229 | 1.1366e-05 | 255.7198 | 0.039913 |  | 215.6229 | 0.01214 |  | 215.6229 | 0 |  | 215.6229 | 0 |  | 307.3451 | 0.87466 |  | 215.6229 | 0 |  | 215.6229 | 0
| 215.6946 | -5.9014e-06 | 255.7939 | 0.037376 |  | 215.6946 | 0.01214 |  | 215.6946 | 0 |  | 215.6946 | 0 |  | 307.4216 | 0.87754 |  | 215.6946 | 0 |  | 215.6946 | 0
| 215.7663 | 5.2622e-06 | 255.868 | 0.03777 |  | 215.7663 | 0.01214 |  | 215.7663 | 0 |  | 215.7663 | 0 |  | 307.4982 | 0.88238 |  | 215.7663 | 0 |  | 215.7663 | 0
| 215.838 | -2.5545e-06 | 255.942 | 0.03993 |  | 215.838 | 0.01214 |  | 215.838 | 0 |  | 215.838 | 0 |  | 307.5748 | 0.89103 |  | 215.838 | 0 |  | 215.838 | 0
| 215.9097 | 5.8749e-06 | 256.0161 | 0.033746 |  | 215.9097 | 0.01214 |  | 215.9097 | 0 |  | 215.9097 | 0 |  | 307.6514 | 0.90254 |  | 215.9097 | 0 |  | 215.9097 | 0
| 215.9814 | -3.8787e-06 | 256.0902 | 0.046063 |  | 215.9814 | 0.01214 |  | 215.9814 | 0 |  | 215.9814 | 0 |  | 307.728 | 0.90493 |  | 215.9814 | 0 |  | 215.9814 | 0
| 216.0531 | 8.5921e-06 | 256.1643 | 0.046447 |  | 216.0531 | 0.01214 |  | 216.0531 | 0 |  | 216.0531 | 0 |  | 307.8046 | 0.90966 |  | 216.0531 | 0 |  | 216.0531 | 0
| 216.1248 | -5.2802e-06 | 256.2384 | 0.047502 |  | 216.1248 | 0.01214 |  | 216.1248 | 0 |  | 216.1248 | 0 |  | 307.8812 | 0.91398 |  | 216.1248 | 0 |  | 216.1248 | 0
| 216.1965 | 1.1406e-05 | 256.3125 | 0.051312 |  | 216.1965 | 0.01214 |  | 216.1965 | 0 |  | 216.1965 | 0 |  | 307.9577 | 0.92417 |  | 216.1965 | 0 |  | 216.1965 | 0
| 216.2682 | -2.4973e-06 | 256.3866 | 0.061261 |  | 216.2682 | 0.01214 |  | 216.2682 | 0 |  | 216.2682 | 0 |  | 308.0343 | 0.92683 |  | 216.2682 | 0 |  | 216.2682 | 0
| 216.3399 | 9.8924e-06 | 256.4607 | 0.056375 |  | 216.3399 | 0.01214 |  | 216.3399 | 0 |  | 216.3399 | 0 |  | 308.1109 | 0.93571 |  | 216.3399 | 0 |  | 216.3399 | 0
| 216.4117 | -3.1632e-06 | 256.5348 | 0.059734 |  | 216.4117 | 0.01214 |  | 216.4117 | 0 |  | 216.4117 | 0 |  | 308.1876 | 0.934 |  | 216.4117 | 0 |  | 216.4117 | 0
| 216.4834 | 1.0777e-05 | 256.6089 | 0.062373 |  | 216.4834 | 0.01214 |  | 216.4834 | 0 |  | 216.4834 | 0 |  | 308.2642 | 0.9383 |  | 216.4834 | 0 |  | 216.4834 | 0
| 216.5551 | -6.2206e-06 | 256.6831 | 0.068526 |  | 216.5551 | 0.01214 |  | 216.5551 | 0 |  | 216.5551 | 0 |  | 308.3408 | 0.94275 |  | 216.5551 | 0 |  | 216.5551 | 0
| 216.6269 | 1.1205e-05 | 256.7572 | 0.063528 |  | 216.6269 | 0.01214 |  | 216.6269 | 0 |  | 216.6269 | 0 |  | 308.4174 | 0.95246 |  | 216.6269 | 0 |  | 216.6269 | 0
| 216.6986 | -4.6298e-06 | 256.8313 | 0.071012 |  | 216.6986 | 0.01214 |  | 216.6986 | 0 |  | 216.6986 | 0 |  | 308.494 | 0.9443 |  | 216.6986 | 0 |  | 216.6986 | 0
| 216.7704 | 1.8036e-05 | 256.9055 | 0.081442 |  | 216.7704 | 0.01214 |  | 216.7704 | 0.01 |  | 216.7704 | 0 |  | 308.5706 | 0.95413 |  | 216.7704 | 0 |  | 216.7704 | 0
| 216.8421 | -5.7159e-06 | 256.9796 | 0.089289 |  | 216.8421 | 0.01214 |  | 216.8421 | 0 |  | 216.8421 | 0 |  | 308.6472 | 0.95988 |  | 216.8421 | 0 |  | 216.8421 | 0
| 216.9139 | 7.183e-06 | 257.0537 | 0.081928 |  | 216.9139 | 0.01214 |  | 216.9139 | 0 |  | 216.9139 | 0 |  | 308.7239 | 0.97201 |  | 216.9139 | 0 |  | 216.9139 | 0
| 216.9857 | -2.8022e-06 | 257.1279 | 0.088768 |  | 216.9856 | 0.01214 |  | 216.9857 | 0 |  | 216.9856 | 0 |  | 308.8005 | 0.97646 |  | 216.9857 | 0 |  | 216.9857 | 0
| 217.0574 | 8.9196e-06 | 257.202 | 0.082394 |  | 217.0574 | 0.01214 |  | 217.0574 | 0 |  | 217.0574 | 0 |  | 308.8771 | 0.98703 |  | 217.0574 | 0 |  | 217.0574 | 0
| 217.1292 | -4.9277e-06 | 257.2762 | 0.091746 |  | 217.1292 | 0.01214 |  | 217.1292 | 0 |  | 217.1292 | 0 |  | 308.9538 | 0.98588 |  | 217.1292 | 0 |  | 217.1292 | 0
| 217.201 | 1.2056e-05 | 257.3503 | 0.080336 |  | 217.201 | 0.01214 |  | 217.201 | 0 |  | 217.201 | 0 |  | 309.0304 | 0.98206 |  | 217.201 | 0 |  | 217.201 | 0
| 217.2728 | -3.5428e-06 | 257.4245 | 0.10031 |  | 217.2728 | 0.01214 |  | 217.2728 | 0 |  | 217.2728 | 0 |  | 309.1071 | 0.97217 |  | 217.2728 | 0 |  | 217.2728 | 0
| 217.3445 | 8.3378e-06 | 257.4987 | 0.10659 |  | 217.3445 | 0.01214 |  | 217.3445 | 0 |  | 217.3445 | 0 |  | 309.1837 | 0.97247 |  | 217.3445 | 0 |  | 217.3445 | 0
| 217.4163 | -4.8051e-06 | 257.5728 | 0.11313 |  | 217.4163 | 0.01214 |  | 217.4163 | 0 |  | 217.4163 | 0 |  | 309.2604 | 0.97037 |  | 217.4163 | 0 |  | 217.4163 | 0
| 217.4881 | 1.3177e-05 | 257.647 | 0.11121 |  | 217.4881 | 0.01214 |  | 217.4881 | 0 |  | 217.4881 | 0 |  | 309.337 | 0.98526 |  | 217.4881 | 0 |  | 217.4881 | 0
| 217.5599 | -3.9775e-06 | 257.7212 | 0.11928 |  | 217.5599 | 0.01214 |  | 217.5599 | 0 |  | 217.5599 | 0 |  | 309.4137 | 0.99413 |  | 217.5599 | 0 |  | 217.5599 | 0
| 217.6317 | 8.7728e-06 | 257.7954 | 0.12279 |  | 217.6317 | 0.01214 |  | 217.6317 | 0 |  | 217.6317 | 0 |  | 309.4903 | 0.99982 |  | 217.6317 | 0 |  | 217.6317 | 0
| 217.7036 | -4.118e-06 | 257.8696 | 0.13222 |  | 217.7036 | 0.01214 |  | 217.7036 | 0 |  | 217.7036 | 0 |  | 309.567 | 1 |  | 217.7036 | 0 |  | 217.7036 | 0
| 217.7754 | 9.1828e-06 | 257.9438 | 0.13132 |  | 217.7754 | 0.01214 |  | 217.7754 | 0 |  | 217.7754 | 0 |  | 309.6437 | 0.99982 |  | 217.7754 | 0 |  | 217.7754 | 0
| 217.8472 | 1.3335e-06 | 258.0179 | 0.14185 |  | 217.8472 | 0.01214 |  | 217.8472 | 0 |  | 217.8472 | 0 |  | 309.7203 | 0.99454 |  | 217.8472 | 0 |  | 217.8472 | 0
| 217.919 | 1.1342e-05 | 258.0921 | 0.14035 |  | 217.919 | 0.01214 |  | 217.919 | 0 |  | 217.919 | 0 |  | 309.797 | 0.9984 |  | 217.919 | 0 |  | 217.919 | 0
| 217.9908 | -2.8398e-06 | 258.1664 | 0.15103 |  | 217.9908 | 0.01214 |  | 217.9908 | 0 |  | 217.9908 | 0 |  | 309.8737 | 0.99379 |  | 217.9908 | 0 |  | 217.9908 | 0
| 218.0627 | 1.3991e-05 | 258.2405 | 0.15427 |  | 218.0627 | 0.01214 |  | 218.0627 | 0 |  | 218.0627 | 0 |  | 309.9503 | 0.99585 |  | 218.0627 | 0 |  | 218.0627 | 0
| 218.1345 | 1.8753e-06 | 258.3148 | 0.16555 |  | 218.1345 | 0.01214 |  | 218.1345 | 0 |  | 218.1345 | 0 |  | 310.027 | 0.98965 |  | 218.1345 | 0 |  | 218.1345 | 0
| 218.2064 | 1.6567e-05 | 258.389 | 0.16798 |  | 218.2064 | 0.01214 |  | 218.2064 | 0 |  | 218.2064 | 0 |  | 310.1037 | 0.99131 |  | 218.2064 | 0 |  | 218.2064 | 0
| 218.2782 | 1.5498e-06 | 258.4632 | 0.17517 |  | 218.2782 | 0.01214 |  | 218.2782 | 0 |  | 218.2782 | 0 |  | 310.1804 | 0.99867 |  | 218.2782 | 0 |  | 218.2782 | 0
| 218.3501 | 1.0541e-05 | 258.5374 | 0.16914 |  | 218.3501 | 0.01214 |  | 218.3501 | 0 |  | 218.3501 | 0 |  | 310.2571 | 0.98691 |  | 218.3501 | 0 |  | 218.3501 | 0
| 218.4219 | 1.6588e-06 | 258.6116 | 0.18473 |  | 218.4219 | 0.01214 |  | 218.4219 | 0 |  | 218.4219 | 0 |  | 310.3338 | 0.9939 |  | 218.4219 | 0 |  | 218.4219 | 0
| 218.4938 | 9.7042e-06 | 258.6859 | 0.19078 |  | 218.4938 | 0.01214 |  | 218.4938 | 0 |  | 218.4938 | 0 |  | 310.4105 | 0.99247 |  | 218.4938 | 0 |  | 218.4938 | 0
| 218.5656 | -3.0383e-06 | 258.7601 | 0.19935 |  | 218.5656 | 0.01214 |  | 218.5656 | 0 |  | 218.5656 | 0 |  | 310.4872 | 0.99402 |  | 218.5656 | 0 |  | 218.5656 | 0
| 218.6375 | 1.1122e-05 | 258.8344 | 0.20482 |  | 218.6375 | 0.01214 |  | 218.6375 | 0 |  | 218.6375 | 0 |  | 310.5639 | 0.98916 |  | 218.6375 | 0 |  | 218.6375 | 0
| 218.7094 | -2.3318e-06 | 258.9086 | 0.21269 |  | 218.7094 | 0.01214 |  | 218.7094 | 0 |  | 218.7094 | 0 |  | 310.6406 | 0.98454 |  | 218.7094 | 0 |  | 218.7094 | 0
| 218.7813 | 8.0563e-06 | 258.9828 | 0.2252 |  | 218.7813 | 0.01214 |  | 218.7813 | 0 |  | 218.7813 | 0 |  | 310.7173 | 0.98424 |  | 218.7813 | 0 |  | 218.7813 | 0
| 218.8531 | -4.6196e-06 | 259.0571 | 0.24263 |  | 218.8532 | 0.01214 |  | 218.8531 | 0 |  | 218.8532 | 0 |  | 310.794 | 0.98199 |  | 218.8532 | 0 |  | 218.8531 | 0
| 218.925 | 8.1552e-06 | 259.1313 | 0.23578 |  | 218.925 | 0.01214 |  | 218.925 | 0 |  | 218.925 | 0 |  | 310.8708 | 0.97351 |  | 218.925 | 0 |  | 218.925 | 0
| 218.9969 | -2.201e-07 | 259.2056 | 0.24026 |  | 218.9969 | 0.01214 |  | 218.9969 | 0 |  | 218.9969 | 0 |  | 310.9475 | 0.97278 |  | 218.9969 | 0 |  | 218.9969 | 0
| 219.0688 | 8.4369e-06 | 259.2798 | 0.2484 |  | 219.0688 | 0.01214 |  | 219.0688 | 0 |  | 219.0688 | 0 |  | 311.0242 | 0.97345 |  | 219.0688 | 0 |  | 219.0688 | 0
| 219.1407 | -3.1194e-06 | 259.3541 | 0.25282 |  | 219.1407 | 0.01214 |  | 219.1407 | 0 |  | 219.1407 | 0 |  | 311.101 | 0.96855 |  | 219.1407 | 0 |  | 219.1407 | 0
| 219.2126 | 9.2667e-06 | 259.4284 | 0.25653 |  | 219.2126 | 0.01214 |  | 219.2126 | 0 |  | 219.2126 | 0 |  | 311.1777 | 0.95984 |  | 219.2127 | 0 |  | 219.2126 | 0
| 219.2846 | -1.7383e-06 | 259.5027 | 0.26266 |  | 219.2846 | 0.01214 |  | 219.2846 | 0 |  | 219.2846 | 0 |  | 311.2544 | 0.96484 |  | 219.2846 | 0 |  | 219.2846 | 0
| 219.3565 | 1.0202e-05 | 259.5769 | 0.2757 |  | 219.3565 | 0.01214 |  | 219.3565 | 0 |  | 219.3565 | 0 |  | 311.3311 | 0.95726 |  | 219.3565 | 0 |  | 219.3565 | 0
| 219.4284 | -8.7817e-07 | 259.6512 | 0.28535 |  | 219.4284 | 0.01214 |  | 219.4284 | 0 |  | 219.4284 | 0 |  | 311.4079 | 0.95294 |  | 219.4284 | 0 |  | 219.4284 | 0
| 219.5003 | 1.3225e-05 | 259.7255 | 0.2832 |  | 219.5003 | 0.01214 |  | 219.5003 | 0 |  | 219.5003 | 0 |  | 311.4846 | 0.945 |  | 219.5003 | 0 |  | 219.5003 | 0
| 219.5723 | 2.6434e-06 | 259.7998 | 0.2952 |  | 219.5723 | 0.01214 |  | 219.5723 | -0.01 |  | 219.5723 | 0 |  | 311.5614 | 0.94569 |  | 219.5723 | 0 |  | 219.5723 | 0
| 219.6442 | 1.176e-05 | 259.8741 | 0.30629 |  | 219.6442 | 0.01214 |  | 219.6442 | 0 |  | 219.6442 | 0 |  | 311.6381 | 0.93804 |  | 219.6442 | 0 |  | 219.6442 | 0
| 219.7161 | 1.2704e-06 | 259.9484 | 0.31391 |  | 219.7161 | 0.01214 |  | 219.7161 | 0 |  | 219.7161 | 0 |  | 311.7149 | 0.93364 |  | 219.7161 | 0 |  | 219.7161 | 0
| 219.7881 | 0.01074 | 260.0227 | 0.31109 |  | 219.7881 | 0.01214 |  | 219.7881 | 0 |  | 219.7881 | 0 |  | 311.7916 | 0.92816 |  | 219.7881 | 0 |  | 219.7881 | 0
| 219.86 | 0.00084383 | 260.097 | 0.3079 |  | 219.86 | 0.01214 |  | 219.86 | 0 |  | 219.86 | 0 |  | 311.8684 | 0.92255 |  | 219.86 | 0 |  | 219.86 | 0
| 219.932 | 0.02007 | 260.1713 | 0.31317 |  | 219.932 | 0.01214 |  | 219.932 | 0 |  | 219.932 | 0 |  | 311.9452 | 0.91879 |  | 219.932 | 0 |  | 219.932 | 0
| 220.0039 | 0.0018 | 260.2456 | 0.32644 |  | 220.0039 | 0.01214 |  | 220.0039 | 0 |  | 220.0039 | 0 |  | 312.0219 | 0.92178 |  | 220.0039 | 0 |  | 220.0039 | 0
| 220.0759 | 0.01334 | 260.3199 | 0.34162 |  | 220.0759 | 0.01214 |  | 220.0759 | 0 |  | 220.0759 | 0 |  | 312.0987 | 0.91108 |  | 220.0759 | 0 |  | 220.0759 | 0
| 220.1479 | 0.00636 | 260.3943 | 0.35478 |  | 220.1479 | 0.01214 |  | 220.1479 | 0 |  | 220.1479 | 0 |  | 312.1755 | 0.90675 |  | 220.1479 | 0 |  | 220.1479 | 0
| 220.2199 | 0.01534 | 260.4686 | 0.35498 |  | 220.2199 | 0.01214 |  | 220.2198 | 0 |  | 220.2199 | 0 |  | 312.2522 | 0.90269 |  | 220.2198 | 0 |  | 220.2198 | 0
| 220.2918 | 0.00088834 | 260.5429 | 0.37687 |  | 220.2918 | 0.01214 |  | 220.2918 | 0 |  | 220.2918 | 0 |  | 312.329 | 0.9015 |  | 220.2918 | 0 |  | 220.2918 | 0
| 220.3638 | 0.01438 | 260.6172 | 0.36153 |  | 220.3638 | 0.01214 |  | 220.3638 | 0 |  | 220.3638 | 0 |  | 312.4058 | 0.89411 |  | 220.3638 | 0 |  | 220.3638 | 0
| 220.4358 | -0.0007927 | 260.6916 | 0.36357 |  | 220.4358 | 0.01214 |  | 220.4358 | 0 |  | 220.4358 | 0 |  | 312.4826 | 0.88293 |  | 220.4358 | 0 |  | 220.4358 | 0
| 220.5078 | 0.01261 | 260.7659 | 0.37114 |  | 220.5078 | 0.01214 |  | 220.5078 | 0 |  | 220.5078 | 0 |  | 312.5594 | 0.88075 |  | 220.5078 | 0 |  | 220.5078 | 0
| 220.5798 | 0.00195 | 260.8403 | 0.37593 |  | 220.5798 | 0.01214 |  | 220.5798 | 0 |  | 220.5798 | 0 |  | 312.6362 | 0.88279 |  | 220.5798 | 0 |  | 220.5798 | 0
| 220.6518 | 0.01179 | 260.9146 | 0.37458 |  | 220.6518 | 0.01214 |  | 220.6518 | 0 |  | 220.6518 | 0 |  | 312.713 | 0.87224 |  | 220.6518 | 0 |  | 220.6518 | 0
| 220.7238 | 0.00287 | 260.989 | 0.3789 |  | 220.7238 | 0.01214 |  | 220.7238 | 0 |  | 220.7238 | 0 |  | 312.7898 | 0.86967 |  | 220.7238 | 0 |  | 220.7238 | 0
| 220.7958 | 0.0147 | 261.0633 | 0.38997 |  | 220.7958 | 0.01214 |  | 220.7958 | 0 |  | 220.7958 | 0 |  | 312.8665 | 0.85583 |  | 220.7958 | 0 |  | 220.7958 | 0
| 220.8678 | 0.00643 | 261.1377 | 0.40676 |  | 220.8678 | 0.01214 |  | 220.8678 | 0 |  | 220.8678 | 0 |  | 312.9434 | 0.86318 |  | 220.8678 | 0 |  | 220.8678 | 0
| 220.9398 | 0.01891 | 261.212 | 0.41169 |  | 220.9398 | 0.01214 |  | 220.9398 | 0 |  | 220.9398 | 0 |  | 313.0202 | 0.85255 |  | 220.9398 | 0 |  | 220.9398 | 0
| 221.0118 | 0.00501 | 261.2864 | 0.41417 |  | 221.0118 | 0.01214 |  | 221.0118 | 0 |  | 221.0118 | 0 |  | 313.097 | 0.8389 |  | 221.0118 | 0 |  | 221.0118 | 0
| 221.0839 | 0.01492 | 261.3608 | 0.41398 |  | 221.0839 | 0.01214 |  | 221.0839 | 0 |  | 221.0839 | 0 |  | 313.1738 | 0.8365 |  | 221.0839 | 0 |  | 221.0839 | 0
| 221.1559 | 0.00582 | 261.4352 | 0.42965 |  | 221.1559 | 0.01214 |  | 221.1559 | 0 |  | 221.1559 | 0 |  | 313.2506 | 0.83482 |  | 221.1559 | 0 |  | 221.1559 | 0
| 221.2279 | 0.01893 | 261.5096 | 0.4204 |  | 221.2279 | 0.01214 |  | 221.2279 | 0 |  | 221.2279 | 0 |  | 313.3274 | 0.82597 |  | 221.2279 | 0 |  | 221.2279 | 0
| 221.3 | 0.00964 | 261.5839 | 0.42694 |  | 221.3 | 0.01214 |  | 221.3 | 0 |  | 221.3 | 0 |  | 313.4043 | 0.81886 |  | 221.3 | 0 |  | 221.3 | 0
| 221.372 | 0.01967 | 261.6583 | 0.43111 |  | 221.372 | 0.01214 |  | 221.372 | 0 |  | 221.372 | 0 |  | 313.4811 | 0.8124 |  | 221.372 | 0 |  | 221.372 | 0
| 221.4441 | 0.00987 | 261.7327 | 0.45198 |  | 221.4441 | 0.01214 |  | 221.4441 | 0 |  | 221.4441 | 0 |  | 313.5579 | 0.81598 |  | 221.4441 | 0 |  | 221.4441 | 0
| 221.5161 | 0.01576 | 261.8071 | 0.45339 |  | 221.5161 | 0.01214 |  | 221.5161 | 0 |  | 221.5161 | 0 |  | 313.6347 | 0.80474 |  | 221.5161 | 0 |  | 221.5161 | 0
| 221.5882 | 0.00808 | 261.8815 | 0.46159 |  | 221.5882 | 0.01214 |  | 221.5882 | 0 |  | 221.5882 | 0 |  | 313.7116 | 0.79983 |  | 221.5882 | 0 |  | 221.5882 | 0
| 221.6602 | 0.01878 | 261.9559 | 0.46564 |  | 221.6602 | 0.01214 |  | 221.6602 | 0 |  | 221.6602 | 0 |  | 313.7884 | 0.78831 |  | 221.6603 | 0 |  | 221.6602 | 0
| 221.7323 | 0.00635 | 262.0303 | 0.47082 |  | 221.7323 | 0.01214 |  | 221.7323 | 0 |  | 221.7323 | 0 |  | 313.8653 | 0.79557 |  | 221.7323 | 0 |  | 221.7323 | 0
| 221.8044 | 0.02235 | 262.1047 | 0.46957 |  | 221.8044 | 0.01214 |  | 221.8044 | 0 |  | 221.8044 | 0 |  | 313.9421 | 0.78362 |  | 221.8044 | 0 |  | 221.8044 | 0
| 221.8765 | 0.00822 | 262.1791 | 0.47811 |  | 221.8765 | 0.01214 |  | 221.8765 | 0 |  | 221.8765 | 0 |  | 314.019 | 0.78235 |  | 221.8765 | 0 |  | 221.8765 | 0
| 221.9486 | 0.02565 | 262.2536 | 0.48335 |  | 221.9486 | 0.01214 |  | 221.9486 | 0 |  | 221.9486 | 0 |  | 314.0958 | 0.76943 |  | 221.9486 | 0 |  | 221.9486 | 0
| 222.0206 | 0.01003 | 262.328 | 0.48691 |  | 222.0206 | 0.01214 |  | 222.0206 | 0 |  | 222.0206 | 0 |  | 314.1727 | 0.76871 |  | 222.0206 | 0 |  | 222.0206 | 0
| 222.0927 | 0.02351 | 262.4024 | 0.4933 |  | 222.0927 | 0.01214 |  | 222.0927 | 0 |  | 222.0927 | 0 |  | 314.2495 | 0.75055 |  | 222.0927 | 0 |  | 222.0927 | 0
| 222.1648 | 0.01295 | 262.4769 | 0.50584 |  | 222.1648 | 0.01214 |  | 222.1648 | 0 |  | 222.1648 | 0 |  | 314.3264 | 0.74595 |  | 222.1648 | 0 |  | 222.1648 | 0
| 222.2369 | 0.02738 | 262.5513 | 0.51818 |  | 222.2369 | 0.01214 |  | 222.2369 | 0 |  | 222.2369 | 0 |  | 314.4033 | 0.74449 |  | 222.2369 | 0 |  | 222.2369 | 0
| 222.309 | 0.01515 | 262.6257 | 0.5129 |  | 222.309 | 0.01214 |  | 222.309 | 0 |  | 222.309 | 0 |  | 314.4801 | 0.74386 |  | 222.309 | 0 |  | 222.309 | 0
| 222.3811 | 0.02607 | 262.7002 | 0.51068 |  | 222.3811 | 0.01214 |  | 222.3811 | 0 |  | 222.3811 | 0 |  | 314.557 | 0.74623 |  | 222.3811 | 0 |  | 222.3811 | 0
| 222.4533 | 0.01543 | 262.7746 | 0.53346 |  | 222.4533 | 0.01214 |  | 222.4533 | 0 |  | 222.4533 | 0 |  | 314.6339 | 0.74587 |  | 222.4533 | 0 |  | 222.4533 | 0
| 222.5254 | 0.02962 | 262.8491 | 0.54573 |  | 222.5254 | 0.01214 |  | 222.5254 | 0 |  | 222.5254 | 0 |  | 314.7107 | 0.73104 |  | 222.5254 | 0 |  | 222.5254 | 0
| 222.5975 | 0.02143 | 262.9235 | 0.54132 |  | 222.5975 | 0.01214 |  | 222.5975 | 0 |  | 222.5975 | 0 |  | 314.7876 | 0.72931 |  | 222.5975 | 0 |  | 222.5975 | 0
| 222.6696 | 0.03304 | 262.998 | 0.54008 |  | 222.6696 | 0.01214 |  | 222.6696 | 0 |  | 222.6696 | 0 |  | 314.8645 | 0.71032 |  | 222.6696 | 0 |  | 222.6696 | 0
| 222.7418 | 0.01896 | 263.0724 | 0.54594 |  | 222.7418 | 0.01214 |  | 222.7418 | 0 |  | 222.7418 | 0 |  | 314.9414 | 0.70323 |  | 222.7418 | 0 |  | 222.7418 | 0
| 222.8139 | 0.0366 | 263.1469 | 0.55781 |  | 222.8139 | 0.01214 |  | 222.8139 | 0 |  | 222.8139 | 0 |  | 315.0183 | 0.69766 |  | 222.8139 | 0 |  | 222.8139 | 0
| 222.886 | 0.02579 | 263.2214 | 0.57419 |  | 222.886 | 0.01214 |  | 222.886 | 0 |  | 222.886 | 0 |  | 315.0952 | 0.69834 |  | 222.886 | 0 |  | 222.886 | 0
| 222.9582 | 0.04153 | 263.2959 | 0.56782 |  | 222.9582 | 0.01214 |  | 222.9582 | 0 |  | 222.9582 | 0 |  | 315.1721 | 0.69813 |  | 222.9582 | 0 |  | 222.9582 | 0
| 223.0303 | 0.03402 | 263.3703 | 0.57945 |  | 223.0303 | 0.01214 |  | 223.0303 | 0 |  | 223.0303 | 0 |  | 315.249 | 0.69138 |  | 223.0303 | 0 |  | 223.0303 | 0
| 223.1025 | 0.04792 | 263.4448 | 0.58016 |  | 223.1025 | 0.01214 |  | 223.1025 | 0 |  | 223.1025 | 0 |  | 315.3259 | 0.68463 |  | 223.1025 | 0 |  | 223.1025 | 0
| 223.1747 | 0.03525 | 263.5193 | 0.59395 |  | 223.1747 | 0.01214 |  | 223.1747 | 0 |  | 223.1747 | 0 |  | 315.4028 | 0.6827 |  | 223.1747 | 0 |  | 223.1747 | 0
| 223.2468 | 0.04554 | 263.5938 | 0.59285 |  | 223.2468 | 0.01214 |  | 223.2468 | 0 |  | 223.2468 | 0 |  | 315.4797 | 0.67445 |  | 223.2468 | 0 |  | 223.2468 | 0
| 223.319 | 0.03803 | 263.6683 | 0.60606 |  | 223.319 | 0.01214 |  | 223.319 | 0 |  | 223.319 | 0 |  | 315.5566 | 0.67332 |  | 223.319 | 0 |  | 223.319 | 0
| 223.3912 | 0.05054 | 263.7428 | 0.61634 |  | 223.3912 | 0.01214 |  | 223.3912 | 0 |  | 223.3912 | 0 |  | 315.6335 | 0.65955 |  | 223.3912 | 0 |  | 223.3912 | 0
| 223.4633 | 0.041 | 263.8173 | 0.61392 |  | 223.4633 | 0.01214 |  | 223.4633 | 0 |  | 223.4633 | 0 |  | 315.7104 | 0.6597 |  | 223.4633 | 0 |  | 223.4633 | 0
| 223.5355 | 0.05899 | 263.8918 | 0.63171 |  | 223.5355 | 0.01214 |  | 223.5355 | 0 |  | 223.5355 | 0 |  | 315.7874 | 0.6554 |  | 223.5355 | 0 |  | 223.5355 | 0
| 223.6077 | 0.04564 | 263.9663 | 0.63504 |  | 223.6077 | 0.01214 |  | 223.6077 | 0 |  | 223.6077 | 0 |  | 315.8643 | 0.64806 |  | 223.6077 | 0 |  | 223.6077 | 0
| 223.6799 | 0.0611 | 264.0408 | 0.64355 |  | 223.6799 | 0.01214 |  | 223.6799 | 0 |  | 223.6799 | 0 |  | 315.9412 | 0.64018 |  | 223.6799 | 0 |  | 223.6799 | 0
| 223.7521 | 0.05484 | 264.1154 | 0.64455 |  | 223.7521 | 0.01214 |  | 223.7521 | 0 |  | 223.7521 | 0 |  | 316.0181 | 0.63986 |  | 223.7521 | 0 |  | 223.7521 | 0
| 223.8243 | 0.06474 | 264.1899 | 0.65099 |  | 223.8243 | 0.01214 |  | 223.8243 | 0 |  | 223.8243 | 0 |  | 316.0951 | 0.63411 |  | 223.8243 | 0 |  | 223.8243 | 0
| 223.8965 | 0.05648 | 264.2644 | 0.65881 |  | 223.8965 | 0.01214 |  | 223.8965 | 0 |  | 223.8965 | 0 |  | 316.172 | 0.62613 |  | 223.8965 | 0 |  | 223.8965 | 0
| 223.9687 | 0.07323 | 264.3389 | 0.67185 |  | 223.9687 | 0.01214 |  | 223.9687 | 0 |  | 223.9687 | 0 |  | 316.2489 | 0.6223 |  | 223.9687 | 0 |  | 223.9687 | 0
| 224.0409 | 0.06818 | 264.4135 | 0.68637 |  | 224.0409 | 0.01214 |  | 224.0409 | 0 |  | 224.0409 | 0 |  | 316.3259 | 0.61964 |  | 224.0409 | 0 |  | 224.0409 | 0
| 224.1131 | 0.08252 | 264.488 | 0.69132 |  | 224.1131 | 0.01214 |  | 224.1131 | 0 |  | 224.1131 | 0 |  | 316.4028 | 0.6139 |  | 224.1131 | 0 |  | 224.1131 | 0
| 224.1854 | 0.08106 | 264.5625 | 0.7037 |  | 224.1854 | 0.01214 |  | 224.1854 | 0 |  | 224.1854 | 0 |  | 316.4798 | 0.60818 |  | 224.1854 | 0 |  | 224.1854 | 0
| 224.2576 | 0.09492 | 264.6371 | 0.7185 |  | 224.2576 | 0.01214 |  | 224.2576 | 0 |  | 224.2576 | 0 |  | 316.5567 | 0.60168 |  | 224.2576 | 0 |  | 224.2576 | 0
| 224.3298 | 0.08355 | 264.7116 | 0.72503 |  | 224.3298 | 0.01214 |  | 224.3298 | 0 |  | 224.3298 | 0 |  | 316.6337 | 0.60102 |  | 224.3298 | 0 |  | 224.3298 | 0
| 224.4021 | 0.09943 | 264.7862 | 0.70845 |  | 224.4021 | 0.01214 |  | 224.4021 | 0 |  | 224.4021 | 0 |  | 316.7106 | 0.59516 |  | 224.4021 | 0 |  | 224.4021 | 0
| 224.4743 | 0.09474 | 264.8607 | 0.71551 |  | 224.4743 | 0.01214 |  | 224.4743 | 0 |  | 224.4743 | 0 |  | 316.7876 | 0.58984 |  | 224.4743 | 0 |  | 224.4743 | 0
| 224.5465 | 0.10558 | 264.9353 | 0.72204 |  | 224.5465 | 0.01214 |  | 224.5465 | 0 |  | 224.5465 | 0 |  | 316.8646 | 0.58472 |  | 224.5465 | 0 |  | 224.5465 | 0
| 224.6188 | 0.106 | 265.0099 | 0.72077 |  | 224.6188 | 0.01214 |  | 224.6188 | 0 |  | 224.6188 | 0 |  | 316.9415 | 0.58532 |  | 224.6188 | 0 |  | 224.6188 | 0
| 224.6911 | 0.11986 | 265.0844 | 0.71971 |  | 224.691 | 0.01214 |  | 224.6911 | 0 |  | 224.691 | 0 |  | 317.0185 | 0.57602 |  | 224.691 | 0 |  | 224.6911 | 0
| 224.7633 | 0.11746 | 265.159 | 0.74025 |  | 224.7633 | 0.01214 |  | 224.7633 | 0 |  | 224.7633 | 0 |  | 317.0955 | 0.57234 |  | 224.7633 | 0 |  | 224.7633 | 0
| 224.8356 | 0.12715 | 265.2336 | 0.76667 |  | 224.8356 | 0.01214 |  | 224.8356 | 0 |  | 224.8356 | 0 |  | 317.1725 | 0.56406 |  | 224.8356 | 0 |  | 224.8356 | 0
| 224.9078 | 0.12103 | 265.3082 | 0.79109 |  | 224.9078 | 0.01214 |  | 224.9078 | 0 |  | 224.9078 | 0 |  | 317.2495 | 0.56418 |  | 224.9078 | 0 |  | 224.9078 | 0
| 224.9801 | 0.13698 | 265.3828 | 0.80807 |  | 224.9801 | 0.01214 |  | 224.9801 | 0 |  | 224.9801 | 0 |  | 317.3264 | 0.55287 |  | 224.9801 | 0 |  | 224.9801 | 0
| 225.0524 | 0.13533 | 265.4573 | 0.81975 |  | 225.0524 | 0.01214 |  | 225.0524 | 0 |  | 225.0524 | 0 |  | 317.4034 | 0.55236 |  | 225.0524 | 0 |  | 225.0524 | 0
| 225.1247 | 0.14882 | 265.5319 | 0.82442 |  | 225.1247 | 0.01214 |  | 225.1247 | 0 |  | 225.1247 | 0 |  | 317.4804 | 0.54311 |  | 225.1247 | 0 |  | 225.1247 | 0
| 225.197 | 0.14361 | 265.6065 | 0.80917 |  | 225.197 | 0.01214 |  | 225.197 | 0 |  | 225.197 | 0 |  | 317.5574 | 0.54388 |  | 225.197 | 0 |  | 225.197 | 0
| 225.2693 | 0.16091 | 265.6811 | 0.79151 |  | 225.2692 | 0.01214 |  | 225.2693 | 0 |  | 225.2692 | 0 |  | 317.6344 | 0.54529 |  | 225.2692 | 0 |  | 225.2693 | 0
| 225.3416 | 0.15916 | 265.7557 | 0.78955 |  | 225.3416 | 0.01214 |  | 225.3416 | 0 |  | 225.3416 | 0 |  | 317.7114 | 0.53815 |  | 225.3415 | 0 |  | 225.3416 | 0
| 225.4138 | 0.17098 | 265.8304 | 0.79649 |  | 225.4138 | 0.01214 |  | 225.4138 | 0 |  | 225.4138 | 0 |  | 317.7884 | 0.53377 |  | 225.4138 | 0 |  | 225.4138 | 0
| 225.4862 | 0.16829 | 265.905 | 0.81465 |  | 225.4862 | 0.01214 |  | 225.4861 | 0 |  | 225.4862 | 0 |  | 317.8654 | 0.53496 |  | 225.4861 | 0 |  | 225.4861 | 0
| 225.5585 | 0.18134 | 265.9796 | 0.81467 |  | 225.5585 | 0.01214 |  | 225.5585 | 0 |  | 225.5585 | 0 |  | 317.9424 | 0.5305 |  | 225.5585 | 0 |  | 225.5585 | 0
| 225.6308 | 0.1842 | 266.0542 | 0.83762 |  | 225.6308 | 0.01214 |  | 225.6308 | 0 |  | 225.6308 | 0 |  | 318.0194 | 0.52941 |  | 225.6308 | 0 |  | 225.6308 | 0
| 225.7031 | 0.1975 | 266.1288 | 0.8493 |  | 225.7031 | 0.01214 |  | 225.7031 | 0 |  | 225.7031 | 0 |  | 318.0964 | 0.51947 |  | 225.7031 | 0 |  | 225.7031 | 0
| 225.7754 | 0.193 | 266.2034 | 0.86868 |  | 225.7754 | 0.01214 |  | 225.7754 | 0 |  | 225.7754 | 0 |  | 318.1735 | 0.51736 |  | 225.7754 | 0 |  | 225.7754 | 0
| 225.8477 | 0.20456 | 266.2781 | 0.87417 |  | 225.8477 | 0.01214 |  | 225.8477 | 0 |  | 225.8477 | 0 |  | 318.2505 | 0.51135 |  | 225.8477 | 0 |  | 225.8477 | 0
| 225.9201 | 0.20444 | 266.3527 | 0.88071 |  | 225.9201 | 0.01214 |  | 225.9201 | 0 |  | 225.9201 | 0 |  | 318.3275 | 0.50994 |  | 225.9201 | 0 |  | 225.9201 | 0
| 225.9924 | 0.21753 | 266.4273 | 0.91677 |  | 225.9924 | 0.01214 |  | 225.9924 | 0 |  | 225.9924 | 0 |  | 318.4045 | 0.5058 |  | 225.9924 | 0 |  | 225.9924 | 0
| 226.0647 | 0.21834 | 266.502 | 0.93582 |  | 226.0648 | 0.01214 |  | 226.0647 | 0 |  | 226.0648 | 0 |  | 318.4816 | 0.4965 |  | 226.0647 | 0 |  | 226.0647 | 0
| 226.1371 | 0.23312 | 266.5766 | 0.93406 |  | 226.1371 | 0.01214 |  | 226.1371 | 0 |  | 226.1371 | 0 |  | 318.5586 | 0.49358 |  | 226.1371 | 0 |  | 226.1371 | 0
| 226.2094 | 0.23271 | 266.6513 | 0.93584 |  | 226.2094 | 0.01214 |  | 226.2094 | 0 |  | 226.2094 | 0 |  | 318.6356 | 0.49021 |  | 226.2094 | 0 |  | 226.2094 | 0
| 226.2818 | 0.25248 | 266.726 | 0.94608 |  | 226.2818 | 0.01214 |  | 226.2818 | 0 |  | 226.2818 | 0 |  | 318.7127 | 0.48407 |  | 226.2818 | 0 |  | 226.2818 | 0
| 226.3542 | 0.25216 | 266.8006 | 0.9385 |  | 226.3542 | 0.01214 |  | 226.3542 | 0 |  | 226.3542 | 0 |  | 318.7897 | 0.48418 |  | 226.3542 | 0 |  | 226.3542 | 0
| 226.4265 | 0.26336 | 266.8752 | 0.91983 |  | 226.4265 | 0.01214 |  | 226.4265 | 0 |  | 226.4265 | 0 |  | 318.8668 | 0.48014 |  | 226.4265 | 0 |  | 226.4265 | 0
| 226.4989 | 0.26094 | 266.9499 | 0.93113 |  | 226.4989 | 0.01214 |  | 226.4989 | 0 |  | 226.4989 | 0 |  | 318.9438 | 0.47763 |  | 226.4989 | 0 |  | 226.4989 | 0
| 226.5713 | 0.28086 | 267.0246 | 0.93778 |  | 226.5713 | 0.01214 |  | 226.5713 | 0 |  | 226.5713 | 0 |  | 319.0208 | 0.4687 |  | 226.5713 | 0 |  | 226.5713 | 0
| 226.6436 | 0.27818 | 267.0993 | 0.96132 |  | 226.6436 | 0.01214 |  | 226.6436 | 0 |  | 226.6436 | 0 |  | 319.0979 | 0.46762 |  | 226.6436 | 0 |  | 226.6436 | 0
| 226.716 | 0.2926 | 267.174 | 0.98305 |  | 226.716 | 0.01214 |  | 226.716 | 0 |  | 226.716 | 0 |  | 319.175 | 0.46076 |  | 226.716 | 0 |  | 226.716 | 0
| 226.7884 | 0.29469 | 267.2486 | 0.98775 |  | 226.7884 | 0.01214 |  | 226.7884 | 0 |  | 226.7884 | 0 |  | 319.252 | 0.46317 |  | 226.7884 | 0 |  | 226.7884 | 0
| 226.8608 | 0.31279 | 267.3233 | 0.98425 |  | 226.8608 | 0.01214 |  | 226.8608 | 0 |  | 226.8608 | 0 |  | 319.3291 | 0.45836 |  | 226.8608 | 0 |  | 226.8608 | 0
| 226.9332 | 0.31115 | 267.398 | 1 |  | 226.9332 | 0.01214 |  | 226.9332 | 0 |  | 226.9332 | 0 |  | 319.4062 | 0.44753 |  | 226.9332 | 0 |  | 226.9332 | 0
| 227.0056 | 0.32655 | 267.4727 | 0.98908 |  | 227.0056 | 0.01214 |  | 227.0056 | 0 |  | 227.0056 | 0 |  | 319.4832 | 0.44389 |  | 227.0056 | 0 |  | 227.0056 | 0
| 227.078 | 0.32168 | 267.5474 | 0.98957 |  | 227.078 | 0.01214 |  | 227.078 | 0 |  | 227.078 | 0 |  | 319.5603 | 0.44771 |  | 227.078 | 0 |  | 227.078 | 0
| 227.1504 | 0.34087 | 267.6221 | 0.98251 |  | 227.1504 | 0.01214 |  | 227.1504 | 0 |  | 227.1504 | 0 |  | 319.6374 | 0.43822 |  | 227.1504 | 0 |  | 227.1504 | 0
| 227.2228 | 0.34528 | 267.6968 | 0.98717 |  | 227.2228 | 0.01214 |  | 227.2228 | 0 |  | 227.2228 | 0 |  | 319.7144 | 0.43824 |  | 227.2228 | 0 |  | 227.2228 | 0
| 227.2952 | 0.3599 | 267.7715 | 0.9736 |  | 227.2952 | 0.01214 |  | 227.2952 | 0 |  | 227.2952 | 0 |  | 319.7915 | 0.43553 |  | 227.2952 | 0 |  | 227.2952 | 0
| 227.3676 | 0.36693 | 267.8462 | 0.98465 |  | 227.3676 | 0.01214 |  | 227.3676 | 0 |  | 227.3676 | 0 |  | 319.8686 | 0.43209 |  | 227.3676 | 0 |  | 227.3676 | 0
| 227.4401 | 0.38163 | 267.9209 | 0.97765 |  | 227.4401 | 0.01214 |  | 227.4401 | 0 |  | 227.4401 | 0 |  | 319.9457 | 0.42864 |  | 227.4401 | 0 |  | 227.4401 | 0
| 227.5125 | 0.38662 | 267.9957 | 0.98147 |  | 227.5125 | 0.01214 |  | 227.5125 | 0 |  | 227.5125 | 0 |  | 320.0228 | 0.42249 |  | 227.5125 | 0 |  | 227.5125 | 0
| 227.5849 | 0.3932 | 268.0704 | 0.97106 |  | 227.5849 | 0.01214 |  | 227.5849 | 0 |  | 227.5849 | 0 |  | 320.0999 | 0.41614 |  | 227.5849 | 0 |  | 227.5849 | 0
| 227.6574 | 0.40071 | 268.1451 | 0.96691 |  | 227.6574 | 0.01214 |  | 227.6574 | 0 |  | 227.6574 | 0 |  | 320.177 | 0.41713 |  | 227.6574 | 0 |  | 227.6574 | 0
| 227.7298 | 0.41622 | 268.2198 | 0.96576 |  | 227.7298 | 0.01214 |  | 227.7298 | 0 |  | 227.7298 | 0 |  | 320.2541 | 0.41089 |  | 227.7298 | 0 |  | 227.7298 | 0
| 227.8023 | 0.41969 | 268.2946 | 0.95792 |  | 227.8023 | 0.01214 |  | 227.8023 | 0 |  | 227.8023 | 0 |  | 320.3312 | 0.411 |  | 227.8023 | 0 |  | 227.8023 | 0
| 227.8747 | 0.43205 | 268.3693 | 0.95898 |  | 227.8747 | 0.01214 |  | 227.8747 | 0 |  | 227.8747 | 0 |  | 320.4083 | 0.40447 |  | 227.8747 | 0 |  | 227.8747 | 0
| 227.9472 | 0.43859 | 268.4441 | 0.95782 |  | 227.9472 | 0.01214 |  | 227.9472 | 0 |  | 227.9472 | 0 |  | 320.4854 | 0.4025 |  | 227.9472 | 0 |  | 227.9472 | 0
| 228.0196 | 0.45448 | 268.5188 | 0.94574 |  | 228.0196 | 0.01214 |  | 228.0196 | 0 |  | 228.0196 | 0 |  | 320.5625 | 0.3985 |  | 228.0196 | 0 |  | 228.0196 | 0
| 228.0921 | 0.45209 | 268.5936 | 0.93846 |  | 228.0921 | 0.01214 |  | 228.0921 | 0 |  | 228.0921 | 0 |  | 320.6396 | 0.39707 |  | 228.0921 | 0 |  | 228.0921 | 0
| 228.1646 | 0.46365 | 268.6683 | 0.92962 |  | 228.1646 | 0.01214 |  | 228.1646 | 0 |  | 228.1646 | 0 |  | 320.7168 | 0.38941 |  | 228.1646 | 0 |  | 228.1646 | 0
| 228.2371 | 0.46858 | 268.7431 | 0.92973 |  | 228.2371 | 0.01214 |  | 228.237 | 0 |  | 228.2371 | 0 |  | 320.7939 | 0.38961 |  | 228.237 | 0 |  | 228.237 | 0
| 228.3095 | 0.48515 | 268.8178 | 0.91118 |  | 228.3095 | 0.01214 |  | 228.3095 | 0 |  | 228.3095 | 0 |  | 320.871 | 0.38508 |  | 228.3095 | 0 |  | 228.3095 | 0
| 228.382 | 0.49087 | 268.8926 | 0.89311 |  | 228.382 | 0.01214 |  | 228.382 | 0 |  | 228.382 | 0 |  | 320.9482 | 0.38341 |  | 228.382 | 0 |  | 228.382 | 0
| 228.4545 | 0.5042 | 268.9674 | 0.89909 |  | 228.4545 | 0.01214 |  | 228.4545 | 0 |  | 228.4545 | 0 |  | 321.0253 | 0.37579 |  | 228.4545 | 0 |  | 228.4545 | 0
| 228.527 | 0.51656 | 269.0421 | 0.8852 |  | 228.527 | 0.01214 |  | 228.527 | 0 |  | 228.527 | 0 |  | 321.1024 | 0.37414 |  | 228.527 | 0 |  | 228.527 | 0
| 228.5995 | 0.53433 | 269.1169 | 0.87186 |  | 228.5995 | 0.01214 |  | 228.5995 | 0 |  | 228.5995 | 0 |  | 321.1796 | 0.37354 |  | 228.5995 | 0 |  | 228.5995 | 0
| 228.672 | 0.53583 | 269.1917 | 0.8719 |  | 228.672 | 0.01214 |  | 228.672 | 0 |  | 228.672 | 0 |  | 321.2567 | 0.36843 |  | 228.672 | 0 |  | 228.672 | 0
| 228.7445 | 0.55157 | 269.2665 | 0.85462 |  | 228.7445 | 0.01214 |  | 228.7445 | 0 |  | 228.7445 | 0 |  | 321.3338 | 0.36772 |  | 228.7445 | 0 |  | 228.7445 | 0
| 228.817 | 0.56097 | 269.3413 | 0.83309 |  | 228.817 | 0.01214 |  | 228.817 | 0 |  | 228.817 | 0 |  | 321.411 | 0.36608 |  | 228.817 | 0 |  | 228.817 | 0
| 228.8895 | 0.57972 | 269.4161 | 0.82792 |  | 228.8895 | 0.01214 |  | 228.8895 | 0 |  | 228.8895 | 0 |  | 321.4881 | 0.35351 |  | 228.8895 | 0 |  | 228.8895 | 0
| 228.962 | 0.58695 | 269.4909 | 0.81563 |  | 228.962 | 0.01214 |  | 228.962 | 0 |  | 228.962 | 0 |  | 321.5653 | 0.35176 |  | 228.962 | 0 |  | 228.962 | 0
| 229.0346 | 0.60349 | 269.5657 | 0.80887 |  | 229.0346 | 0.01214 |  | 229.0346 | 0 |  | 229.0346 | 0 |  | 321.6425 | 0.35234 |  | 229.0346 | 0 |  | 229.0346 | 0
| 229.1071 | 0.61184 | 269.6405 | 0.7934 |  | 229.1071 | 0.01214 |  | 229.1071 | 0 |  | 229.1071 | 0 |  | 321.7196 | 0.34956 |  | 229.1071 | 0 |  | 229.1071 | 0
| 229.1796 | 0.6284 | 269.7153 | 0.76976 |  | 229.1796 | 0.01214 |  | 229.1796 | 0 |  | 229.1796 | 0 |  | 321.7968 | 0.34868 |  | 229.1796 | 0 |  | 229.1796 | 0
| 229.2522 | 0.63942 | 269.7901 | 0.76516 |  | 229.2522 | 0.01214 |  | 229.2522 | 0 |  | 229.2522 | 0 |  | 321.8739 | 0.34534 |  | 229.2522 | 0 |  | 229.2522 | 0
| 229.3247 | 0.65539 | 269.8649 | 0.74622 |  | 229.3247 | 0.01214 |  | 229.3247 | 0 |  | 229.3247 | 0 |  | 321.9511 | 0.33805 |  | 229.3247 | 0 |  | 229.3247 | 0
| 229.3973 | 0.66137 | 269.9397 | 0.74053 |  | 229.3973 | 0.01214 |  | 229.3972 | 0 |  | 229.3973 | 0 |  | 322.0283 | 0.33789 |  | 229.3972 | 0 |  | 229.3972 | 0
| 229.4698 | 0.67519 | 270.0146 | 0.71967 |  | 229.4698 | 0.01214 |  | 229.4698 | 0 |  | 229.4698 | 0 |  | 322.1054 | 0.33631 |  | 229.4698 | 0 |  | 229.4698 | 0
| 229.5424 | 0.68498 | 270.0894 | 0.70059 |  | 229.5423 | 0.01214 |  | 229.5424 | 0 |  | 229.5423 | 0 |  | 322.1826 | 0.3347 |  | 229.5424 | 0 |  | 229.5424 | 0
| 229.6149 | 0.70541 | 270.1642 | 0.68758 |  | 229.6149 | 0.01214 |  | 229.6149 | 0 |  | 229.6149 | 0 |  | 322.2598 | 0.33134 |  | 229.6149 | 0 |  | 229.6149 | 0
| 229.6875 | 0.71526 | 270.239 | 0.68178 |  | 229.6875 | 0.01214 |  | 229.6875 | 0 |  | 229.6875 | 0 |  | 322.337 | 0.3287 |  | 229.6875 | 0 |  | 229.6875 | 0
| 229.76 | 0.73042 | 270.3139 | 0.66071 |  | 229.7601 | 0.01214 |  | 229.76 | 0 |  | 229.7601 | 0 |  | 322.4142 | 0.32795 |  | 229.76 | 0 |  | 229.76 | 0
| 229.8326 | 0.73443 | 270.3887 | 0.64789 |  | 229.8326 | 0.01214 |  | 229.8326 | 0 |  | 229.8326 | 0 |  | 322.4914 | 0.32525 |  | 229.8326 | 0 |  | 229.8326 | 0
| 229.9052 | 0.74794 | 270.4636 | 0.63919 |  | 229.9052 | 0.01214 |  | 229.9052 | 0 |  | 229.9052 | 0 |  | 322.5686 | 0.31842 |  | 229.9052 | 0 |  | 229.9052 | 0
| 229.9778 | 0.75939 | 270.5384 | 0.63122 |  | 229.9778 | 0.01214 |  | 229.9778 | 0 |  | 229.9778 | 0 |  | 322.6458 | 0.31724 |  | 229.9778 | 0 |  | 229.9778 | 0
| 230.0504 | 0.76879 | 270.6133 | 0.61342 |  | 230.0504 | 0.01214 |  | 230.0504 | 0 |  | 230.0504 | 0 |  | 322.723 | 0.31535 |  | 230.0504 | 0 |  | 230.0504 | 0
| 230.123 | 0.78227 | 270.6881 | 0.60246 |  | 230.123 | 0.01214 |  | 230.123 | 0 |  | 230.123 | 0 |  | 322.8002 | 0.31189 |  | 230.123 | 0 |  | 230.123 | 0
| 230.1956 | 0.79737 | 270.763 | 0.56739 |  | 230.1955 | 0.01214 |  | 230.1956 | 0 |  | 230.1955 | 0 |  | 322.8773 | 0.30603 |  | 230.1955 | 0 |  | 230.1956 | 0
| 230.2681 | 0.80482 | 270.8379 | 0.53884 |  | 230.2681 | 0.01214 |  | 230.2681 | 0 |  | 230.2681 | 0 |  | 322.9546 | 0.30764 |  | 230.2681 | 0 |  | 230.2681 | 0
| 230.3408 | 0.81423 | 270.9127 | 0.53727 |  | 230.3408 | 0.01214 |  | 230.3408 | 0 |  | 230.3408 | 0 |  | 323.0318 | 0.30479 |  | 230.3408 | 0 |  | 230.3408 | 0
| 230.4134 | 0.8175 | 270.9876 | 0.52215 |  | 230.4134 | 0.01214 |  | 230.4134 | 0 |  | 230.4134 | 0 |  | 323.109 | 0.30634 |  | 230.4134 | 0 |  | 230.4134 | 0
| 230.486 | 0.83314 | 271.0625 | 0.52545 |  | 230.486 | 0.01214 |  | 230.486 | 0 |  | 230.486 | 0 |  | 323.1862 | 0.29609 |  | 230.486 | 0 |  | 230.486 | 0
| 230.5586 | 0.84056 | 271.1374 | 0.53078 |  | 230.5586 | 0.01214 |  | 230.5586 | 0 |  | 230.5586 | 0 |  | 323.2634 | 0.29529 |  | 230.5586 | 0 |  | 230.5586 | 0
| 230.6312 | 0.84811 | 271.2122 | 0.50185 |  | 230.6312 | 0.01214 |  | 230.6312 | 0 |  | 230.6312 | 0 |  | 323.3407 | 0.29298 |  | 230.6312 | 0 |  | 230.6312 | 0
| 230.7038 | 0.85875 | 271.2871 | 0.48662 |  | 230.7038 | 0.01214 |  | 230.7038 | 0 |  | 230.7038 | 0 |  | 323.4179 | 0.29188 |  | 230.7038 | 0 |  | 230.7038 | 0
| 230.7765 | 0.86783 | 271.362 | 0.47386 |  | 230.7765 | 0.01214 |  | 230.7765 | 0 |  | 230.7765 | 0 |  | 323.4951 | 0.28439 |  | 230.7765 | 0 |  | 230.7765 | 0
| 230.8491 | 0.86971 | 271.4369 | 0.46043 |  | 230.8491 | 0.01214 |  | 230.8491 | 0 |  | 230.8491 | 0 |  | 323.5724 | 0.28887 |  | 230.8491 | 0 |  | 230.8491 | 0
| 230.9217 | 0.87176 | 271.5118 | 0.45149 |  | 230.9217 | 0.01214 |  | 230.9217 | 0 |  | 230.9217 | 0 |  | 323.6496 | 0.2805 |  | 230.9217 | 0 |  | 230.9217 | 0
| 230.9944 | 0.88228 | 271.5867 | 0.43272 |  | 230.9944 | 0.01214 |  | 230.9944 | 0 |  | 230.9944 | 0 |  | 323.7268 | 0.27898 |  | 230.9944 | 0 |  | 230.9944 | 0
| 231.067 | 0.90101 | 271.6616 | 0.42446 |  | 231.067 | 0.01214 |  | 231.067 | 0 |  | 231.067 | 0 |  | 323.804 | 0.27629 |  | 231.067 | 0 |  | 231.067 | 0
| 231.1397 | 0.91626 | 271.7365 | 0.41092 |  | 231.1397 | 0.01214 |  | 231.1397 | 0 |  | 231.1397 | 0 |  | 323.8813 | 0.27442 |  | 231.1397 | 0 |  | 231.1397 | 0
| 231.2123 | 0.92037 | 271.8115 | 0.40673 |  | 231.2123 | 0.01214 |  | 231.2123 | 0 |  | 231.2123 | 0 |  | 323.9586 | 0.27522 |  | 231.2123 | 0 |  | 231.2123 | 0
| 231.285 | 0.92475 | 271.8864 | 0.39073 |  | 231.285 | 0.01214 |  | 231.285 | 0 |  | 231.285 | 0 |  | 324.0358 | 0.27401 |  | 231.285 | 0 |  | 231.285 | 0
| 231.3577 | 0.93387 | 271.9613 | 0.37795 |  | 231.3577 | 0.01214 |  | 231.3577 | 0 |  | 231.3577 | 0 |  | 324.1131 | 0.26602 |  | 231.3577 | 0 |  | 231.3577 | 0
| 231.4303 | 0.93463 | 272.0362 | 0.37562 |  | 231.4303 | 0.01214 |  | 231.4303 | 0 |  | 231.4303 | 0 |  | 324.1903 | 0.26925 |  | 231.4303 | 0 |  | 231.4303 | 0
| 231.503 | 0.93776 | 272.1111 | 0.36841 |  | 231.503 | 0.01214 |  | 231.503 | 0 |  | 231.503 | 0 |  | 324.2676 | 0.26292 |  | 231.503 | 0 |  | 231.503 | 0
| 231.5757 | 0.96711 | 272.1861 | 0.35341 |  | 231.5757 | 0.01214 |  | 231.5757 | 0 |  | 231.5757 | 0 |  | 324.3448 | 0.26154 |  | 231.5757 | 0 |  | 231.5757 | 0
| 231.6484 | 0.9796 | 272.261 | 0.35769 |  | 231.6484 | 0.01214 |  | 231.6484 | 0 |  | 231.6484 | 0 |  | 324.4221 | 0.25638 |  | 231.6484 | 0 |  | 231.6484 | 0
| 231.7211 | 0.98552 | 272.336 | 0.34344 |  | 231.7211 | 0.01214 |  | 231.7211 | 0 |  | 231.7211 | 0 |  | 324.4994 | 0.25365 |  | 231.7211 | 0 |  | 231.7211 | 0
| 231.7938 | 0.9912 | 272.4109 | 0.33723 |  | 231.7938 | 0.01214 |  | 231.7938 | 0 |  | 231.7938 | 0 |  | 324.5766 | 0.24955 |  | 231.7938 | 0 |  | 231.7938 | 0
| 231.8665 | 0.99176 | 272.4859 | 0.32043 |  | 231.8664 | 0.01214 |  | 231.8665 | 0 |  | 231.8664 | 0 |  | 324.6539 | 0.2491 |  | 231.8665 | 0 |  | 231.8665 | 0
| 231.9392 | 0.99889 | 272.5608 | 0.32006 |  | 231.9392 | 0.01214 |  | 231.9392 | 0 |  | 231.9392 | 0 |  | 324.7312 | 0.24634 |  | 231.9392 | 0 |  | 231.9392 | 0
| 232.0119 | 0.99966 | 272.6358 | 0.30718 |  | 232.0119 | 0.01214 |  | 232.0119 | 0 |  | 232.0119 | 0 |  | 324.8085 | 0.24814 |  | 232.0119 | 0 |  | 232.0119 | 0
| 232.0846 | 1 | 272.7107 | 0.3116 |  | 232.0846 | 0.01214 |  | 232.0846 | 0 |  | 232.0846 | 0 |  | 324.8857 | 0.24365 |  | 232.0846 | 0 |  | 232.0846 | 0
| 232.1573 | 0.99643 | 272.7857 | 0.301 |  | 232.1573 | 0.01214 |  | 232.1573 | 0 |  | 232.1573 | 0 |  | 324.963 | 0.24213 |  | 232.1573 | 0 |  | 232.1573 | 0
| 232.23 | 0.99699 | 272.8607 | 0.29489 |  | 232.23 | 0.01214 |  | 232.23 | 0 |  | 232.23 | 0 |  | 325.0403 | 0.24214 |  | 232.23 | 0 |  | 232.23 | 0
| 232.3027 | 0.99896 | 272.9356 | 0.28791 |  | 232.3027 | 0.01214 |  | 232.3027 | 0 |  | 232.3027 | 0 |  | 325.1176 | 0.23808 |  | 232.3027 | 0 |  | 232.3027 | 0
| 232.3755 | 0.97598 | 273.0106 | 0.27923 |  | 232.3755 | 0.01214 |  | 232.3755 | 0 |  | 232.3755 | 0 |  | 325.1949 | 0.22818 |  | 232.3755 | 0 |  | 232.3755 | 0
| 232.4482 | 0.97202 | 273.0856 | 0.27799 |  | 232.4482 | 0.01214 |  | 232.4482 | 0 |  | 232.4482 | 0 |  | 325.2722 | 0.23658 |  | 232.4482 | 0 |  | 232.4482 | 0
| 232.5209 | 0.9714 | 273.1606 | 0.27706 |  | 232.5209 | 0.01214 |  | 232.5209 | 0 |  | 232.5209 | 0 |  | 325.3495 | 0.23153 |  | 232.5209 | 0 |  | 232.5209 | 0
| 232.5937 | 0.96705 | 273.2356 | 0.27521 |  | 232.5937 | 0.01214 |  | 232.5937 | 0 |  | 232.5937 | 0 |  | 325.4268 | 0.22365 |  | 232.5937 | 0 |  | 232.5937 | 0
| 232.6664 | 0.96334 | 273.3105 | 0.27286 |  | 232.6664 | 0.01214 |  | 232.6664 | 0 |  | 232.6664 | 0 |  | 325.5041 | 0.22799 |  | 232.6664 | 0 |  | 232.6664 | 0
| 232.7391 | 0.96094 | 273.3855 | 0.25801 |  | 232.7392 | 0.01214 |  | 232.7392 | 0 |  | 232.7392 | 0 |  | 325.5815 | 0.22861 |  | 232.7392 | 0 |  | 232.7392 | 0
| 232.8119 | 0.9563 | 273.4605 | 0.25301 |  | 232.8119 | 0.01214 |  | 232.8119 | 0 |  | 232.8119 | 0 |  | 325.6588 | 0.22232 |  | 232.8119 | 0 |  | 232.8119 | 0
| 232.8847 | 0.94976 | 273.5356 | 0.24905 |  | 232.8847 | 0.01214 |  | 232.8847 | 0 |  | 232.8847 | 0 |  | 325.7361 | 0.21802 |  | 232.8847 | 0 |  | 232.8847 | 0
| 232.9574 | 0.94623 | 273.6105 | 0.24359 |  | 232.9574 | 0.01214 |  | 232.9574 | 0 |  | 232.9574 | 0 |  | 325.8134 | 0.2129 |  | 232.9574 | 0 |  | 232.9574 | 0
| 233.0302 | 0.94199 | 273.6855 | 0.23781 |  | 233.0302 | 0.01214 |  | 233.0302 | 0 |  | 233.0302 | 0 |  | 325.8907 | 0.21435 |  | 233.0302 | 0 |  | 233.0302 | 0
| 233.103 | 0.9356 | 273.7606 | 0.23293 |  | 233.103 | 0.01214 |  | 233.103 | 0 |  | 233.103 | 0 |  | 325.968 | 0.21157 |  | 233.103 | 0 |  | 233.103 | 0
| 233.1757 | 0.92681 | 273.8356 | 0.23354 |  | 233.1757 | 0.01214 |  | 233.1758 | 0 |  | 233.1757 | 0 |  | 326.0453 | 0.21551 |  | 233.1757 | 0 |  | 233.1758 | 0
| 233.2485 | 0.92207 | 273.9106 | 0.22943 |  | 233.2485 | 0.01214 |  | 233.2485 | 0 |  | 233.2485 | 0 |  | 326.1227 | 0.21182 |  | 233.2485 | 0 |  | 233.2485 | 0
| 233.3213 | 0.91214 | 273.9856 | 0.22643 |  | 233.3213 | 0.01214 |  | 233.3213 | 0 |  | 233.3213 | 0 |  | 326.2 | 0.21241 |  | 233.3213 | 0 |  | 233.3213 | 0
| 233.3941 | 0.89476 | 274.0607 | 0.2278 |  | 233.3941 | 0.01214 |  | 233.3941 | 0 |  | 233.3941 | 0 |  | 326.2774 | 0.20914 |  | 233.3941 | 0 |  | 233.3941 | 0
| 233.4669 | 0.87544 | 274.1357 | 0.21884 |  | 233.4669 | 0.01214 |  | 233.4669 | 0 |  | 233.4669 | 0 |  | 326.3547 | 0.2068 |  | 233.4669 | 0 |  | 233.4669 | 0
| 233.5397 | 0.8597 | 274.2107 | 0.2247 |  | 233.5397 | 0.01214 |  | 233.5397 | 0 |  | 233.5397 | 0 |  | 326.432 | 0.20023 |  | 233.5397 | 0 |  | 233.5397 | 0
| 233.6125 | 0.85302 | 274.2858 | 0.21064 |  | 233.6125 | 0.01214 |  | 233.6125 | 0 |  | 233.6125 | 0 |  | 326.5094 | 0.20304 |  | 233.6125 | 0 |  | 233.6125 | 0
| 233.6853 | 0.84888 | 274.3608 | 0.20541 |  | 233.6853 | 0.01214 |  | 233.6853 | 0 |  | 233.6853 | 0 |  | 326.5867 | 0.19956 |  | 233.6853 | 0 |  | 233.6853 | 0
| 233.7581 | 0.84709 | 274.4359 | 0.20799 |  | 233.7581 | 0.01214 |  | 233.7581 | 0 |  | 233.7581 | 0 |  | 326.6641 | 0.19198 |  | 233.7581 | 0 |  | 233.7581 | 0
| 233.8309 | 0.84198 | 274.5109 | 0.20234 |  | 233.8309 | 0.01214 |  | 233.8309 | 0 |  | 233.8309 | 0 |  | 326.7415 | 0.19213 |  | 233.8309 | 0 |  | 233.8309 | 0
| 233.9038 | 0.82571 | 274.586 | 0.20499 |  | 233.9038 | 0.01214 |  | 233.9037 | 0 |  | 233.9038 | 0 |  | 326.8188 | 0.19635 |  | 233.9037 | 0 |  | 233.9037 | 0
| 233.9766 | 0.8069 | 274.661 | 0.20151 |  | 233.9766 | 0.01214 |  | 233.9766 | 0 |  | 233.9766 | 0 |  | 326.8962 | 0.19095 |  | 233.9766 | 0 |  | 233.9766 | 0
| 234.0494 | 0.78654 | 274.7361 | 0.1969 |  | 234.0494 | 0.01214 |  | 234.0494 | 0 |  | 234.0494 | 0 |  | 326.9735 | 0.18636 |  | 234.0494 | 0 |  | 234.0494 | 0
| 234.1222 | 0.77476 | 274.8112 | 0.20034 |  | 234.1222 | 0.01214 |  | 234.1222 | 0 |  | 234.1222 | 0 |  | 327.0509 | 0.18386 |  | 234.1222 | 0 |  | 234.1222 | 0
| 234.1951 | 0.7645 | 274.8862 | 0.18557 |  | 234.1951 | 0.01214 |  | 234.1951 | 0 |  | 234.1951 | 0 |  | 327.1283 | 0.18928 |  | 234.1951 | 0 |  | 234.1951 | 0
| 234.2679 | 0.74989 | 274.9613 | 0.18406 |  | 234.2679 | 0.01214 |  | 234.2679 | 0 |  | 234.2679 | 0 |  | 327.2057 | 0.18365 |  | 234.2679 | 0 |  | 234.2679 | 0
| 234.3408 | 0.7385 | 275.0364 | 0.18768 |  | 234.3408 | 0.01214 |  | 234.3408 | 0 |  | 234.3408 | 0 |  | 327.283 | 0.18634 |  | 234.3408 | 0 |  | 234.3408 | 0
| 234.4136 | 0.73149 | 275.1115 | 0.19058 |  | 234.4136 | 0.01214 |  | 234.4136 | 0 |  | 234.4136 | 0 |  | 327.3604 | 0.1832 |  | 234.4136 | 0 |  | 234.4136 | 0
| 234.4865 | 0.71906 | 275.1865 | 0.18209 |  | 234.4865 | 0.01214 |  | 234.4865 | 0 |  | 234.4865 | 0 |  | 327.4378 | 0.18155 |  | 234.4865 | 0 |  | 234.4865 | 0
| 234.5593 | 0.7066 | 275.2616 | 0.18065 |  | 234.5593 | 0.01214 |  | 234.5593 | 0 |  | 234.5593 | 0 |  | 327.5152 | 0.17682 |  | 234.5593 | 0 |  | 234.5593 | 0
| 234.6322 | 0.69139 | 275.3367 | 0.18013 |  | 234.6322 | 0.01214 |  | 234.6322 | 0 |  | 234.6322 | 0 |  | 327.5926 | 0.17791 |  | 234.6322 | 0 |  | 234.6322 | 0
| 234.705 | 0.68346 | 275.4118 | 0.17707 |  | 234.705 | 0.01214 |  | 234.705 | 0 |  | 234.705 | 0 |  | 327.67 | 0.17338 |  | 234.705 | 0 |  | 234.705 | 0
| 234.7779 | 0.67141 | 275.4869 | 0.18198 |  | 234.7779 | 0.01214 |  | 234.7779 | 0 |  | 234.7779 | 0 |  | 327.7473 | 0.17992 |  | 234.7779 | 0 |  | 234.7779 | 0
| 234.8508 | 0.65433 | 275.562 | 0.18319 |  | 234.8508 | 0.01214 |  | 234.8508 | 0 |  | 234.8508 | 0 |  | 327.8247 | 0.1697 |  | 234.8508 | 0 |  | 234.8508 | 0
| 234.9237 | 0.64151 | 275.6371 | 0.17716 |  | 234.9237 | 0.01214 |  | 234.9237 | 0 |  | 234.9237 | 0 |  | 327.9021 | 0.17148 |  | 234.9237 | 0 |  | 234.9237 | 0
| 234.9966 | 0.63008 | 275.7122 | 0.17828 |  | 234.9966 | 0.01214 |  | 234.9966 | 0 |  | 234.9966 | 0 |  | 327.9795 | 0.16347 |  | 234.9966 | 0 |  | 234.9966 | 0
| 235.0695 | 0.61907 | 275.7874 | 0.17211 |  | 235.0694 | 0.01214 |  | 235.0695 | 0 |  | 235.0694 | 0 |  | 328.0569 | 0.17435 |  | 235.0695 | 0 |  | 235.0695 | 0
| 235.1423 | 0.60443 | 275.8625 | 0.17014 |  | 235.1423 | 0.01214 |  | 235.1423 | 0 |  | 235.1423 | 0 |  | 328.1343 | 0.16242 |  | 235.1423 | 0 |  | 235.1423 | 0
| 235.2152 | 0.59424 | 275.9376 | 0.17015 |  | 235.2152 | 0.01214 |  | 235.2152 | 0 |  | 235.2152 | 0 |  | 328.2118 | 0.16804 |  | 235.2152 | 0 |  | 235.2152 | 0
| 235.2882 | 0.58502 | 276.0127 | 0.1722 |  | 235.2882 | 0.01214 |  | 235.2881 | 0 |  | 235.2882 | 0 |  | 328.2892 | 0.15873 |  | 235.2881 | 0 |  | 235.2881 | 0
| 235.3611 | 0.5714 | 276.0878 | 0.16135 |  | 235.3611 | 0.01214 |  | 235.3611 | 0 |  | 235.3611 | 0 |  | 328.3666 | 0.15329 |  | 235.3611 | 0 |  | 235.3611 | 0
| 235.434 | 0.56046 | 276.163 | 0.16626 |  | 235.434 | 0.01214 |  | 235.434 | 0 |  | 235.434 | 0 |  | 328.444 | 0.15046 |  | 235.434 | 0 |  | 235.434 | 0
| 235.5069 | 0.55034 | 276.2381 | 0.17236 |  | 235.5069 | 0.01214 |  | 235.5069 | 0 |  | 235.5069 | 0 |  | 328.5214 | 0.1577 |  | 235.5069 | 0 |  | 235.5069 | 0
| 235.5798 | 0.53996 | 276.3133 | 0.16975 |  | 235.5798 | 0.01214 |  | 235.5798 | 0 |  | 235.5798 | 0 |  | 328.5989 | 0.15579 |  | 235.5798 | 0 |  | 235.5798 | 0
| 235.6527 | 0.52613 | 276.3884 | 0.16596 |  | 235.6527 | 0.01214 |  | 235.6527 | 0 |  | 235.6527 | 0 |  | 328.6763 | 0.15716 |  | 235.6527 | 0 |  | 235.6527 | 0
| 235.7257 | 0.51642 | 276.4635 | 0.15573 |  | 235.7257 | 0.01214 |  | 235.7256 | 0 |  | 235.7257 | 0 |  | 328.7537 | 0.15222 |  | 235.7257 | 0 |  | 235.7256 | 0
| 235.7986 | 0.50471 | 276.5387 | 0.16166 |  | 235.7986 | 0.01214 |  | 235.7986 | 0 |  | 235.7986 | 0 |  | 328.8311 | 0.15352 |  | 235.7986 | 0 |  | 235.7986 | 0
| 235.8715 | 0.49579 | 276.6139 | 0.16511 |  | 235.8715 | 0.01214 |  | 235.8715 | 0 |  | 235.8715 | 0 |  | 328.9086 | 0.1457 |  | 235.8715 | 0 |  | 235.8715 | 0
| 235.9445 | 0.4848 | 276.689 | 0.15308 |  | 235.9445 | 0.01214 |  | 235.9445 | 0 |  | 235.9445 | 0 |  | 328.9861 | 0.15041 |  | 235.9445 | 0 |  | 235.9445 | 0
| 236.0174 | 0.4765 | 276.7642 | 0.15696 |  | 236.0174 | 0.01214 |  | 236.0174 | 0 |  | 236.0174 | 0 |  | 329.0635 | 0.1464 |  | 236.0174 | 0 |  | 236.0174 | 0
| 236.0904 | 0.4661 | 276.8393 | 0.15374 |  | 236.0904 | 0.01214 |  | 236.0904 | 0 |  | 236.0904 | 0 |  | 329.1409 | 0.14585 |  | 236.0904 | 0 |  | 236.0904 | 0
| 236.1633 | 0.4568 | 276.9145 | 0.16397 |  | 236.1633 | 0.01214 |  | 236.1633 | 0 |  | 236.1633 | 0 |  | 329.2184 | 0.14039 |  | 236.1633 | 0 |  | 236.1633 | 0
| 236.2363 | 0.44819 | 276.9897 | 0.15366 |  | 236.2363 | 0.01214 |  | 236.2363 | 0 |  | 236.2363 | 0 |  | 329.2958 | 0.14212 |  | 236.2363 | 0 |  | 236.2363 | 0
| 236.3092 | 0.4399 | 277.0648 | 0.16176 |  | 236.3092 | 0.01214 |  | 236.3092 | 0 |  | 236.3092 | 0 |  | 329.3733 | 0.14123 |  | 236.3092 | 0 |  | 236.3092 | 0
| 236.3822 | 0.43067 | 277.14 | 0.15408 |  | 236.3822 | 0.01214 |  | 236.3822 | 0 |  | 236.3822 | 0 |  | 329.4507 | 0.14195 |  | 236.3822 | 0 |  | 236.3822 | 0
| 236.4552 | 0.42124 | 277.2152 | 0.15548 |  | 236.4552 | 0.01214 |  | 236.4552 | 0 |  | 236.4552 | 0 |  | 329.5282 | 0.13858 |  | 236.4552 | 0 |  | 236.4552 | 0
| 236.5282 | 0.41155 | 277.2904 | 0.15029 |  | 236.5282 | 0.01214 |  | 236.5282 | 0 |  | 236.5282 | 0 |  | 329.6057 | 0.13778 |  | 236.5282 | 0 |  | 236.5282 | 0
| 236.6011 | 0.40458 | 277.3656 | 0.15302 |  | 236.6011 | 0.01214 |  | 236.6011 | 0 |  | 236.6011 | 0 |  | 329.6831 | 0.13506 |  | 236.6011 | 0 |  | 236.6011 | 0
| 236.6741 | 0.39702 | 277.4408 | 0.15544 |  | 236.6741 | 0.01214 |  | 236.6741 | 0 |  | 236.6741 | 0 |  | 329.7606 | 0.12809 |  | 236.6741 | 0 |  | 236.6741 | 0
| 236.7471 | 0.38793 | 277.516 | 0.14842 |  | 236.7471 | 0.01214 |  | 236.7471 | 0 |  | 236.7471 | 0 |  | 329.8381 | 0.13604 |  | 236.7471 | 0 |  | 236.7471 | 0
| 236.8201 | 0.37851 | 277.5912 | 0.15322 |  | 236.8201 | 0.01214 |  | 236.8201 | 0 |  | 236.8201 | 0 |  | 329.9156 | 0.12726 |  | 236.8201 | 0 |  | 236.8201 | 0
| 236.8931 | 0.37313 | 277.6664 | 0.1506 |  | 236.8931 | 0.01214 |  | 236.8931 | 0 |  | 236.8931 | 0 |  | 329.993 | 0.13034 |  | 236.8931 | 0 |  | 236.8931 | 0
| 236.9661 | 0.36854 | 277.7416 | 0.14798 |  | 236.9661 | 0.01214 |  | 236.9661 | 0 |  | 236.9661 | 0 |  | 330.0705 | 0.12404 |  | 236.9661 | 0 |  | 236.9661 | 0
| 237.0391 | 0.36257 | 277.8168 | 0.16052 |  | 237.0391 | 0.01214 |  | 237.0391 | 0 |  | 237.0391 | 0 |  | 330.148 | 0.13083 |  | 237.0391 | 0 |  | 237.0391 | 0
| 237.1121 | 0.35445 | 277.8921 | 0.14514 |  | 237.1121 | 0.01214 |  | 237.1121 | 0 |  | 237.1121 | 0 |  | 330.2255 | 0.12376 |  | 237.1121 | 0 |  | 237.1121 | 0
| 237.1851 | 0.34774 | 277.9673 | 0.1527 |  | 237.1851 | 0.01214 |  | 237.1851 | 0 |  | 237.1851 | 0 |  | 330.303 | 0.12376 |  | 237.1851 | 0 |  | 237.1851 | 0
| 237.2582 | 0.34159 | 278.0425 | 0.14776 |  | 237.2582 | 0.01214 |  | 237.2582 | 0 |  | 237.2582 | 0 |  | 330.3805 | 0.12403 |  | 237.2582 | 0 |  | 237.2582 | 0
| 237.3312 | 0.33311 | 278.1177 | 0.14814 |  | 237.3312 | 0.01214 |  | 237.3312 | 0 |  | 237.3312 | 0 |  | 330.458 | 0.12139 |  | 237.3312 | 0 |  | 237.3312 | 0
| 237.4042 | 0.32479 | 278.193 | 0.14653 |  | 237.4042 | 0.01214 |  | 237.4042 | 0 |  | 237.4042 | 0 |  | 330.5355 | 0.12109 |  | 237.4042 | 0 |  | 237.4042 | 0
| 237.4772 | 0.32095 | 278.2682 | 0.14286 |  | 237.4772 | 0.01214 |  | 237.4772 | 0 |  | 237.4772 | 0 |  | 330.613 | 0.1185 |  | 237.4772 | 0 |  | 237.4772 | 0
| 237.5503 | 0.31495 | 278.3434 | 0.14235 |  | 237.5503 | 0.01214 |  | 237.5503 | 0 |  | 237.5503 | 0 |  | 330.6905 | 0.11971 |  | 237.5503 | 0 |  | 237.5503 | 0
| 237.6233 | 0.30813 | 278.4187 | 0.13959 |  | 237.6233 | 0.01214 |  | 237.6233 | 0 |  | 237.6233 | 0 |  | 330.768 | 0.11978 |  | 237.6233 | 0 |  | 237.6233 | 0
| 237.6964 | 0.30069 | 278.4939 | 0.13695 |  | 237.6964 | 0.01214 |  | 237.6964 | 0 |  | 237.6964 | 0 |  | 330.8455 | 0.1144 |  | 237.6964 | 0 |  | 237.6964 | 0
| 237.7694 | 0.29594 | 278.5692 | 0.13906 |  | 237.7694 | 0.01214 |  | 237.7694 | 0 |  | 237.7694 | 0 |  | 330.923 | 0.12336 |  | 237.7694 | 0 |  | 237.7694 | 0
| 237.8425 | 0.29076 | 278.6444 | 0.13889 |  | 237.8425 | 0.01214 |  | 237.8425 | 0 |  | 237.8425 | 0 |  | 331.0005 | 0.11058 |  | 237.8425 | 0 |  | 237.8425 | 0
| 237.9155 | 0.28258 | 278.7197 | 0.13744 |  | 237.9155 | 0.01214 |  | 237.9155 | 0 |  | 237.9155 | 0 |  | 331.0781 | 0.11322 |  | 237.9155 | 0 |  | 237.9155 | 0
| 237.9886 | 0.27676 | 278.795 | 0.13557 |  | 237.9886 | 0.01214 |  | 237.9886 | 0 |  | 237.9886 | 0 |  | 331.1556 | 0.11209 |  | 237.9886 | 0 |  | 237.9886 | 0
| 238.0617 | 0.27476 | 278.8702 | 0.13874 |  | 238.0617 | 0.01214 |  | 238.0617 | 0 |  | 238.0617 | 0 |  | 331.2331 | 0.11304 |  | 238.0617 | 0 |  | 238.0617 | 0
| 238.1347 | 0.27003 | 278.9455 | 0.13456 |  | 238.1347 | 0.01214 |  | 238.1347 | 0 |  | 238.1347 | 0 |  | 331.3106 | 0.094046 |  | 238.1347 | 0 |  | 238.1347 | 0
| 238.2078 | 0.26472 | 279.0208 | 0.13575 |  | 238.2078 | 0.01214 |  | 238.2078 | 0 |  | 238.2078 | 0 |  | 331.3882 | 0.11106 |  | 238.2078 | 0 |  | 238.2078 | 0
| 238.2809 | 0.25821 | 279.0961 | 0.12528 |  | 238.2809 | 0.01214 |  | 238.2809 | 0 |  | 238.2809 | 0 |  | 331.4657 | 0.10542 |  | 238.2809 | 0 |  | 238.2809 | 0
| 238.354 | 0.25321 | 279.1713 | 0.13247 |  | 238.354 | 0.01214 |  | 238.354 | 0 |  | 238.354 | 0 |  | 331.5432 | 0.10914 |  | 238.354 | 0 |  | 238.354 | 0
| 238.4271 | 0.24691 | 279.2466 | 0.13663 |  | 238.4271 | 0.01214 |  | 238.4271 | 0 |  | 238.4271 | 0 |  | 331.6208 | 0.10409 |  | 238.4271 | 0 |  | 238.4271 | 0
| 238.5001 | 0.23946 | 279.3219 | 0.13122 |  | 238.5001 | 0.01214 |  | 238.5002 | 0 |  | 238.5001 | 0 |  | 331.6983 | 0.10764 |  | 238.5002 | 0 |  | 238.5002 | 0
| 238.5732 | 0.23362 | 279.3972 | 0.12906 |  | 238.5733 | 0.01214 |  | 238.5732 | 0 |  | 238.5733 | 0 |  | 331.7758 | 0.10101 |  | 238.5732 | 0 |  | 238.5732 | 0
| 238.6464 | 0.23249 | 279.4725 | 0.12661 |  | 238.6464 | 0.01214 |  | 238.6463 | 0 |  | 238.6464 | 0 |  | 331.8534 | 0.10411 |  | 238.6464 | 0 |  | 238.6463 | 0
| 238.7194 | 0.23194 | 279.5478 | 0.12515 |  | 238.7195 | 0.01214 |  | 238.7195 | 0 |  | 238.7195 | 0 |  | 331.931 | 0.10045 |  | 238.7195 | 0 |  | 238.7195 | 0
| 238.7926 | 0.22886 | 279.6231 | 0.12592 |  | 238.7926 | 0.01214 |  | 238.7926 | 0 |  | 238.7926 | 0 |  | 332.0085 | 0.10828 |  | 238.7926 | 0 |  | 238.7926 | 0
| 238.8657 | 0.22349 | 279.6984 | 0.12104 |  | 238.8657 | 0.01214 |  | 238.8657 | 0 |  | 238.8657 | 0 |  | 332.0861 | 0.097078 |  | 238.8657 | 0 |  | 238.8657 | 0
| 238.9388 | 0.21722 | 279.7737 | 0.12222 |  | 238.9388 | 0.01214 |  | 238.9388 | 0 |  | 238.9388 | 0 |  | 332.1636 | 0.1036 |  | 238.9388 | 0 |  | 238.9388 | 0
| 239.0119 | 0.2082 | 279.849 | 0.12251 |  | 239.0119 | 0.01214 |  | 239.0119 | 0 |  | 239.0119 | 0 |  | 332.2412 | 0.099266 |  | 239.0119 | 0 |  | 239.0119 | 0
| 239.085 | 0.20117 | 279.9243 | 0.12497 |  | 239.085 | 0.01214 |  | 239.0851 | 0 |  | 239.085 | 0 |  | 332.3188 | 0.099003 |  | 239.085 | 0 |  | 239.0851 | 0
| 239.1582 | 0.19688 | 279.9997 | 0.11511 |  | 239.1582 | 0.01191 |  | 239.1582 | 0 |  | 239.1582 | 0 |  | 332.3963 | 0.096602 |  | 239.1582 | 0 |  | 239.1582 | 0
| 239.2313 | 0.19624 | 280.075 | 0.12203 |  | 239.2313 | 0.01339 |  | 239.2313 | 0 |  | 239.2313 | 0 |  | 332.4739 | 0.099061 |  | 239.2313 | 0 |  | 239.2313 | 0
| 239.3045 | 0.19367 | 280.1503 | 0.11939 |  | 239.3045 | 0.01213 |  | 239.3045 | 0 |  | 239.3045 | 0 |  | 332.5515 | 0.096384 |  | 239.3045 | 0 |  | 239.3045 | 0
| 239.3776 | 0.19102 | 280.2256 | 0.11445 |  | 239.3776 | 0.01157 |  | 239.3776 | 0 |  | 239.3776 | 0 |  | 332.6291 | 0.094114 |  | 239.3776 | 0 |  | 239.3776 | 0
| 239.4507 | 0.18718 | 280.301 | 0.11221 |  | 239.4507 | 0.0096 |  | 239.4507 | 0 |  | 239.4507 | 0 |  | 332.7066 | 0.093406 |  | 239.4508 | 0 |  | 239.4507 | 0
| 239.5239 | 0.18309 | 280.3763 | 0.10961 |  | 239.5239 | 0.01084 |  | 239.5239 | 0 |  | 239.5239 | 0 |  | 332.7842 | 0.093231 |  | 239.5239 | 0 |  | 239.5239 | 0
| 239.5971 | 0.17873 | 280.4517 | 0.10602 |  | 239.5971 | 0.00934 |  | 239.5971 | 0 |  | 239.5971 | 0 |  | 332.8618 | 0.089539 |  | 239.5971 | 0 |  | 239.5971 | 0
| 239.6702 | 0.17476 | 280.527 | 0.10936 |  | 239.6702 | 0.01054 |  | 239.6702 | 0 |  | 239.6702 | 0 |  | 332.9394 | 0.085459 |  | 239.6702 | 0 |  | 239.6702 | 0
| 239.7434 | 0.17012 | 280.6024 | 0.10784 |  | 239.7434 | 0.00917 |  | 239.7434 | 0 |  | 239.7434 | 0 |  | 333.017 | 0.089228 |  | 239.7434 | 0 |  | 239.7434 | 0
| 239.8166 | 0.16777 | 280.6777 | 0.099779 |  | 239.8166 | 0.00925 |  | 239.8166 | 0 |  | 239.8166 | 0 |  | 333.0946 | 0.088029 |  | 239.8166 | 0 |  | 239.8166 | 0
| 239.8897 | 0.16389 | 280.7531 | 0.10866 |  | 239.8897 | 0.00719 |  | 239.8897 | 0 |  | 239.8897 | 0 |  | 333.1722 | 0.087559 |  | 239.8897 | 0 |  | 239.8897 | 0
| 239.9629 | 0.16057 | 280.8285 | 0.11085 |  | 239.9629 | 0.00876 |  | 239.9629 | 0 |  | 239.9629 | 0 |  | 333.2498 | 0.089277 |  | 239.9629 | 0 |  | 239.9629 | 0
| 240.0361 | 0.15707 | 280.9038 | 0.097258 |  | 240.0361 | 0.00856 |  | 240.0361 | 0 |  | 240.0361 | 0 |  | 333.3274 | 0.085302 |  | 240.0361 | 0 |  | 240.0361 | 0
| 240.1093 | 0.15449 | 280.9792 | 0.093827 |  | 240.1093 | 0.01043 |  | 240.1093 | 0 |  | 240.1093 | 0 |  | 333.405 | 0.084594 |  | 240.1093 | 0 |  | 240.1093 | 0
| 240.1825 | 0.15073 | 281.0546 | 0.095197 |  | 240.1825 | 0.0085 |  | 240.1825 | 0 |  | 240.1825 | 0 |  | 333.4826 | 0.086545 |  | 240.1825 | 0 |  | 240.1825 | 0
| 240.2557 | 0.148 | 281.1299 | 0.097793 |  | 240.2557 | 0.01002 |  | 240.2557 | 0 |  | 240.2557 | 0 |  | 333.5602 | 0.085594 |  | 240.2557 | 0 |  | 240.2557 | 0
| 240.3289 | 0.1447 | 281.2053 | 0.093648 |  | 240.3289 | 0.00872 |  | 240.3289 | 0 |  | 240.3289 | 0 |  | 333.6378 | 0.083153 |  | 240.3289 | 0 |  | 240.3289 | 0
| 240.4021 | 0.14166 | 281.2807 | 0.091978 |  | 240.4021 | 0.00996 |  | 240.4021 | 0 |  | 240.4021 | 0 |  | 333.7155 | 0.086871 |  | 240.4021 | 0 |  | 240.4021 | 0
| 240.4753 | 0.13787 | 281.3561 | 0.10646 |  | 240.4753 | 0.00976 |  | 240.4753 | 0 |  | 240.4753 | 0 |  | 333.7931 | 0.081968 |  | 240.4753 | 0 |  | 240.4753 | 0
| 240.5485 | 0.13522 | 281.4315 | 0.097999 |  | 240.5485 | 0.01133 |  | 240.5485 | 0 |  | 240.5485 | 0 |  | 333.8707 | 0.081188 |  | 240.5485 | 0 |  | 240.5485 | 0
| 240.6217 | 0.13253 | 281.5069 | 0.081959 |  | 240.6217 | 0.01107 |  | 240.6217 | 0 |  | 240.6217 | 0 |  | 333.9483 | 0.081049 |  | 240.6217 | 0 |  | 240.6217 | 0
| 240.6949 | 0.12926 | 281.5823 | 0.08902 |  | 240.6949 | 0.0125 |  | 240.6949 | 0 |  | 240.6949 | 0 |  | 334.026 | 0.080808 |  | 240.6949 | 0 |  | 240.6949 | 0
| 240.7682 | 0.12583 | 281.6577 | 0.083067 |  | 240.7682 | 0.01168 |  | 240.7682 | 0 |  | 240.7682 | 0 |  | 334.1036 | 0.080066 |  | 240.7682 | 0 |  | 240.7682 | 0
| 240.8414 | 0.12372 | 281.7331 | 0.090563 |  | 240.8414 | 0.01306 |  | 240.8414 | 0 |  | 240.8414 | 0 |  | 334.1812 | 0.082332 |  | 240.8414 | 0 |  | 240.8414 | 0
| 240.9146 | 0.12077 | 281.8085 | 0.07878 |  | 240.9146 | 0.0112 |  | 240.9146 | 0 |  | 240.9146 | 0 |  | 334.2589 | 0.075178 |  | 240.9146 | 0 |  | 240.9146 | 0
| 240.9879 | 0.11798 | 281.8839 | 0.080783 |  | 240.9879 | 0.0127 |  | 240.9879 | 0 |  | 240.9879 | 0 |  | 334.3365 | 0.078449 |  | 240.9879 | 0 |  | 240.9879 | 0
| 241.0611 | 0.1146 | 281.9593 | 0.075001 |  | 241.0611 | 0.00912 |  | 241.0611 | 0 |  | 241.0611 | 0 |  | 334.4142 | 0.077511 |  | 241.0611 | 0 |  | 241.0611 | 0
| 241.1344 | 0.11266 | 282.0347 | 0.081938 |  | 241.1344 | 0.01186 |  | 241.1344 | 0 |  | 241.1344 | 0 |  | 334.4918 | 0.080174 |  | 241.1344 | 0 |  | 241.1344 | 0
| 241.2076 | 0.11026 | 282.1102 | 0.066567 |  | 241.2076 | 0.01156 |  | 241.2076 | 0 |  | 241.2076 | 0 |  | 334.5695 | 0.074826 |  | 241.2076 | 0 |  | 241.2076 | 0
| 241.2809 | 0.10779 | 282.1856 | 0.073096 |  | 241.2809 | 0.01436 |  | 241.2809 | 0 |  | 241.2809 | 0 |  | 334.6471 | 0.075849 |  | 241.2809 | 0 |  | 241.2809 | 0
| 241.3541 | 0.105 | 282.261 | 0.070822 |  | 241.3541 | 0.01147 |  | 241.3541 | 0 |  | 241.3541 | 0 |  | 334.7248 | 0.076155 |  | 241.3541 | 0 |  | 241.3541 | 0
| 241.4274 | 0.10358 | 282.3365 | 0.083797 |  | 241.4274 | 0.01323 |  | 241.4274 | 0 |  | 241.4274 | 0 |  | 334.8024 | 0.076002 |  | 241.4274 | 0 |  | 241.4274 | 0
| 241.5007 | 0.10132 | 282.4119 | 0.066927 |  | 241.5007 | 0.01117 |  | 241.5007 | 0 |  | 241.5007 | 0 |  | 334.8801 | 0.069995 |  | 241.5007 | 0 |  | 241.5007 | 0
| 241.5739 | 0.09904 | 282.4873 | 0.071902 |  | 241.5739 | 0.01308 |  | 241.5739 | 0 |  | 241.5739 | 0 |  | 334.9577 | 0.074041 |  | 241.5739 | 0 |  | 241.5739 | 0
| 241.6472 | 0.0955 | 282.5628 | 0.062469 |  | 241.6472 | 0.01172 |  | 241.6472 | 0 |  | 241.6472 | 0 |  | 335.0354 | 0.074593 |  | 241.6472 | 0 |  | 241.6472 | 0
| 241.7205 | 0.09372 | 282.6382 | 0.074341 |  | 241.7205 | 0.01411 |  | 241.7205 | 0 |  | 241.7205 | 0 |  | 335.1131 | 0.073679 |  | 241.7205 | 0 |  | 241.7205 | 0
| 241.7938 | 0.09118 | 282.7137 | 0.063795 |  | 241.7938 | 0.01089 |  | 241.7938 | 0 |  | 241.7938 | 0 |  | 335.1907 | 0.069112 |  | 241.7938 | 0 |  | 241.7938 | 0
| 241.8671 | 0.08917 | 282.7892 | 0.05988 |  | 241.8671 | 0.01105 |  | 241.8671 | 0 |  | 241.8671 | 0 |  | 335.2684 | 0.06991 |  | 241.8671 | 0 |  | 241.8671 | 0
| 241.9403 | 0.08715 | 282.8646 | 0.06446 |  | 241.9404 | 0.00686 |  | 241.9404 | 0 |  | 241.9404 | 0 |  | 335.3461 | 0.069197 |  | 241.9404 | 0 |  | 241.9404 | 0
| 242.0137 | 0.08652 | 282.9401 | 0.070271 |  | 242.0137 | 0.01014 |  | 242.0137 | 0 |  | 242.0137 | 0 |  | 335.4238 | 0.067158 |  | 242.0137 | 0 |  | 242.0137 | 0
| 242.087 | 0.08435 | 283.0155 | 0.059287 |  | 242.087 | 0.00733 |  | 242.087 | 0 |  | 242.087 | 0 |  | 335.5015 | 0.065775 |  | 242.087 | 0 |  | 242.087 | 0
| 242.1603 | 0.08182 | 283.091 | 0.059491 |  | 242.1603 | 0.00976 |  | 242.1603 | 0 |  | 242.1603 | 0 |  | 335.5792 | 0.069494 |  | 242.1603 | 0 |  | 242.1603 | 0
| 242.2336 | 0.07811 | 283.1665 | 0.059117 |  | 242.2336 | 0.00725 |  | 242.2336 | 0 |  | 242.2336 | 0 |  | 335.6568 | 0.065781 |  | 242.2336 | 0 |  | 242.2336 | 0
| 242.3069 | 0.07621 | 283.242 | 0.059331 |  | 242.3069 | 0.00839 |  | 242.3069 | 0 |  | 242.3069 | 0 |  | 335.7345 | 0.065798 |  | 242.3069 | 0 |  | 242.3069 | 0
| 242.3802 | 0.07406 | 283.3174 | 0.058644 |  | 242.3802 | 0.00498 |  | 242.3802 | 0 |  | 242.3802 | 0 |  | 335.8122 | 0.054752 |  | 242.3802 | 0 |  | 242.3802 | 0
| 242.4535 | 0.07223 | 283.3929 | 0.059635 |  | 242.4535 | 0.00587 |  | 242.4535 | 0 |  | 242.4535 | 0 |  | 335.8899 | 0.066775 |  | 242.4535 | 0 |  | 242.4535 | 0
| 242.5269 | 0.07014 | 283.4684 | 0.055869 |  | 242.5269 | 0.00301 |  | 242.5269 | 0 |  | 242.5269 | 0 |  | 335.9676 | 0.060102 |  | 242.5269 | 0 |  | 242.5269 | 0
| 242.6002 | 0.06932 | 283.5439 | 0.053851 |  | 242.6002 | 0.00426 |  | 242.6002 | 0 |  | 242.6002 | 0 |  | 336.0453 | 0.067179 |  | 242.6002 | 0 |  | 242.6002 | 0
| 242.6735 | 0.06758 | 283.6194 | 0.0482 |  | 242.6735 | 0.00268 |  | 242.6735 | 0 |  | 242.6735 | 0 |  | 336.123 | 0.062172 |  | 242.6735 | 0 |  | 242.6735 | 0
| 242.7469 | 0.06609 | 283.6949 | 0.050655 |  | 242.7469 | 0.00542 |  | 242.7469 | 0 |  | 242.7469 | 0 |  | 336.2007 | 0.063129 |  | 242.7469 | 0 |  | 242.7469 | 0
| 242.8202 | 0.06386 | 283.7704 | 0.047888 |  | 242.8202 | 0.00259 |  | 242.8202 | 0 |  | 242.8202 | 0 |  | 336.2785 | 0.061403 |  | 242.8202 | 0 |  | 242.8202 | 0
| 242.8936 | 0.06289 | 283.8459 | 0.051352 |  | 242.8936 | 0.00518 |  | 242.8936 | 0 |  | 242.8936 | 0 |  | 336.3562 | 0.06295 |  | 242.8936 | 0 |  | 242.8936 | 0
| 242.9669 | 0.06101 | 283.9214 | 0.046998 |  | 242.9669 | 0.0001238 |  | 242.9669 | 0 |  | 242.9669 | 0 |  | 336.4339 | 0.063178 |  | 242.9669 | 0 |  | 242.9669 | 0
| 243.0403 | 0.05977 | 283.9969 | 0.046746 |  | 243.0403 | 0.00146 |  | 243.0403 | 0 |  | 243.0403 | 0 |  | 336.5116 | 0.061534 |  | 243.0403 | 0 |  | 243.0403 | 0
| 243.1136 | 0.05758 | 284.0724 | 0.047887 |  | 243.1136 | 0 |  | 243.1136 | 0 |  | 243.1136 | 0 |  | 336.5894 | 0.057841 |  | 243.1136 | 0 |  | 243.1136 | 0
| 243.187 | 0.05664 | 284.148 | 0.060449 |  | 243.187 | 0.00253 |  | 243.187 | 0 |  | 243.187 | 0 |  | 336.6671 | 0.057671 |  | 243.187 | 0 |  | 243.187 | 0
| 243.2604 | 0.05503 | 284.2235 | 0.041215 |  | 243.2604 | 0.00137 |  | 243.2604 | 0 |  | 243.2604 | 0 |  | 336.7448 | 0.055175 |  | 243.2604 | 0 |  | 243.2604 | 0
| 243.3338 | 0.05399 | 284.299 | 0.048187 |  | 243.3338 | 0.00243 |  | 243.3338 | 0 |  | 243.3338 | 0 |  | 336.8225 | 0.058942 |  | 243.3337 | 0 |  | 243.3338 | 0
| 243.4071 | 0.05209 | 284.3746 | 0.043807 |  | 243.4071 | 0.00208 |  | 243.4071 | 0 |  | 243.4071 | 0 |  | 336.9003 | 0.056565 |  | 243.4071 | 0 |  | 243.4071 | 0
| 243.4805 | 0.05141 | 284.4501 | 0.049982 |  | 243.4805 | 0.00405 |  | 243.4805 | 0 |  | 243.4805 | 0 |  | 336.978 | 0.058211 |  | 243.4805 | 0 |  | 243.4805 | 0
| 243.5539 | 0.04992 | 284.5256 | 0.046945 |  | 243.5539 | 0.00264 |  | 243.5539 | 0 |  | 243.5539 | 0 |  | 337.0558 | 0.055402 |  | 243.5539 | 0 |  | 243.5539 | 0
| 243.6273 | 0.04874 | 284.6012 | 0.040981 |  | 243.6273 | 0.00528 |  | 243.6273 | 0 |  | 243.6273 | 0 |  | 337.1335 | 0.056791 |  | 243.6273 | 0 |  | 243.6273 | 0
| 243.7007 | 0.04745 | 284.6767 | 0.041017 |  | 243.7007 | 0.00426 |  | 243.7007 | 0 |  | 243.7007 | 0 |  | 337.2112 | 0.058455 |  | 243.7007 | 0 |  | 243.7007 | 0
| 243.7741 | 0.04682 | 284.7523 | 0.047498 |  | 243.7741 | 0.00748 |  | 243.7741 | 0 |  | 243.7741 | 0 |  | 337.289 | 0.055599 |  | 243.7741 | 0 |  | 243.7741 | 0
| 243.8475 | 0.04516 | 284.8279 | 0.045686 |  | 243.8475 | 0.00576 |  | 243.8475 | 0 |  | 243.8475 | 0 |  | 337.3667 | 0.052792 |  | 243.8475 | 0 |  | 243.8475 | 0
| 243.9209 | 0.04437 | 284.9034 | 0.044739 |  | 243.9209 | 0.00731 |  | 243.9209 | 0 |  | 243.9209 | 0 |  | 337.4445 | 0.053601 |  | 243.9209 | 0 |  | 243.9209 | 0
| 243.9943 | 0.04277 | 284.979 | 0.046496 |  | 243.9943 | 0.00569 |  | 243.9943 | 0 |  | 243.9943 | 0 |  | 337.5222 | 0.052848 |  | 243.9943 | 0 |  | 243.9943 | 0
| 244.0677 | 0.04168 | 285.0545 | 0.053737 |  | 244.0677 | 0.00717 |  | 244.0677 | 0 |  | 244.0677 | 0 |  | 337.6 | 0.055931 |  | 244.0677 | 0 |  | 244.0677 | 0
| 244.1411 | 0.04032 | 285.1301 | 0.038211 |  | 244.1412 | 0.00428 |  | 244.1411 | 0 |  | 244.1412 | 0 |  | 337.6778 | 0.050705 |  | 244.1411 | 0 |  | 244.1411 | 0
| 244.2146 | 0.0399 | 285.2057 | 0.042684 |  | 244.2146 | 0.00711 |  | 244.2146 | 0 |  | 244.2146 | 0 |  | 337.7556 | 0.052657 |  | 244.2146 | 0 |  | 244.2146 | 0
| 244.288 | 0.03889 | 285.2812 | 0.038635 |  | 244.288 | 0.00518 |  | 244.288 | 0 |  | 244.288 | 0 |  | 337.8333 | 0.050347 |  | 244.288 | 0 |  | 244.288 | 0
| 244.3614 | 0.03827 | 285.3568 | 0.038911 |  | 244.3614 | 0.00749 |  | 244.3614 | 0 |  | 244.3614 | 0 |  | 337.9111 | 0.050612 |  | 244.3614 | 0 |  | 244.3614 | 0
| 244.4349 | 0.0372 | 285.4324 | 0.04338 |  | 244.4349 | 0.00503 |  | 244.4349 | 0 |  | 244.4349 | 0 |  | 337.9889 | 0.051717 |  | 244.4349 | 0 |  | 244.4349 | 0
| 244.5083 | 0.03655 | 285.508 | 0.041257 |  | 244.5083 | 0.00535 |  | 244.5083 | 0 |  | 244.5083 | 0 |  | 338.0666 | 0.052071 |  | 244.5083 | 0 |  | 244.5083 | 0
| 244.5818 | 0.03532 | 285.5836 | 0.038001 |  | 244.5818 | 0.0045 |  | 244.5818 | 0 |  | 244.5818 | 0 |  | 338.1444 | 0.049167 |  | 244.5818 | 0 |  | 244.5818 | 0
| 244.6552 | 0.03466 | 285.6592 | 0.050645 |  | 244.6552 | 0.00706 |  | 244.6552 | 0 |  | 244.6552 | 0 |  | 338.2222 | 0.0509 |  | 244.6552 | 0 |  | 244.6552 | 0
| 244.7287 | 0.03346 | 285.7348 | 0.040223 |  | 244.7287 | 0.00748 |  | 244.7287 | 0 |  | 244.7287 | 0 |  | 338.3 | 0.047363 |  | 244.7287 | 0 |  | 244.7287 | 0
| 244.8021 | 0.03316 | 285.8104 | 0.037136 |  | 244.8021 | 0.01224 |  | 244.8021 | 0 |  | 244.8021 | 0 |  | 338.3778 | 0.050338 |  | 244.8021 | 0 |  | 244.8021 | 0
| 244.8756 | 0.03213 | 285.886 | 0.037895 |  | 244.8756 | 0.0096 |  | 244.8756 | 0 |  | 244.8756 | 0 |  | 338.4556 | 0.047102 |  | 244.8756 | 0 |  | 244.8756 | 0
| 244.949 | 0.03168 | 285.9616 | 0.045691 |  | 244.9491 | 0.01085 |  | 244.9491 | 0 |  | 244.9491 | 0 |  | 338.5334 | 0.050567 |  | 244.9491 | 0 |  | 244.9491 | 0
| 245.0225 | 0.03041 | 286.0372 | 0.041783 |  | 245.0225 | 0.00937 |  | 245.0225 | -0.01 |  | 245.0225 | 0 |  | 338.6111 | 0.045522 |  | 245.0225 | 0 |  | 245.0225 | 0
| 245.096 | 0.03027 | 286.1128 | 0.036271 |  | 245.096 | 0.01125 |  | 245.096 | 0 |  | 245.096 | 0 |  | 338.689 | 0.049456 |  | 245.096 | 0 |  | 245.096 | 0
| 245.1695 | 0.02926 | 286.1884 | 0.039559 |  | 245.1695 | 0.01153 |  | 245.1695 | 0 |  | 245.1695 | 0 |  | 338.7668 | 0.044324 |  | 245.1695 | 0 |  | 245.1695 | 0
| 245.243 | 0.02893 | 286.264 | 0.035771 |  | 245.243 | 0.01194 |  | 245.243 | 0 |  | 245.243 | 0 |  | 338.8446 | 0.048006 |  | 245.243 | 0 |  | 245.243 | 0
| 245.3165 | 0.02761 | 286.3397 | 0.034909 |  | 245.3165 | 0.01035 |  | 245.3165 | 0 |  | 245.3165 | 0 |  | 338.9224 | 0.044387 |  | 245.3165 | 0 |  | 245.3165 | 0
| 245.3899 | 0.02749 | 286.4153 | 0.034805 |  | 245.3899 | 0.01206 |  | 245.39 | 0 |  | 245.3899 | 0 |  | 339.0002 | 0.045914 |  | 245.3899 | 0 |  | 245.39 | 0
| 245.4634 | 0.02658 | 286.4909 | 0.041696 |  | 245.4634 | 0.00951 |  | 245.4634 | 0 |  | 245.4634 | 0 |  | 339.078 | 0.0424 |  | 245.4634 | 0 |  | 245.4634 | 0
| 245.5369 | 0.02626 | 286.5666 | 0.037679 |  | 245.5369 | 0.01074 |  | 245.5369 | 0 |  | 245.5369 | 0 |  | 339.1558 | 0.047538 |  | 245.5369 | 0 |  | 245.5369 | 0
| 245.6105 | 0.0252 | 286.6422 | 0.033087 |  | 245.6104 | 0.00912 |  | 245.6105 | 0 |  | 245.6104 | 0 |  | 339.2336 | 0.037555 |  | 245.6105 | 0 |  | 245.6105 | 0
| 245.684 | 0.02515 | 286.7179 | 0.037468 |  | 245.684 | 0.00977 |  | 245.684 | 0 |  | 245.684 | 0 |  | 339.3115 | 0.04336 |  | 245.684 | 0 |  | 245.684 | 0
| 245.7575 | 0.02419 | 286.7935 | 0.037152 |  | 245.7575 | 0.0094 |  | 245.7575 | 0 |  | 245.7575 | 0 |  | 339.3893 | 0.034916 |  | 245.7575 | 0 |  | 245.7575 | 0
| 245.831 | 0.02404 | 286.8692 | 0.043776 |  | 245.831 | 0.01026 |  | 245.831 | 0 |  | 245.831 | 0 |  | 339.4671 | 0.042286 |  | 245.831 | 0 |  | 245.831 | 0
| 245.9045 | 0.02307 | 286.9448 | 0.035729 |  | 245.9045 | 0.00994 |  | 245.9045 | 0 |  | 245.9045 | 0 |  | 339.545 | 0.04012 |  | 245.9045 | 0 |  | 245.9045 | 0
| 245.978 | 0.02281 | 287.0205 | 0.041662 |  | 245.978 | 0.01193 |  | 245.978 | 0 |  | 245.978 | 0 |  | 339.6228 | 0.042514 |  | 245.978 | 0 |  | 245.978 | 0
| 246.0516 | 0.02206 | 287.0961 | 0.035307 |  | 246.0516 | 0.00964 |  | 246.0516 | 0 |  | 246.0516 | 0 |  | 339.7006 | 0.038431 |  | 246.0516 | 0 |  | 246.0516 | 0
| 246.1251 | 0.02188 | 287.1718 | 0.04573 |  | 246.1251 | 0.01105 |  | 246.1251 | 0 |  | 246.1251 | 0 |  | 339.7784 | 0.04346 |  | 246.1251 | 0 |  | 246.1251 | 0
| 246.1986 | 0.02094 | 287.2475 | 0.035929 |  | 246.1986 | 0.00975 |  | 246.1986 | 0 |  | 246.1986 | 0 |  | 339.8563 | 0.038247 |  | 246.1986 | 0 |  | 246.1986 | 0
| 246.2722 | 0.02084 | 287.3232 | 0.035664 |  | 246.2722 | 0.01253 |  | 246.2722 | 0 |  | 246.2722 | 0 |  | 339.9341 | 0.040227 |  | 246.2722 | 0 |  | 246.2722 | 0
| 246.3457 | 0.02006 | 287.3988 | 0.031091 |  | 246.3457 | 0.01055 |  | 246.3457 | 0 |  | 246.3457 | 0 |  | 340.012 | 0.037076 |  | 246.3457 | 0 |  | 246.3457 | 0
| 246.4193 | 0.01993 | 287.4745 | 0.038764 |  | 246.4193 | 0.01061 |  | 246.4193 | 0 |  | 246.4193 | 0 |  | 340.0898 | 0.039847 |  | 246.4193 | 0 |  | 246.4193 | 0
| 246.4928 | 0.01898 | 287.5502 | 0.03262 |  | 246.4928 | 0.00929 |  | 246.4928 | 0 |  | 246.4928 | 0 |  | 340.1677 | 0.037268 |  | 246.4928 | 0 |  | 246.4928 | 0
| 246.5664 | 0.01897 | 287.6259 | 0.039904 |  | 246.5664 | 0.00795 |  | 246.5664 | 0 |  | 246.5664 | 0 |  | 340.2455 | 0.038528 |  | 246.5664 | 0 |  | 246.5664 | 0
| 246.64 | 0.01837 | 287.7016 | 0.038588 |  | 246.64 | 0.00566 |  | 246.64 | 0 |  | 246.64 | 0 |  | 340.3234 | 0.038088 |  | 246.64 | 0 |  | 246.64 | 0
| 246.7135 | 0.01815 | 287.7773 | 0.041131 |  | 246.7135 | 0.00807 |  | 246.7135 | 0 |  | 246.7135 | 0 |  | 340.4012 | 0.038708 |  | 246.7135 | 0 |  | 246.7135 | 0
| 246.7871 | 0.01739 | 287.8529 | 0.036284 |  | 246.7871 | 0.00735 |  | 246.7871 | 0 |  | 246.7871 | 0 |  | 340.4791 | 0.033317 |  | 246.7871 | 0 |  | 246.7871 | 0
| 246.8607 | 0.01715 | 287.9286 | 0.043687 |  | 246.8607 | 0.00843 |  | 246.8607 | 0 |  | 246.8607 | 0 |  | 340.557 | 0.038375 |  | 246.8607 | 0 |  | 246.8607 | 0
| 246.9343 | 0.01667 | 288.0044 | 0.034206 |  | 246.9343 | 0.00627 |  | 246.9343 | 0 |  | 246.9343 | 0 |  | 340.6349 | 0.035784 |  | 246.9343 | 0 |  | 246.9343 | 0
| 247.0078 | 0.01663 | 288.08 | 0.048988 |  | 247.0078 | 0.00705 |  | 247.0078 | 0 |  | 247.0078 | 0 |  | 340.7127 | 0.037111 |  | 247.0078 | 0 |  | 247.0078 | 0
| 247.0814 | 0.01611 | 288.1558 | 0.037721 |  | 247.0814 | 0.00593 |  | 247.0814 | 0 |  | 247.0814 | 0 |  | 340.7906 | 0.036531 |  | 247.0814 | 0 |  | 247.0814 | 0
| 247.155 | 0.01587 | 288.2315 | 0.036749 |  | 247.155 | 0.00761 |  | 247.155 | 0 |  | 247.155 | 0 |  | 340.8685 | 0.035664 |  | 247.155 | 0 |  | 247.155 | 0
| 247.2286 | 0.0153 | 288.3072 | 0.043858 |  | 247.2286 | 0.00653 |  | 247.2286 | 0 |  | 247.2286 | 0 |  | 340.9464 | 0.032486 |  | 247.2286 | 0 |  | 247.2286 | 0
| 247.3022 | 0.01502 | 288.3829 | 0.045869 |  | 247.3022 | 0.0088 |  | 247.3022 | 0 |  | 247.3022 | 0 |  | 341.0243 | 0.037948 |  | 247.3022 | 0 |  | 247.3022 | 0
| 247.3758 | 0.01427 | 288.4586 | 0.034515 |  | 247.3758 | 0.0076 |  | 247.3758 | 0 |  | 247.3758 | 0 |  | 341.1021 | 0.036509 |  | 247.3758 | 0 |  | 247.3758 | 0
| 247.4495 | 0.01425 | 288.5344 | 0.041572 |  | 247.4494 | 0.00812 |  | 247.4494 | 0 |  | 247.4494 | 0 |  | 341.18 | 0.026774 |  | 247.4494 | 0 |  | 247.4494 | 0
| 247.5231 | 0.01384 | 288.6101 | 0.036742 |  | 247.5231 | 0.00736 |  | 247.5231 | 0 |  | 247.5231 | 0 |  | 341.2579 | 0.03504 |  | 247.5231 | 0 |  | 247.5231 | 0
| 247.5967 | 0.01378 | 288.6859 | 0.043753 |  | 247.5967 | 0.0079 |  | 247.5967 | 0 |  | 247.5967 | 0 |  | 341.3358 | 0.034067 |  | 247.5967 | 0 |  | 247.5967 | 0
| 247.6703 | 0.01321 | 288.7616 | 0.037344 |  | 247.6703 | 0.00682 |  | 247.6703 | 0 |  | 247.6703 | 0 |  | 341.4137 | 0.031748 |  | 247.6703 | 0 |  | 247.6703 | 0
| 247.7439 | 0.01326 | 288.8373 | 0.041616 |  | 247.7439 | 0.00693 |  | 247.7439 | 0 |  | 247.7439 | 0 |  | 341.4916 | 0.037041 |  | 247.7439 | 0 |  | 247.7439 | 0
| 247.8176 | 0.01265 | 288.9131 | 0.047668 |  | 247.8176 | 0.00655 |  | 247.8176 | -0.01 |  | 247.8176 | 0 |  | 341.5695 | 0.033134 |  | 247.8176 | 0 |  | 247.8176 | 0
| 247.8912 | 0.01268 | 288.9888 | 0.041936 |  | 247.8912 | 0.00839 |  | 247.8912 | 0 |  | 247.8912 | 0 |  | 341.6474 | 0.037054 |  | 247.8912 | 0 |  | 247.8912 | 0
| 247.9648 | 0.01204 | 289.0646 | 0.040734 |  | 247.9648 | 0.0079 |  | 247.9648 | 0 |  | 247.9648 | 0 |  | 341.7253 | 0.028889 |  | 247.9648 | 0 |  | 247.9648 | 0
| 248.0385 | 0.01194 | 289.1404 | 0.041291 |  | 248.0385 | 0.00844 |  | 248.0385 | 0 |  | 248.0385 | 0 |  | 341.8032 | 0.032162 |  | 248.0385 | 0 |  | 248.0385 | 0
| 248.1121 | 0.01149 | 289.2161 | 0.042217 |  | 248.1121 | 0.00682 |  | 248.1121 | 0 |  | 248.1121 | 0 |  | 341.8811 | 0.029758 |  | 248.1121 | 0 |  | 248.1121 | 0
| 248.1858 | 0.01139 | 289.2919 | 0.044726 |  | 248.1858 | 0.00957 |  | 248.1858 | 0 |  | 248.1858 | 0 |  | 341.9591 | 0.032504 |  | 248.1858 | 0 |  | 248.1858 | 0
| 248.2594 | 0.01087 | 289.3676 | 0.039749 |  | 248.2594 | 0.00913 |  | 248.2594 | 0 |  | 248.2594 | 0 |  | 342.037 | 0.031078 |  | 248.2594 | 0 |  | 248.2594 | 0
| 248.3331 | 0.01092 | 289.4434 | 0.039619 |  | 248.3331 | 0.01006 |  | 248.3331 | 0 |  | 248.3331 | 0 |  | 342.1149 | 0.033097 |  | 248.3331 | 0 |  | 248.3331 | 0
| 248.4067 | 0.01048 | 289.5192 | 0.049194 |  | 248.4067 | 0.01003 |  | 248.4067 | 0 |  | 248.4067 | 0 |  | 342.1928 | 0.027036 |  | 248.4067 | 0 |  | 248.4067 | 0
| 248.4804 | 0.01039 | 289.595 | 0.040557 |  | 248.4804 | 0.01142 |  | 248.4804 | 0 |  | 248.4804 | 0 |  | 342.2708 | 0.032078 |  | 248.4804 | 0 |  | 248.4804 | 0
| 248.5541 | 0.01006 | 289.6707 | 0.039612 |  | 248.5541 | 0.01059 |  | 248.5541 | 0 |  | 248.5541 | 0 |  | 342.3487 | 0.029514 |  | 248.5541 | 0 |  | 248.5541 | 0
| 248.6278 | 0.00985 | 289.7465 | 0.045566 |  | 248.6278 | 0.01098 |  | 248.6278 | 0 |  | 248.6278 | 0 |  | 342.4266 | 0.029942 |  | 248.6278 | 0 |  | 248.6278 | 0
| 248.7014 | 0.00959 | 289.8223 | 0.042796 |  | 248.7014 | 0.00981 |  | 248.7014 | 0 |  | 248.7014 | 0 |  | 342.5045 | 0.028752 |  | 248.7014 | 0 |  | 248.7014 | 0
| 248.7751 | 0.00947 | 289.8981 | 0.045158 |  | 248.7751 | 0.01154 |  | 248.7751 | 0 |  | 248.7751 | 0 |  | 342.5825 | 0.033839 |  | 248.7751 | 0 |  | 248.7751 | 0
| 248.8488 | 0.00904 | 289.9739 | 0.040186 |  | 248.8488 | 0.00991 |  | 248.8488 | 0 |  | 248.8488 | 0 |  | 342.6604 | 0.029 |  | 248.8488 | 0 |  | 248.8488 | 0
| 248.9225 | 0.00905 | 290.0497 | 0.038975 |  | 248.9225 | 0.01033 |  | 248.9225 | 0 |  | 248.9225 | 0 |  | 342.7384 | 0.027952 |  | 248.9225 | 0 |  | 248.9225 | 0
| 248.9962 | 0.00873 | 290.1255 | 0.047942 |  | 248.9962 | 0.00882 |  | 248.9962 | 0 |  | 248.9962 | 0 |  | 342.8163 | 0.026528 |  | 248.9962 | 0 |  | 248.9962 | 0
| 249.0699 | 0.00873 | 290.2013 | 0.04918 |  | 249.0699 | 0.00982 |  | 249.0699 | 0 |  | 249.0699 | 0 |  | 342.8943 | 0.029694 |  | 249.0699 | 0 |  | 249.0699 | 0
| 249.1436 | 0.00825 | 290.2771 | 0.042665 |  | 249.1436 | 0.00786 |  | 249.1436 | 0 |  | 249.1436 | 0 |  | 342.9722 | 0.023927 |  | 249.1436 | 0 |  | 249.1436 | 0
| 249.2173 | 0.00828 | 290.3529 | 0.046404 |  | 249.2173 | 0.00954 |  | 249.2173 | 0 |  | 249.2173 | 0 |  | 343.0502 | 0.03115 |  | 249.2173 | 0 |  | 249.2173 | 0
| 249.291 | 0.00787 | 290.4287 | 0.043602 |  | 249.291 | 0.00945 |  | 249.291 | 0 |  | 249.291 | 0 |  | 343.1281 | 0.025177 |  | 249.291 | 0 |  | 249.291 | 0
| 249.3647 | 0.00798 | 290.5046 | 0.04202 |  | 249.3647 | 0.01087 |  | 249.3647 | 0 |  | 249.3647 | 0 |  | 343.2061 | 0.027728 |  | 249.3647 | 0 |  | 249.3647 | 0
| 249.4385 | 0.00755 | 290.5804 | 0.040956 |  | 249.4385 | 0.0094 |  | 249.4385 | 0 |  | 249.4385 | 0 |  | 343.2841 | 0.023506 |  | 249.4385 | 0 |  | 249.4385 | 0
| 249.5122 | 0.00751 | 290.6562 | 0.043558 |  | 249.5122 | 0.01031 |  | 249.5122 | 0 |  | 249.5122 | 0 |  | 343.362 | 0.02558 |  | 249.5122 | 0 |  | 249.5122 | 0
| 249.5859 | 0.00721 | 290.7321 | 0.050255 |  | 249.5859 | 0.01028 |  | 249.5859 | 0 |  | 249.5859 | 0 |  | 343.44 | 0.02677 |  | 249.5859 | 0 |  | 249.5859 | 0
| 249.6597 | 0.00733 | 290.8079 | 0.038913 |  | 249.6597 | 0.01118 |  | 249.6597 | 0 |  | 249.6597 | 0 |  | 343.518 | 0.021318 |  | 249.6597 | 0 |  | 249.6597 | 0
| 249.7334 | 0.00702 | 290.8837 | 0.04081 |  | 249.7334 | 0.01021 |  | 249.7334 | 0 |  | 249.7334 | 0 |  | 343.5959 | 0.02384 |  | 249.7334 | 0 |  | 249.7334 | 0
| 249.8071 | 0.00701 | 290.9596 | 0.047538 |  | 249.8071 | 0.01048 |  | 249.8071 | 0 |  | 249.8071 | 0 |  | 343.6739 | 0.02515 |  | 249.8071 | 0 |  | 249.8071 | 0
| 249.8809 | 0.00669 | 291.0354 | 0.054016 |  | 249.8809 | 0.00966 |  | 249.8809 | 0 |  | 249.8809 | 0 |  | 343.7519 | 0.022323 |  | 249.8809 | 0 |  | 249.8809 | 0
| 249.9546 | 0.00672 | 291.1113 | 0.042765 |  | 249.9546 | 0.01054 |  | 249.9546 | 0 |  | 249.9546 | 0 |  | 343.8299 | 0.029283 |  | 249.9546 | 0 |  | 249.9546 | 0
| 250.0284 | 0.00631 | 291.1871 | 0.048444 |  | 250.0284 | 0.00906 |  | 250.0284 | 0 |  | 250.0284 | 0.00881 |  | 343.9079 | 0.026572 |  | 250.0284 | -0.020727 |  | 250.0284 | 0
| 250.1022 | 0.00632 | 291.263 | 0.0468 |  | 250.1021 | 0.00997 |  | 250.1022 | 0 |  | 250.1021 | 0.01679 |  | 343.9859 | 0.023821 |  | 250.1022 | -0.00054741 |  | 250.1022 | 0
| 250.1759 | 0.00598 | 291.3388 | 0.054944 |  | 250.1759 | 0.00851 |  | 250.1759 | 0 |  | 250.1759 | 0.01597 |  | 344.0638 | 0.024959 |  | 250.1759 | -0.010341 |  | 250.1759 | 0
| 250.2497 | 0.00612 | 291.4147 | 0.044008 |  | 250.2497 | 0.00944 |  | 250.2497 | 0 |  | 250.2497 | 0.00854 |  | 344.1418 | 0.025147 |  | 250.2497 | 0.0043968 |  | 250.2497 | 0
| 250.3235 | 0.00578 | 291.4906 | 0.042225 |  | 250.3235 | 0.00879 |  | 250.3235 | 0 |  | 250.3235 | 0.00894 |  | 344.2198 | 0.0193 |  | 250.3235 | -0.027131 |  | 250.3235 | 0
| 250.3972 | 0.00593 | 291.5664 | 0.044707 |  | 250.3972 | 0.00957 |  | 250.3972 | 0 |  | 250.3972 | 0.0045 |  | 344.2978 | 0.030128 |  | 250.3972 | 0.01415 |  | 250.3972 | 0
| 250.471 | 0.00555 | 291.6423 | 0.046015 |  | 250.471 | 0.00854 |  | 250.471 | 0 |  | 250.471 | 0.01155 |  | 344.3758 | 0.020158 |  | 250.471 | -0.015587 |  | 250.471 | 0
| 250.5448 | 0.00571 | 291.7182 | 0.0399 |  | 250.5448 | 0.00964 |  | 250.5448 | 0 |  | 250.5448 | 0.01565 |  | 344.4538 | 0.023368 |  | 250.5448 | 0.017721 |  | 250.5448 | 0
| 250.6186 | 0.00537 | 291.7941 | 0.044545 |  | 250.6186 | 0.00884 |  | 250.6186 | 0 |  | 250.6186 | 0.01011 |  | 344.5319 | 0.023015 |  | 250.6186 | -0.01514 |  | 250.6186 | 0
| 250.6924 | 0.00546 | 291.87 | 0.051698 |  | 250.6924 | 0.00984 |  | 250.6924 | 0 |  | 250.6924 | 0.01863 |  | 344.6099 | 0.027869 |  | 250.6924 | 0.0010886 |  | 250.6924 | 0
| 250.7662 | 0.00514 | 291.9458 | 0.059828 |  | 250.7662 | 0.00953 |  | 250.7662 | 0 |  | 250.7662 | 0.00614 |  | 344.6879 | 0.020959 |  | 250.7662 | -0.023085 |  | 250.7662 | 0
| 250.84 | 0.00513 | 292.0217 | 0.041168 |  | 250.84 | 0.01095 |  | 250.84 | 0 |  | 250.84 | 0.00643 |  | 344.7659 | 0.023544 |  | 250.84 | -0.001562 |  | 250.84 | 0
| 250.9138 | 0.00486 | 292.0976 | 0.046203 |  | 250.9138 | 0.01007 |  | 250.9138 | 0 |  | 250.9138 | 0.0086 |  | 344.8439 | 0.021443 |  | 250.9138 | -0.025012 |  | 250.9138 | 0
| 250.9876 | 0.00505 | 292.1735 | 0.052878 |  | 250.9876 | 0.0116 |  | 250.9876 | 0 |  | 250.9876 | 0.0092 |  | 344.9219 | 0.019787 |  | 250.9876 | 0.010741 |  | 250.9876 | 0
| 251.0614 | 0.00465 | 292.2494 | 0.044204 |  | 251.0614 | 0.01 |  | 251.0614 | 0 |  | 251.0614 | 0.01086 |  | 344.9999 | 0.004108 |  | 251.0614 | -0.010941 |  | 251.0614 | 0
| 251.1352 | 0.00489 | 292.3253 | 0.048086 |  | 251.1352 | 0.01072 |  | 251.1352 | 0 |  | 251.1352 | 0.00867 |  | 345.078 | 0.020594 |  | 251.1352 | 0.0073887 |  | 251.1352 | 0
| 251.209 | 0.0046 | 292.4012 | 0.045031 |  | 251.209 | 0.00908 |  | 251.209 | 0 |  | 251.209 | 0.00999 |  | 345.156 | 0.016536 |  | 251.209 | -0.015153 |  | 251.209 | 0
| 251.2828 | 0.0047 | 292.4771 | 0.046197 |  | 251.2828 | 0.00975 |  | 251.2829 | 0 |  | 251.2828 | 0.01166 |  | 345.234 | 0.025209 |  | 251.2829 | 0.0044634 |  | 251.2829 | 0
| 251.3567 | 0.00444 | 292.5531 | 0.054165 |  | 251.3567 | 0.01009 |  | 251.3567 | 0 |  | 251.3567 | 0.00874 |  | 345.3121 | 0.017544 |  | 251.3567 | -0.01943 |  | 251.3567 | 0
| 251.4305 | 0.00456 | 292.629 | 0.03776 |  | 251.4305 | 0.00946 |  | 251.4305 | 0 |  | 251.4305 | 0.00997 |  | 345.3901 | 0.020946 |  | 251.4305 | 0.0027339 |  | 251.4305 | 0
| 251.5043 | 0.0043 | 292.7049 | 0.049382 |  | 251.5043 | 0.00942 |  | 251.5043 | 0 |  | 251.5043 | 0.00755 |  | 345.4681 | 0.020485 |  | 251.5044 | -0.016843 |  | 251.5043 | 0
| 251.5782 | 0.0043 | 292.7808 | 0.038941 |  | 251.5782 | 0.00944 |  | 251.5782 | 0 |  | 251.5782 | 0.01363 |  | 345.5462 | 0.021663 |  | 251.5782 | 0.0031228 |  | 251.5782 | 0
| 251.652 | 0.004 | 292.8568 | 0.051423 |  | 251.652 | 0.01019 |  | 251.652 | 0 |  | 251.652 | 0.00869 |  | 345.6242 | 0.014616 |  | 251.652 | -0.0032505 |  | 251.652 | 0
| 251.7259 | 0.00419 | 292.9327 | 0.039382 |  | 251.7259 | 0.01033 |  | 251.7259 | 0 |  | 251.7259 | 0.01589 |  | 345.7023 | 0.022011 |  | 251.7259 | 0.0013583 |  | 251.7259 | 0
| 251.7997 | 0.00394 | 293.0086 | 0.047524 |  | 251.7997 | 0.01089 |  | 251.7997 | 0 |  | 251.7997 | 0.0112 |  | 345.7803 | 0.018743 |  | 251.7997 | -0.018366 |  | 251.7997 | 0
| 251.8736 | 0.00403 | 293.0846 | 0.047166 |  | 251.8736 | 0.01071 |  | 251.8736 | 0 |  | 251.8736 | 0.00822 |  | 345.8584 | 0.021385 |  | 251.8736 | -0.0034073 |  | 251.8736 | 0
| 251.9475 | 0.00378 | 293.1605 | 0.055613 |  | 251.9475 | 0.01044 |  | 251.9475 | 0 |  | 251.9475 | 0.01156 |  | 345.9364 | 0.019196 |  | 251.9475 | -0.008343 |  | 251.9475 | 0
| 252.0213 | 0.00399 | 293.2365 | 0.041173 |  | 252.0213 | 0.01072 |  | 252.0213 | 0 |  | 252.0213 | 0.01325 |  | 346.0145 | 0.021224 |  | 252.0213 | 0.013919 |  | 252.0213 | 0
| 252.0952 | 0.00378 | 293.3124 | 0.039147 |  | 252.0952 | 0.01052 |  | 252.0952 | 0 |  | 252.0952 | 0.01005 |  | 346.0926 | 0.017055 |  | 252.0952 | -0.012341 |  | 252.0952 | 0
| 252.1691 | 0.00349 | 293.3884 | 0.0445 |  | 252.1691 | 0.01007 |  | 252.1691 | 0 |  | 252.1691 | 0.00465 |  | 346.1706 | 0.017823 |  | 252.1691 | -0.027749 |  | 252.1691 | 0
| 252.243 | 0.00372 | 293.4643 | 0.038138 |  | 252.243 | 0.01034 |  | 252.243 | 0 |  | 252.243 | 0.01535 |  | 346.2487 | 0.016835 |  | 252.2429 | 0.013717 |  | 252.243 | 0
| 252.3168 | 0.00337 | 293.5403 | 0.039944 |  | 252.3168 | 0.01043 |  | 252.3168 | 0 |  | 252.3168 | 0.015 |  | 346.3268 | 0.019759 |  | 252.3168 | -0.015594 |  | 252.3168 | 0
| 252.3907 | 0.00362 | 293.6162 | 0.041913 |  | 252.3907 | 0.01011 |  | 252.3907 | 0 |  | 252.3907 | 0.00632 |  | 346.4048 | 0.014635 |  | 252.3907 | -0.0063605 |  | 252.3907 | 0
| 252.4646 | 0.00329 | 293.6922 | 0.036012 |  | 252.4646 | 0.00965 |  | 252.4646 | 0 |  | 252.4646 | 0.01597 |  | 346.4829 | 0.015681 |  | 252.4646 | -0.016523 |  | 252.4646 | 0
| 252.5385 | 0.00352 | 293.7682 | 0.041935 |  | 252.5385 | 0.00907 |  | 252.5385 | 0 |  | 252.5385 | 0.00868 |  | 346.561 | 0.019768 |  | 252.5385 | 0.013115 |  | 252.5385 | 0
| 252.6124 | 0.00328 | 293.8441 | 0.036293 |  | 252.6124 | 0.00862 |  | 252.6124 | 0 |  | 252.6124 | 0.00497 |  | 346.639 | 0.019944 |  | 252.6124 | -0.021034 |  | 252.6124 | 0
| 252.6863 | 0.00342 | 293.9201 | 0.039998 |  | 252.6863 | 0.00837 |  | 252.6863 | 0 |  | 252.6863 | 0.01948 |  | 346.7171 | 0.015792 |  | 252.6863 | -0.0024288 |  | 252.6863 | 0
| 252.7602 | 0.00315 | 293.9961 | 0.036446 |  | 252.7602 | 0.00752 |  | 252.7602 | 0 |  | 252.7602 | 0.01339 |  | 346.7952 | 0.018547 |  | 252.7602 | -0.016219 |  | 252.7602 | 0
| 252.8341 | 0.00334 | 294.0721 | 0.042005 |  | 252.8341 | 0.00776 |  | 252.8341 | 0 |  | 252.8341 | 0.01878 |  | 346.8733 | 0.016296 |  | 252.8341 | 0.0080309 |  | 252.8341 | 0
| 252.908 | 0.00306 | 294.1481 | 0.039368 |  | 252.908 | 0.0079 |  | 252.908 | 0 |  | 252.908 | 0.01052 |  | 346.9514 | 0.014055 |  | 252.908 | -0.0090685 |  | 252.908 | 0
| 252.982 | 0.00323 | 294.2241 | 0.035701 |  | 252.982 | 0.0078 |  | 252.9819 | 0 |  | 252.982 | 0.01165 |  | 347.0295 | 0.018228 |  | 252.982 | -0.01496 |  | 252.9819 | 0
| 253.0559 | 0.00305 | 294.3001 | 0.048335 |  | 253.0559 | 0.00802 |  | 253.0559 | 0 |  | 253.0559 | 0.00825 |  | 347.1076 | 0.013204 |  | 253.0559 | -0.0074455 |  | 253.0559 | 0
| 253.1298 | 0.00324 | 294.3761 | 0.044634 |  | 253.1298 | 0.00844 |  | 253.1298 | 0 |  | 253.1298 | 0.01227 |  | 347.1857 | 0.014181 |  | 253.1298 | 0.013957 |  | 253.1298 | 0
| 253.2037 | 0.00295 | 294.4521 | 0.03523 |  | 253.2037 | 0.00762 |  | 253.2037 | 0 |  | 253.2037 | 0.01061 |  | 347.2638 | 0.016438 |  | 253.2037 | -0.021882 |  | 253.2037 | 0
| 253.2777 | 0.00317 | 294.5281 | 0.042846 |  | 253.2777 | 0.00874 |  | 253.2777 | 0 |  | 253.2777 | 0.01308 |  | 347.3419 | 0.014269 |  | 253.2777 | 0.00083269 |  | 253.2777 | 0
| 253.3516 | 0.00291 | 294.6041 | 0.036863 |  | 253.3516 | 0.00826 |  | 253.3516 | 0 |  | 253.3516 | 0.00594 |  | 347.42 | 0.015645 |  | 253.3516 | -0.021154 |  | 253.3516 | 0
| 253.4255 | 0.00314 | 294.6801 | 0.038015 |  | 253.4255 | 0.00922 |  | 253.4256 | 0 |  | 253.4255 | 0.00632 |  | 347.4981 | 0.013603 |  | 253.4256 | 0.0019695 |  | 253.4256 | 0
| 253.4995 | 0.00286 | 294.7561 | 0.028183 |  | 253.4995 | 0.00786 |  | 253.4995 | 0 |  | 253.4995 | 0.00914 |  | 347.5762 | 0.024399 |  | 253.4995 | -0.02178 |  | 253.4995 | 0
| 253.5735 | 0.0031 | 294.8321 | 0.037716 |  | 253.5735 | 0.00849 |  | 253.5735 | 0 |  | 253.5735 | 0.02026 |  | 347.6543 | 0.019135 |  | 253.5735 | 0.011213 |  | 253.5735 | 0
| 253.6474 | 0.00285 | 294.9081 | 0.038458 |  | 253.6474 | 0.00689 |  | 253.6474 | 0 |  | 253.6474 | 0.01579 |  | 347.7325 | 0.016692 |  | 253.6474 | 0.0016352 |  | 253.6474 | 0
| 253.7214 | 0.003 | 294.9842 | 0.032589 |  | 253.7214 | 0.00847 |  | 253.7214 | 0 |  | 253.7214 | 0.01446 |  | 347.8106 | 0.0083934 |  | 253.7214 | 0.021093 |  | 253.7214 | 0
| 253.7953 | 0.00274 | 295.0602 | 0.036752 |  | 253.7953 | 0.00782 |  | 253.7953 | 0 |  | 253.7953 | 0.01542 |  | 347.8887 | 0.013924 |  | 253.7953 | -0.033593 |  | 253.7953 | 0
| 253.8693 | 0.00299 | 295.1362 | 0.033733 |  | 253.8693 | 0.00875 |  | 253.8693 | 0 |  | 253.8693 | 0.01022 |  | 347.9668 | 0.012051 |  | 253.8693 | 0.0092506 |  | 253.8693 | 0
| 253.9433 | 0.00272 | 295.2123 | 0.032189 |  | 253.9433 | 0.00805 |  | 253.9433 | 0 |  | 253.9433 | 0.01247 |  | 348.045 | 0.016305 |  | 253.9433 | -0.010078 |  | 253.9433 | 0
| 254.0172 | 0.00295 | 295.2883 | 0.037712 |  | 254.0172 | 0.00941 |  | 254.0172 | 0 |  | 254.0172 | 0.0092 |  | 348.1231 | 0.0098536 |  | 254.0172 | 0.0062368 |  | 254.0172 | 0
| 254.0912 | 0.00265 | 295.3643 | 0.036029 |  | 254.0912 | 0.00854 |  | 254.0912 | 0 |  | 254.0912 | 0.00689 |  | 348.2012 | 0.020727 |  | 254.0912 | -0.0029226 |  | 254.0912 | 0
| 254.1652 | 0.00287 | 295.4404 | 0.030214 |  | 254.1652 | 0.01 |  | 254.1652 | 0 |  | 254.1652 | 0.01619 |  | 348.2793 | 0.0095666 |  | 254.1652 | 0.0065866 |  | 254.1652 | 0
| 254.2392 | 0.00278 | 295.5164 | 0.033658 |  | 254.2392 | 0.00951 |  | 254.2392 | 0 |  | 254.2392 | 0.01308 |  | 348.3575 | 0.015155 |  | 254.2392 | -0.0037601 |  | 254.2392 | 0
| 254.3132 | 0.00284 | 295.5925 | 0.034261 |  | 254.3132 | 0.01032 |  | 254.3132 | 0 |  | 254.3132 | 0.01587 |  | 348.4356 | 0.010281 |  | 254.3132 | -0.0015452 |  | 254.3132 | 0
| 254.3872 | 0.00256 | 295.6686 | 0.029789 |  | 254.3872 | 0.00971 |  | 254.3872 | 0 |  | 254.3872 | 0.01545 |  | 348.5138 | 0.01113 |  | 254.3872 | -0.032491 |  | 254.3872 | 0
| 254.4612 | 0.0028 | 295.7446 | 0.030339 |  | 254.4612 | 0.01078 |  | 254.4612 | 0 |  | 254.4612 | 0.00676 |  | 348.5919 | 0.010934 |  | 254.4612 | 0.007722 |  | 254.4612 | 0
| 254.5352 | 0.00265 | 295.8207 | 0.030446 |  | 254.5352 | 0.01014 |  | 254.5352 | 0 |  | 254.5352 | 0.00712 |  | 348.6701 | 0.014739 |  | 254.5352 | -0.013742 |  | 254.5352 | 0
| 254.6092 | 0.00289 | 295.8968 | 0.034352 |  | 254.6092 | 0.01183 |  | 254.6092 | 0 |  | 254.6092 | 0.01409 |  | 348.7482 | 0.0097298 |  | 254.6092 | 0.010874 |  | 254.6092 | 0
| 254.6832 | 0.00265 | 295.9728 | 0.032368 |  | 254.6832 | 0.0105 |  | 254.6832 | 0 |  | 254.6832 | 0.01326 |  | 348.8264 | 0.0076309 |  | 254.6832 | -0.0074517 |  | 254.6832 | 0
| 254.7572 | 0.00292 | 296.0489 | 0.035643 |  | 254.7572 | 0.01176 |  | 254.7572 | 0 |  | 254.7572 | 0.01232 |  | 348.9045 | 0.011142 |  | 254.7572 | 0.0062272 |  | 254.7572 | 0
| 254.8313 | 0.00268 | 296.125 | 0.030197 |  | 254.8313 | 0.01127 |  | 254.8313 | 0 |  | 254.8313 | 0.00269 |  | 348.9827 | 0.012744 |  | 254.8312 | -0.024866 |  | 254.8313 | 0
| 254.9053 | 0.00283 | 296.201 | 0.036593 |  | 254.9053 | 0.01193 |  | 254.9053 | 0 |  | 254.9053 | 0.0054 |  | 349.0609 | 0.011329 |  | 254.9053 | 0.0064917 |  | 254.9053 | 0
| 254.9793 | 0.00262 | 296.2772 | 0.032292 |  | 254.9793 | 0.01182 |  | 254.9793 | 0 |  | 254.9793 | 0.01362 |  | 349.139 | 0.017269 |  | 254.9793 | -0.02032 |  | 254.9793 | 0
| 255.0533 | 0.00283 | 296.3532 | 0.032046 |  | 255.0533 | 0.01209 |  | 255.0533 | 0 |  | 255.0533 | 0.01797 |  | 349.2172 | 0.011804 |  | 255.0533 | 0.00427 |  | 255.0533 | 0
| 255.1274 | 0.00262 | 296.4293 | 0.022607 |  | 255.1274 | 0.01088 |  | 255.1274 | 0 |  | 255.1274 | 0.00033219 |  | 349.2953 | 0.0084486 |  | 255.1274 | -0.0052654 |  | 255.1274 | 0
| 255.2014 | 0.0028 | 296.5054 | 0.029989 |  | 255.2014 | 0.01129 |  | 255.2014 | 0 |  | 255.2014 | 0.00892 |  | 349.3735 | 0.011254 |  | 255.2014 | -0.0074137 |  | 255.2014 | 0
| 255.2755 | 0.00265 | 296.5815 | 0.028414 |  | 255.2755 | 0.01008 |  | 255.2755 | 0 |  | 255.2755 | 0.00979 |  | 349.4517 | 0.012952 |  | 255.2755 | -0.024237 |  | 255.2755 | 0
| 255.3495 | 0.00286 | 296.6576 | 0.023681 |  | 255.3495 | 0.0113 |  | 255.3495 | 0 |  | 255.3495 | 0.01459 |  | 349.5299 | 0.0089687 |  | 255.3495 | 0.017831 |  | 255.3495 | 0
| 255.4236 | 0.00268 | 296.7337 | 0.033582 |  | 255.4236 | 0.01112 |  | 255.4236 | 0 |  | 255.4236 | 0.0112 |  | 349.6081 | 0.011812 |  | 255.4236 | -0.01534 |  | 255.4236 | 0
| 255.4976 | 0.00283 | 296.8098 | 0.029354 |  | 255.4976 | 0.01252 |  | 255.4976 | 0 |  | 255.4976 | 0.00612 |  | 349.6862 | 0.012172 |  | 255.4976 | -0.011283 |  | 255.4976 | 0
| 255.5717 | 0.00263 | 296.886 | 0.023402 |  | 255.5717 | 0.01135 |  | 255.5717 | 0 |  | 255.5717 | 0.00586 |  | 349.7644 | 0.0091415 |  | 255.5717 | -0.010207 |  | 255.5717 | 0
| 255.6457 | 0.00286 | 296.9621 | 0.024413 |  | 255.6457 | 0.01172 |  | 255.6457 | 0 |  | 255.6457 | 0.00598 |  | 349.8426 | 0.011686 |  | 255.6457 | 8.2614e-05 |  | 255.6457 | 0
| 255.7198 | 0.00269 | 297.0382 | 0.02889 |  | 255.7198 | 0.01116 |  | 255.7198 | 0 |  | 255.7198 | 0.00808 |  | 349.9208 | 0.0129 |  | 255.7198 | -0.012569 |  | 255.7198 | 0
| 255.7939 | 0.00281 | 297.1143 | 0.03263 |  | 255.7939 | 0.01183 |  | 255.7939 | 0 |  | 255.7939 | 0.01039 |  | 349.999 | 0.01285 |  | 255.7939 | -0.010166 |  | 255.7939 | 0
| 255.868 | 0.00272 | 297.1904 | 0.026267 |  | 255.868 | 0.01068 |  | 255.868 | 0 |  | 255.868 | 0.00873 |  | 350.0772 | 0.011865 |  | 255.868 | -0.013965 |  | 255.868 | 0
| 255.942 | 0.00289 | 297.2666 | 0.027825 |  | 255.942 | 0.01138 |  | 255.942 | 0 |  | 255.942 | 0.01102 |  | 350.1554 | 0.013614 |  | 255.942 | 0.0075262 |  | 255.942 | 0
| 256.0161 | 0.00273 | 297.3427 | 0.029606 |  | 256.0161 | 0.01036 |  | 256.0161 | 0 |  | 256.0161 | 0.01246 |  | 350.2336 | 0.0065649 |  | 256.0161 | -0.019691 |  | 256.0161 | 0
| 256.0902 | 0.00287 | 297.4188 | 0.034739 |  | 256.0902 | 0.01101 |  | 256.0902 | 0 |  | 256.0902 | 0.01035 |  | 350.3118 | 0.0095941 |  | 256.0902 | -0.0058394 |  | 256.0902 | 0
| 256.1643 | 0.00273 | 297.495 | 0.024653 |  | 256.1643 | 0.01053 |  | 256.1643 | 0 |  | 256.1643 | 0.00736 |  | 350.39 | 0.0092421 |  | 256.1643 | -0.0078344 |  | 256.1643 | 0
| 256.2384 | 0.00286 | 297.5711 | 0.02888 |  | 256.2384 | 0.01127 |  | 256.2384 | 0 |  | 256.2384 | 0.00597 |  | 350.4682 | 0.011057 |  | 256.2384 | 0.004345 |  | 256.2384 | 0
| 256.3125 | 0.00281 | 297.6472 | 0.027193 |  | 256.3125 | 0.01072 |  | 256.3125 | 0 |  | 256.3125 | 0.00601 |  | 350.5464 | 0.010347 |  | 256.3125 | -0.012307 |  | 256.3125 | 0
| 256.3866 | 0.00298 | 297.7234 | 0.032029 |  | 256.3866 | 0.01118 |  | 256.3866 | 0 |  | 256.3866 | 0.00878 |  | 350.6246 | 0.013625 |  | 256.3866 | 0.013433 |  | 256.3866 | 0
| 256.4607 | 0.00282 | 297.7996 | 0.021115 |  | 256.4607 | 0.01054 |  | 256.4607 | 0 |  | 256.4607 | 0.00507 |  | 350.7029 | 0.0099808 |  | 256.4607 | -0.012215 |  | 256.4607 | 0
| 256.5348 | 0.00297 | 297.8757 | 0.024914 |  | 256.5348 | 0.0116 |  | 256.5348 | 0 |  | 256.5348 | 0.0069 |  | 350.7811 | 0.0092557 |  | 256.5348 | 0.006005 |  | 256.5348 | 0
| 256.6089 | 0.0028 | 297.9519 | 0.03045 |  | 256.6089 | 0.01081 |  | 256.6089 | 0 |  | 256.6089 | 0.00483 |  | 350.8593 | 0.013913 |  | 256.609 | 0.0046147 |  | 256.6089 | 0
| 256.6831 | 0.00298 | 298.028 | 0.030216 |  | 256.6831 | 0.01149 |  | 256.6831 | 0 |  | 256.6831 | 0.01024 |  | 350.9375 | 0.0084109 |  | 256.6831 | 0.0049511 |  | 256.6831 | 0
| 256.7572 | 0.0028 | 298.1042 | 0.020663 |  | 256.7572 | 0.01104 |  | 256.7572 | 0 |  | 256.7572 | 0.01359 |  | 351.0158 | 0.0094203 |  | 256.7572 | -0.012743 |  | 256.7572 | 0
| 256.8313 | 0.00303 | 298.1804 | 0.024559 |  | 256.8313 | 0.01195 |  | 256.8313 | 0 |  | 256.8313 | 0.01041 |  | 351.094 | 0.012745 |  | 256.8313 | -0.006911 |  | 256.8313 | 0
| 256.9055 | 0.00294 | 298.2565 | 0.027369 |  | 256.9055 | 0.01141 |  | 256.9055 | 0 |  | 256.9055 | 0.00698 |  | 351.1722 | 0.0069977 |  | 256.9055 | -0.0052777 |  | 256.9055 | 0
| 256.9796 | 0.00316 | 298.3327 | 0.026483 |  | 256.9796 | 0.01268 |  | 256.9796 | 0 |  | 256.9796 | 0.00752 |  | 351.2505 | 0.010105 |  | 256.9796 | 0.012134 |  | 256.9796 | 0
| 257.0537 | 0.00303 | 298.4089 | 0.020548 |  | 257.0537 | 0.0119 |  | 257.0537 | 0 |  | 257.0537 | 0.00564 |  | 351.3287 | 0.008205 |  | 257.0537 | -0.0042833 |  | 257.0537 | 0
| 257.1279 | 0.00317 | 298.4851 | 0.027125 |  | 257.1279 | 0.01305 |  | 257.1279 | 0 |  | 257.1279 | 0.01066 |  | 351.407 | 0.012094 |  | 257.1279 | 0.0078877 |  | 257.1279 | 0
| 257.202 | 0.00299 | 298.5613 | 0.027997 |  | 257.202 | 0.01231 |  | 257.202 | 0 |  | 257.202 | 0.0121 |  | 351.4852 | 0.0097313 |  | 257.202 | -0.011746 |  | 257.202 | 0
| 257.2762 | 0.00312 | 298.6375 | 0.026283 |  | 257.2762 | 0.0127 |  | 257.2762 | 0 |  | 257.2762 | 0.00326 |  | 351.5634 | 0.012204 |  | 257.2762 | 0.0072709 |  | 257.2762 | 0
| 257.3503 | 0.00298 | 298.7137 | 0.027942 |  | 257.3503 | 0.01193 |  | 257.3503 | -0.01 |  | 257.3503 | 0.01029 |  | 351.6417 | 0.0070109 |  | 257.3503 | -0.02281 |  | 257.3503 | 0
| 257.4245 | 0.00319 | 298.7899 | 0.028995 |  | 257.4245 | 0.0129 |  | 257.4245 | 0 |  | 257.4245 | 0.00749 |  | 351.7199 | 0.011263 |  | 257.4245 | 0.011568 |  | 257.4245 | 0
| 257.4987 | 0.00305 | 298.8661 | 0.025365 |  | 257.4987 | 0.01275 |  | 257.4987 | 0 |  | 257.4987 | 0.00839 |  | 351.7982 | 0.0080438 |  | 257.4987 | -0.0035017 |  | 257.4987 | 0
| 257.5729 | 0.00325 | 298.9423 | 0.02798 |  | 257.5728 | 0.01302 |  | 257.5728 | 0 |  | 257.5728 | 0.00581 |  | 351.8764 | 0.0084536 |  | 257.5728 | 0.010827 |  | 257.5728 | 0
| 257.647 | 0.00313 | 299.0185 | 0.024741 |  | 257.647 | 0.01232 |  | 257.647 | 0 |  | 257.647 | 0.00992 |  | 351.9547 | 0.005126 |  | 257.647 | -0.0087079 |  | 257.647 | 0
| 257.7212 | 0.00333 | 299.0947 | 0.0278 |  | 257.7212 | 0.01318 |  | 257.7212 | 0 |  | 257.7212 | 0.0083 |  | 352.033 | 0.0094149 |  | 257.7212 | 0.0093249 |  | 257.7212 | 0
| 257.7954 | 0.00314 | 299.1709 | 0.03821 |  | 257.7954 | 0.01259 |  | 257.7954 | 0 |  | 257.7954 | 0.00426 |  | 352.1112 | 0.0061575 |  | 257.7954 | -0.012423 |  | 257.7954 | 0
| 257.8696 | 0.00332 | 299.2471 | 0.034024 |  | 257.8696 | 0.01331 |  | 257.8696 | 0 |  | 257.8696 | 0.00661 |  | 352.1895 | 0.0093322 |  | 257.8696 | 0.010404 |  | 257.8696 | 0
| 257.9438 | 0.00321 | 299.3233 | 0.021167 |  | 257.9438 | 0.01243 |  | 257.9438 | 0 |  | 257.9438 | 0.00993 |  | 352.2678 | 0.0069298 |  | 257.9438 | -0.0099781 |  | 257.9438 | 0
| 258.0179 | 0.00339 | 299.3995 | 0.033088 |  | 258.0179 | 0.01334 |  | 258.0179 | 0 |  | 258.0179 | 0.00794 |  | 352.346 | 0.010494 |  | 258.0179 | 0.0086636 |  | 258.0179 | 0
| 258.0921 | 0.00327 | 299.4758 | 0.025815 |  | 258.0921 | 0.01263 |  | 258.0921 | 0 |  | 258.0921 | 0.00996 |  | 352.4243 | 0.010075 |  | 258.0921 | -0.0024743 |  | 258.0921 | 0
| 258.1664 | 0.00343 | 299.552 | 0.039292 |  | 258.1664 | 0.01339 |  | 258.1664 | 0 |  | 258.1664 | 0.00927 |  | 352.5026 | 0.011722 |  | 258.1663 | 0.0040543 |  | 258.1664 | 0
| 258.2405 | 0.00337 | 299.6282 | 0.026633 |  | 258.2405 | 0.01295 |  | 258.2405 | 0 |  | 258.2405 | 0.00508 |  | 352.5809 | 0.007627 |  | 258.2406 | -0.0042378 |  | 258.2405 | 0
| 258.3148 | 0.00355 | 299.7045 | 0.027685 |  | 258.3148 | 0.01323 |  | 258.3148 | 0.01 |  | 258.3148 | 0.0091 |  | 352.6591 | 0.0097086 |  | 258.3148 | 0.0090434 |  | 258.3148 | 0
| 258.389 | 0.00338 | 299.7807 | 0.030022 |  | 258.389 | 0.01272 |  | 258.389 | 0 |  | 258.389 | 0.00444 |  | 352.7375 | 0.005184 |  | 258.389 | -0.0054044 |  | 258.389 | 0
| 258.4632 | 0.00352 | 299.857 | 0.030629 |  | 258.4632 | 0.01314 |  | 258.4632 | 0 |  | 258.4632 | 0.0072 |  | 352.8157 | 0.011124 |  | 258.4632 | 0.0046049 |  | 258.4632 | 0
| 258.5374 | 0.00341 | 299.9332 | 0.027554 |  | 258.5374 | 0.01224 |  | 258.5374 | 0 |  | 258.5374 | 0.00539 |  | 352.894 | 0.0069519 |  | 258.5374 | -0.019018 |  | 258.5374 | 0
| 258.6116 | 0.00359 | 300.0095 | 0.026844 |  | 258.6116 | 0.0127 |  | 258.6116 | 0 |  | 258.6116 | 0.01033 |  | 352.9723 | 0.0098744 |  | 258.6116 | 0.0067179 |  | 258.6116 | 0
| 258.6859 | 0.00346 | 300.0857 | 0.024973 |  | 258.6859 | 0.01162 |  | 258.6859 | 0 |  | 258.6859 | 0.00514 |  | 353.0506 | 0.0060451 |  | 258.6859 | -0.0070982 |  | 258.6859 | 0
| 258.7601 | 0.00361 | 300.162 | 0.029639 |  | 258.7601 | 0.01283 |  | 258.7601 | 0 |  | 258.7601 | 0.01064 |  | 353.1289 | 0.013993 |  | 258.7601 | -0.0011783 |  | 258.7601 | 0
| 258.8343 | 0.00354 | 300.2382 | 0.026886 |  | 258.8343 | 0.01221 |  | 258.8344 | 0 |  | 258.8343 | 0.00851 |  | 353.2072 | 0.0066059 |  | 258.8343 | -0.0098118 |  | 258.8344 | 0
| 258.9086 | 0.00373 | 300.3145 | 0.031294 |  | 258.9086 | 0.01276 |  | 258.9086 | 0 |  | 258.9086 | 0.00491 |  | 353.2855 | 0.0072502 |  | 258.9086 | 0.0077514 |  | 258.9086 | 0
| 258.9828 | 0.00362 | 300.3908 | 0.024001 |  | 258.9828 | 0.0123 |  | 258.9828 | 0 |  | 258.9828 | 0.0077 |  | 353.3638 | 0.0026692 |  | 258.9828 | -0.00034023 |  | 258.9828 | 0
| 259.0571 | 0.00381 | 300.467 | 0.030507 |  | 259.0571 | 0.01288 |  | 259.0571 | 0 |  | 259.0571 | 0.00836 |  | 353.4421 | 0.0092835 |  | 259.0571 | 0.011681 |  | 259.0571 | 0
| 259.1313 | 0.0037 | 300.5433 | 0.028622 |  | 259.1313 | 0.01267 |  | 259.1313 | 0 |  | 259.1313 | 0.00277 |  | 353.5204 | 0.0061362 |  | 259.1313 | 0.00018301 |  | 259.1313 | 0
| 259.2056 | 0.00382 | 300.6196 | 0.022815 |  | 259.2056 | 0.01329 |  | 259.2056 | 0 |  | 259.2056 | 0.00586 |  | 353.5988 | 0.0082024 |  | 259.2056 | 0.0061092 |  | 259.2056 | 0
| 259.2799 | 0.00377 | 300.6959 | 0.028684 |  | 259.2799 | 0.0123 |  | 259.2798 | 0 |  | 259.2799 | 0.00036429 |  | 353.6771 | 0.0074152 |  | 259.2799 | -0.0057985 |  | 259.2798 | 0
| 259.3541 | 0.00388 | 300.7722 | 0.03378 |  | 259.3541 | 0.01299 |  | 259.3541 | 0 |  | 259.3541 | 0.00521 |  | 353.7554 | 0.0045157 |  | 259.3541 | -0.0035927 |  | 259.3541 | 0
| 259.4284 | 0.00378 | 300.8484 | 0.024687 |  | 259.4284 | 0.01251 |  | 259.4284 | 0 |  | 259.4284 | 0.00607 |  | 353.8337 | 0.00013568 |  | 259.4284 | -0.013517 |  | 259.4284 | 0
| 259.5027 | 0.0039 | 300.9247 | 0.029007 |  | 259.5027 | 0.0132 |  | 259.5027 | 0 |  | 259.5027 | 0.00494 |  | 353.912 | 0.0041103 |  | 259.5027 | -0.00073327 |  | 259.5027 | 0
| 259.5769 | 0.00385 | 301.001 | 0.030024 |  | 259.5769 | 0.01285 |  | 259.5769 | 0 |  | 259.5769 | 0.00368 |  | 353.9904 | 0.0065594 |  | 259.5769 | -0.0063369 |  | 259.5769 | 0
| 259.6512 | 0.00399 | 301.0773 | 0.033428 |  | 259.6512 | 0.01329 |  | 259.6512 | 0 |  | 259.6512 | 0.01169 |  | 354.0687 | 0.0035872 |  | 259.6512 | 0.0049399 |  | 259.6512 | 0
| 259.7255 | 0.00396 | 301.1536 | 0.029125 |  | 259.7255 | 0.01255 |  | 259.7255 | 0 |  | 259.7255 | 0.00313 |  | 354.147 | 0.0049529 |  | 259.7255 | -0.0054411 |  | 259.7255 | 0
| 259.7998 | 0.0042 | 301.2299 | 0.03204 |  | 259.7998 | 0.01366 |  | 259.7998 | 0 |  | 259.7998 | 0.00954 |  | 354.2254 | 0.0044071 |  | 259.7998 | -0.0021329 |  | 259.7998 | 0
| 259.8741 | 0.00408 | 301.3062 | 0.027854 |  | 259.8741 | 0.0131 |  | 259.8741 | 0 |  | 259.8741 | 0.00682 |  | 354.3037 | 0.0050517 |  | 259.8741 | -0.013225 |  | 259.8741 | 0
| 259.9484 | 0.0042 | 301.3825 | 0.041535 |  | 259.9484 | 0.014 |  | 259.9484 | 0 |  | 259.9484 | 0.00992 |  | 354.382 | 0.0065463 |  | 259.9484 | 0.0079621 |  | 259.9484 | 0
| 260.0227 | 0.00407 | 301.4589 | 0.02924 |  | 260.0227 | 0.01338 |  | 260.0227 | 0 |  | 260.0227 | 0.00511 |  | 354.4604 | 0.0067608 |  | 260.0227 | -0.0078202 |  | 260.0227 | 0
| 260.097 | 0.00409 | 301.5352 | 0.028598 |  | 260.097 | 0.01381 |  | 260.097 | 0 |  | 260.097 | 0.0087 |  | 354.5387 | 0.010218 |  | 260.097 | -0.00093684 |  | 260.097 | 0
| 260.1713 | 0.004 | 301.6115 | 0.026643 |  | 260.1713 | 0.01371 |  | 260.1713 | 0 |  | 260.1713 | 0.00662 |  | 354.6171 | 0.0048533 |  | 260.1713 | -0.0087678 |  | 260.1713 | 0
| 260.2456 | 0.00423 | 301.6878 | 0.018388 |  | 260.2456 | 0.01456 |  | 260.2456 | 0 |  | 260.2456 | 0.00539 |  | 354.6954 | 0.0090136 |  | 260.2456 | 0.004832 |  | 260.2456 | 0
| 260.32 | 0.00431 | 301.7642 | 0.034414 |  | 260.3199 | 0.01444 |  | 260.3199 | 0 |  | 260.3199 | 0.00641 |  | 354.7738 | 0.0054861 |  | 260.3199 | -0.0020111 |  | 260.3199 | 0
| 260.3943 | 0.00453 | 301.8405 | 0.029232 |  | 260.3942 | 0.01535 |  | 260.3943 | 0 |  | 260.3942 | 0.00571 |  | 354.8521 | 0.0052492 |  | 260.3943 | 0.0072762 |  | 260.3943 | 0
| 260.4686 | 0.00436 | 301.9168 | 0.021967 |  | 260.4686 | 0.0149 |  | 260.4686 | 0 |  | 260.4686 | 0.00203 |  | 354.9305 | 0.0073224 |  | 260.4686 | -0.011383 |  | 260.4686 | 0
| 260.5429 | 0.00455 | 301.9932 | 0.026131 |  | 260.5429 | 0.01595 |  | 260.5429 | 0 |  | 260.5429 | 0.00544 |  | 355.0089 | 0.0068064 |  | 260.5429 | 0.0029742 |  | 260.5429 | 0
| 260.6173 | 0.00434 | 302.0695 | 0.029565 |  | 260.6172 | 0.01508 |  | 260.6172 | 0 |  | 260.6172 | 0.00382 |  | 355.0872 | 0.0050139 |  | 260.6172 | -0.0077522 |  | 260.6172 | 0
| 260.6916 | 0.0045 | 302.1458 | 0.034751 |  | 260.6916 | 0.01561 |  | 260.6916 | 0 |  | 260.6916 | 0.00819 |  | 355.1656 | 0.0069131 |  | 260.6916 | 0.0064068 |  | 260.6916 | 0
| 260.7659 | 0.00432 | 302.2222 | 0.037359 |  | 260.7659 | 0.01493 |  | 260.7659 | 0 |  | 260.7659 | 0.00053983 |  | 355.244 | 0.0056216 |  | 260.7659 | -0.014745 |  | 260.7659 | 0
| 260.8403 | 0.00448 | 302.2986 | 0.033917 |  | 260.8403 | 0.01533 |  | 260.8403 | 0 |  | 260.8403 | 0.00856 |  | 355.3223 | 0.0088115 |  | 260.8403 | 0.006681 |  | 260.8403 | 0
| 260.9146 | 0.00439 | 302.3749 | 0.029985 |  | 260.9146 | 0.01511 |  | 260.9146 | 0 |  | 260.9146 | 0.00597 |  | 355.4007 | 0.0035847 |  | 260.9146 | -0.010171 |  | 260.9146 | 0
| 260.9889 | 0.00459 | 302.4513 | 0.029792 |  | 260.989 | 0.01541 |  | 260.989 | 0 |  | 260.989 | 0.00957 |  | 355.4791 | 0.0079226 |  | 260.989 | 0.0031401 |  | 260.989 | 0
| 261.0633 | 0.00448 | 302.5276 | 0.035658 |  | 261.0633 | 0.01518 |  | 261.0633 | 0 |  | 261.0633 | 0.00394 |  | 355.5574 | 0.0068701 |  | 261.0633 | -0.0040486 |  | 261.0633 | 0
| 261.1377 | 0.00474 | 302.604 | 0.02931 |  | 261.1377 | 0.01601 |  | 261.1377 | 0 |  | 261.1377 | 0.00652 |  | 355.6358 | 0.0062355 |  | 261.1377 | 0.0088969 |  | 261.1377 | 0
| 261.212 | 0.00469 | 302.6804 | 0.029226 |  | 261.212 | 0.01542 |  | 261.212 | 0 |  | 261.212 | 0.00795 |  | 355.7142 | 0.007343 |  | 261.212 | -0.016316 |  | 261.212 | 0
| 261.2864 | 0.00481 | 302.7567 | 0.034207 |  | 261.2864 | 0.01674 |  | 261.2864 | 0 |  | 261.2864 | 0.0117 |  | 355.7926 | 0.0078304 |  | 261.2864 | 0.010755 |  | 261.2864 | 0
| 261.3608 | 0.00465 | 302.8331 | 0.027541 |  | 261.3608 | 0.01659 |  | 261.3608 | 0 |  | 261.3608 | 0.0043 |  | 355.871 | 0.0057803 |  | 261.3608 | -0.019383 |  | 261.3608 | 0
| 261.4352 | 0.00484 | 302.9095 | 0.032901 |  | 261.4352 | 0.01738 |  | 261.4352 | 0 |  | 261.4352 | 0.00797 |  | 355.9494 | 0.0075117 |  | 261.4352 | 0.016769 |  | 261.4352 | 0
| 261.5095 | 0.00467 | 302.9859 | 0.028954 |  | 261.5095 | 0.01715 |  | 261.5096 | 0 |  | 261.5095 | 0.00748 |  | 356.0278 | 0.004983 |  | 261.5095 | -0.0079996 |  | 261.5096 | 0
| 261.5839 | 0.00482 | 303.0623 | 0.031503 |  | 261.5839 | 0.01773 |  | 261.5839 | 0 |  | 261.5839 | 0.00581 |  | 356.1062 | 0.0051823 |  | 261.5839 | 0.0054469 |  | 261.5839 | 0
| 261.6583 | 0.00471 | 303.1386 | 0.030659 |  | 261.6583 | 0.01742 |  | 261.6583 | 0 |  | 261.6583 | 0.00976 |  | 356.1846 | 0.0065455 |  | 261.6583 | -0.020783 |  | 261.6583 | 0
| 261.7327 | 0.00495 | 303.215 | 0.027727 |  | 261.7327 | 0.01792 |  | 261.7327 | 0 |  | 261.7327 | 0.01052 |  | 356.263 | 0.0038757 |  | 261.7327 | 0.0092855 |  | 261.7327 | 0
| 261.8071 | 0.00488 | 303.2914 | 0.023949 |  | 261.8071 | 0.01707 |  | 261.8071 | 0 |  | 261.8071 | 0.00556 |  | 356.3414 | 0.0021132 |  | 261.8071 | -0.0040168 |  | 261.8071 | 0
| 261.8815 | 0.00508 | 303.3678 | 0.030187 |  | 261.8815 | 0.01809 |  | 261.8815 | 0 |  | 261.8815 | 0.00998 |  | 356.4198 | 0.0084766 |  | 261.8815 | 0.010014 |  | 261.8815 | 0
| 261.9559 | 0.0049 | 303.4442 | 0.027434 |  | 261.9559 | 0.01801 |  | 261.9559 | 0 |  | 261.9559 | 0.00933 |  | 356.4982 | 0.0042716 |  | 261.9559 | -0.014429 |  | 261.9559 | 0
| 262.0303 | 0.00504 | 303.5206 | 0.038642 |  | 262.0303 | 0.01886 |  | 262.0303 | 0 |  | 262.0303 | 0.01073 |  | 356.5766 | 0.0069623 |  | 262.0303 | 0.019509 |  | 262.0303 | 0
| 262.1047 | 0.00491 | 303.597 | 0.033337 |  | 262.1047 | 0.01839 |  | 262.1047 | 0 |  | 262.1047 | 0.00584 |  | 356.655 | 0.0036923 |  | 262.1047 | -0.022112 |  | 262.1047 | 0
| 262.1791 | 0.00503 | 303.6735 | 0.036617 |  | 262.1791 | 0.01925 |  | 262.1791 | 0 |  | 262.1791 | 0.00604 |  | 356.7334 | 0.0093023 |  | 262.1791 | 0.0019571 |  | 262.1791 | 0
| 262.2536 | 0.00493 | 303.7498 | 0.033604 |  | 262.2536 | 0.01883 |  | 262.2536 | 0 |  | 262.2536 | 0.00861 |  | 356.8119 | 0.0046886 |  | 262.2536 | -0.016668 |  | 262.2536 | 0
| 262.328 | 0.0051 | 303.8263 | 0.033035 |  | 262.328 | 0.02035 |  | 262.328 | 0 |  | 262.328 | 0.01089 |  | 356.8903 | 0.0063933 |  | 262.328 | 0.0052445 |  | 262.328 | 0
| 262.4024 | 0.00501 | 303.9027 | 0.033162 |  | 262.4024 | 0.0198 |  | 262.4024 | 0 |  | 262.4024 | 0.00050309 |  | 356.9687 | 0.0042774 |  | 262.4024 | -0.014584 |  | 262.4024 | 0
| 262.4769 | 0.00518 | 303.9791 | 0.032558 |  | 262.4769 | 0.02098 |  | 262.4769 | 0 |  | 262.4769 | 0.00776 |  | 357.0471 | 0.008782 |  | 262.4769 | 0.013063 |  | 262.4769 | 0
| 262.5513 | 0.0051 | 304.0555 | 0.033624 |  | 262.5513 | 0.02062 |  | 262.5513 | 0 |  | 262.5513 | 0.01074 |  | 357.1255 | -0.00060848 |  | 262.5513 | -0.0017485 |  | 262.5513 | 0
| 262.6257 | 0.00528 | 304.132 | 0.032924 |  | 262.6257 | 0.02196 |  | 262.6257 | 0 |  | 262.6257 | 0.00098332 |  | 357.204 | 0.0070663 |  | 262.6257 | 0.0020646 |  | 262.6257 | 0
| 262.7002 | 0.00517 | 304.2084 | 0.029239 |  | 262.7002 | 0.02187 |  | 262.7002 | 0 |  | 262.7002 | 0.00903 |  | 357.2824 | 0.0029977 |  | 262.7002 | -0.020854 |  | 262.7002 | 0
| 262.7746 | 0.00541 | 304.2849 | 0.030575 |  | 262.7746 | 0.02276 |  | 262.7746 | 0 |  | 262.7746 | 0.00957 |  | 357.3608 | 0.0048805 |  | 262.7746 | 0.0094818 |  | 262.7746 | 0
| 262.8491 | 0.00528 | 304.3613 | 0.034319 |  | 262.8491 | 0.02314 |  | 262.8491 | 0 |  | 262.8491 | 0.0071 |  | 357.4393 | 0.0063494 |  | 262.8491 | -0.014382 |  | 262.8491 | 0
| 262.9235 | 0.00541 | 304.4377 | 0.035441 |  | 262.9235 | 0.02461 |  | 262.9235 | 0 |  | 262.9235 | 0.00859 |  | 357.5177 | 0.0065739 |  | 262.9235 | -0.0071348 |  | 262.9235 | 0
| 262.998 | 0.00525 | 304.5142 | 0.033806 |  | 262.998 | 0.02448 |  | 262.998 | -0.01 |  | 262.998 | 0.00772 |  | 357.5962 | 0.0024814 |  | 262.998 | -0.02086 |  | 262.998 | 0
| 263.0725 | 0.00543 | 304.5906 | 0.033252 |  | 263.0725 | 0.02594 |  | 263.0724 | 0 |  | 263.0725 | 0.0084 |  | 357.6746 | 0.0058443 |  | 263.0725 | -0.01208 |  | 263.0724 | 0
| 263.1469 | 0.00536 | 304.6671 | 0.038124 |  | 263.1469 | 0.02546 |  | 263.1469 | 0 |  | 263.1469 | 0.00737 |  | 357.7531 | 0.0031445 |  | 263.1469 | -0.016237 |  | 263.1469 | 0
| 263.2214 | 0.00562 | 304.7436 | 0.040966 |  | 263.2214 | 0.02627 |  | 263.2214 | 0 |  | 263.2214 | 0.01743 |  | 357.8315 | 0.0057519 |  | 263.2214 | 0.016336 |  | 263.2214 | 0
| 263.2959 | 0.00541 | 304.82 | 0.029346 |  | 263.2959 | 0.02639 |  | 263.2959 | 0 |  | 263.2959 | 0.00741 |  | 357.91 | 0.0037692 |  | 263.2959 | -0.018218 |  | 263.2959 | 0
| 263.3703 | 0.00562 | 304.8965 | 0.027315 |  | 263.3703 | 0.02753 |  | 263.3703 | 0 |  | 263.3703 | 0.01258 |  | 357.9884 | 0.0050031 |  | 263.3703 | -0.00032189 |  | 263.3703 | 0
| 263.4448 | 0.00547 | 304.973 | 0.029129 |  | 263.4448 | 0.02772 |  | 263.4448 | 0 |  | 263.4448 | 0.0071 |  | 358.0669 | 0.0026298 |  | 263.4448 | -0.016712 |  | 263.4448 | 0
| 263.5193 | 0.00562 | 305.0494 | 0.035254 |  | 263.5193 | 0.02832 |  | 263.5193 | 0 |  | 263.5193 | 0.01167 |  | 358.1454 | 0.0031105 |  | 263.5193 | 0.00364 |  | 263.5193 | 0
| 263.5938 | 0.00549 | 305.1259 | 0.030079 |  | 263.5938 | 0.02879 |  | 263.5938 | 0 |  | 263.5938 | 0.0102 |  | 358.2238 | 0.0054984 |  | 263.5938 | -0.0070681 |  | 263.5938 | 0
| 263.6683 | 0.00564 | 305.2024 | 0.030594 |  | 263.6683 | 0.03061 |  | 263.6683 | 0 |  | 263.6683 | 0.00885 |  | 358.3023 | 0.0075182 |  | 263.6683 | 0.012342 |  | 263.6683 | 0
| 263.7428 | 0.00559 | 305.2788 | 0.026988 |  | 263.7428 | 0.03058 |  | 263.7428 | 0 |  | 263.7428 | 0.00165 |  | 358.3808 | 0.0097272 |  | 263.7428 | -0.0086833 |  | 263.7428 | 0
| 263.8173 | 0.00574 | 305.3553 | 0.039634 |  | 263.8173 | 0.03181 |  | 263.8173 | 0 |  | 263.8173 | 0.01121 |  | 358.4592 | 0.0079541 |  | 263.8173 | -0.0059536 |  | 263.8173 | 0
| 263.8918 | 0.00565 | 305.4318 | 0.03129 |  | 263.8918 | 0.03175 |  | 263.8918 | 0 |  | 263.8918 | 0.00606 |  | 358.5377 | 0.00347 |  | 263.8918 | -0.008251 |  | 263.8918 | 0
| 263.9663 | 0.00578 | 305.5083 | 0.035329 |  | 263.9663 | 0.03292 |  | 263.9663 | 0 |  | 263.9663 | 0.01079 |  | 358.6162 | 0.0075829 |  | 263.9663 | 0.0045099 |  | 263.9663 | 0
| 264.0408 | 0.00572 | 305.5848 | 0.03945 |  | 264.0408 | 0.03315 |  | 264.0408 | 0 |  | 264.0408 | 0.00476 |  | 358.6947 | 0.0076385 |  | 264.0408 | -0.011892 |  | 264.0408 | 0
| 264.1154 | 0.00581 | 305.6613 | 0.036023 |  | 264.1153 | 0.03468 |  | 264.1154 | 0 |  | 264.1153 | 0.01056 |  | 358.7732 | 0.008155 |  | 264.1153 | 0.0079352 |  | 264.1154 | 0
| 264.1899 | 0.00565 | 305.7378 | 0.026394 |  | 264.1899 | 0.0344 |  | 264.1899 | 0 |  | 264.1899 | 0.00935 |  | 358.8516 | 0.0034419 |  | 264.1899 | -0.01533 |  | 264.1899 | 0
| 264.2644 | 0.00584 | 305.8143 | 0.030019 |  | 264.2644 | 0.03573 |  | 264.2644 | 0 |  | 264.2644 | 0.00361 |  | 358.9301 | 0.0025768 |  | 264.2644 | 0.014274 |  | 264.2644 | 0
| 264.3389 | 0.00573 | 305.8908 | 0.032808 |  | 264.3389 | 0.03615 |  | 264.3389 | 0 |  | 264.3389 | 0.00664 |  | 359.0086 | 0.0039485 |  | 264.3389 | -0.0032339 |  | 264.3389 | 0
| 264.4135 | 0.00594 | 305.9673 | 0.039757 |  | 264.4135 | 0.03799 |  | 264.4135 | 0 |  | 264.4135 | 0.01177 |  | 359.0871 | 0.0073543 |  | 264.4135 | -0.0004653 |  | 264.4135 | 0
| 264.488 | 0.00589 | 306.0439 | 0.026336 |  | 264.488 | 0.03849 |  | 264.488 | 0 |  | 264.488 | 0.00379 |  | 359.1656 | 0.0047611 |  | 264.488 | -0.0079339 |  | 264.488 | 0
| 264.5625 | 0.00607 | 306.1204 | 0.030734 |  | 264.5625 | 0.03989 |  | 264.5625 | 0 |  | 264.5625 | 0.00613 |  | 359.2441 | 0.0051407 |  | 264.5625 | -0.0088933 |  | 264.5625 | 0
| 264.6371 | 0.00601 | 306.1969 | 0.034429 |  | 264.6371 | 0.0403 |  | 264.6371 | 0 |  | 264.6371 | 0.00511 |  | 359.3226 | 0.0042918 |  | 264.6371 | -0.009228 |  | 264.6371 | 0
| 264.7116 | 0.00618 | 306.2734 | 0.034914 |  | 264.7116 | 0.04195 |  | 264.7116 | 0 |  | 264.7116 | 0.00526 |  | 359.4011 | 0.0066307 |  | 264.7116 | 0.0056795 |  | 264.7116 | 0
| 264.7862 | 0.00587 | 306.3499 | 0.029902 |  | 264.7862 | 0.04214 |  | 264.7862 | 0 |  | 264.7862 | 0.00763 |  | 359.4796 | 0.0023199 |  | 264.7862 | -0.00092027 |  | 264.7862 | 0
| 264.8607 | 0.00592 | 306.4265 | 0.033803 |  | 264.8607 | 0.04394 |  | 264.8607 | 0 |  | 264.8607 | 0.00561 |  | 359.5581 | 0.0031642 |  | 264.8607 | 0.000116 |  | 264.8607 | 0
| 264.9353 | 0.00583 | 306.503 | 0.029302 |  | 264.9353 | 0.04444 |  | 264.9353 | 0 |  | 264.9353 | 0.00672 |  | 359.6366 | 0.0045678 |  | 264.9353 | -0.0067122 |  | 264.9353 | 0
| 265.0099 | 0.00588 | 306.5795 | 0.027907 |  | 265.0099 | 0.04638 |  | 265.0099 | 0 |  | 265.0099 | 0.00922 |  | 359.7151 | 0.004676 |  | 265.0099 | -0.00014303 |  | 265.0099 | 0
| 265.0844 | 0.00575 | 306.6561 | 0.026696 |  | 265.0844 | 0.04721 |  | 265.0844 | 0 |  | 265.0844 | 0.00403 |  | 359.7936 | 0.0027815 |  | 265.0844 | -0.011524 |  | 265.0844 | 0
| 265.159 | 0.00594 | 306.7326 | 0.033643 |  | 265.159 | 0.04935 |  | 265.159 | 0 |  | 265.159 | 0.01081 |  | 359.8722 | 0.005748 |  | 265.159 | 0.0010977 |  | 265.159 | 0
| 265.2336 | 0.00598 | 306.8091 | 0.028131 |  | 265.2336 | 0.05043 |  | 265.2336 | 0 |  | 265.2336 | 0.00098638 |  | 359.9507 | 0.0084395 |  | 265.2336 | -0.018981 |  | 265.2336 | 0
| 265.3082 | 0.00631 | 306.8857 | 0.031974 |  | 265.3082 | 0.05265 |  | 265.3082 | 0 |  | 265.3082 | 0.00621 |  | 360.0292 | 0.0039539 |  | 265.3082 | 0.010346 |  | 265.3082 | 0
| 265.3827 | 0.00629 | 306.9622 | 0.025238 |  | 265.3827 | 0.05409 |  | 265.3828 | 0 |  | 265.3827 | 0.0031 |  | 360.1077 | 0.0028349 |  | 265.3828 | -0.010197 |  | 265.3828 | 0
| 265.4573 | 0.00643 | 307.0388 | 0.027483 |  | 265.4573 | 0.05598 |  | 265.4573 | 0 |  | 265.4573 | 0.00642 |  | 360.1862 | 0.0069609 |  | 265.4573 | -0.0062311 |  | 265.4573 | 0
| 265.5319 | 0.00628 | 307.1154 | 0.027358 |  | 265.5319 | 0.05711 |  | 265.5319 | 0 |  | 265.5319 | 0.00508 |  | 360.2648 | 0.0017208 |  | 265.5319 | -0.0091923 |  | 265.5319 | 0
| 265.6065 | 0.00625 | 307.1919 | 0.035491 |  | 265.6065 | 0.05962 |  | 265.6065 | 0 |  | 265.6065 | 0.00682 |  | 360.3433 | 0.0078741 |  | 265.6065 | 0.0051518 |  | 265.6065 | 0
| 265.6811 | 0.00593 | 307.2685 | 0.025691 |  | 265.6811 | 0.06107 |  | 265.6811 | 0 |  | 265.6811 | 0.00575 |  | 360.4218 | 0.0031524 |  | 265.6811 | -0.018433 |  | 265.6811 | 0
| 265.7557 | 0.00598 | 307.3451 | 0.027222 |  | 265.7557 | 0.06352 |  | 265.7557 | 0 |  | 265.7557 | 0.00727 |  | 360.5004 | 0.0081073 |  | 265.7557 | 0.0036459 |  | 265.7557 | 0
| 265.8304 | 0.00589 | 307.4216 | 0.027566 |  | 265.8303 | 0.06527 |  | 265.8304 | 0 |  | 265.8303 | 0.00556 |  | 360.5789 | 0.00049796 |  | 265.8303 | -0.0010888 |  | 265.8304 | 0
| 265.905 | 0.00612 | 307.4982 | 0.027499 |  | 265.9049 | 0.06746 |  | 265.905 | 0 |  | 265.9049 | 0.01431 |  | 360.6575 | 0.0086424 |  | 265.905 | 0.0057812 |  | 265.905 | 0
| 265.9796 | 0.00602 | 307.5748 | 0.02753 |  | 265.9796 | 0.06877 |  | 265.9796 | 0 |  | 265.9796 | 0.00346 |  | 360.736 | 0.0028404 |  | 265.9796 | -0.011037 |  | 265.9796 | 0
| 266.0542 | 0.00627 | 307.6514 | 0.0301 |  | 266.0542 | 0.07139 |  | 266.0542 | 0 |  | 266.0542 | 0.00525 |  | 360.8146 | 0.0060438 |  | 266.0542 | 0.0067399 |  | 266.0542 | 0
| 266.1288 | 0.00615 | 307.728 | 0.031283 |  | 266.1288 | 0.07298 |  | 266.1288 | 0 |  | 266.1288 | 0.00487 |  | 360.8931 | 0.0017635 |  | 266.1288 | -0.020794 |  | 266.1288 | 0
| 266.2034 | 0.00628 | 307.8046 | 0.030228 |  | 266.2034 | 0.07548 |  | 266.2034 | 0 |  | 266.2034 | 0.00927 |  | 360.9717 | 0.0053332 |  | 266.2034 | 0.0058705 |  | 266.2034 | 0
| 266.2781 | 0.00614 | 307.8812 | 0.026622 |  | 266.2781 | 0.07743 |  | 266.2781 | 0 |  | 266.2781 | 0.00805 |  | 361.0502 | 0.00020133 |  | 266.2781 | -0.0084997 |  | 266.2781 | 0
| 266.3527 | 0.00622 | 307.9577 | 0.028184 |  | 266.3527 | 0.08008 |  | 266.3527 | 0 |  | 266.3527 | 0.00919 |  | 361.1288 | 0.0041996 |  | 266.3527 | -0.0016125 |  | 266.3527 | 0
| 266.4273 | 0.00624 | 308.0343 | 0.032115 |  | 266.4273 | 0.08214 |  | 266.4273 | 0 |  | 266.4273 | 0.00399 |  | 361.2073 | 0.003133 |  | 266.4273 | -0.0033506 |  | 266.4273 | 0
| 266.502 | 0.00645 | 308.1109 | 0.033964 |  | 266.502 | 0.08517 |  | 266.502 | 0.01 |  | 266.502 | 0.00805 |  | 361.2859 | 0.0076177 |  | 266.502 | 0.0095792 |  | 266.502 | 0
| 266.5766 | 0.00631 | 308.1876 | 0.022187 |  | 266.5766 | 0.08666 |  | 266.5766 | 0 |  | 266.5766 | 0.00245 |  | 361.3645 | 0.0031769 |  | 266.5766 | -0.0081664 |  | 266.5766 | 0
| 266.6513 | 0.00641 | 308.2642 | 0.018592 |  | 266.6513 | 0.08959 |  | 266.6513 | 0 |  | 266.6513 | 0.00605 |  | 361.443 | 0.0032968 |  | 266.6513 | 0.0042193 |  | 266.6513 | 0
| 266.726 | 0.00623 | 308.3408 | 0.022523 |  | 266.7259 | 0.09183 |  | 266.726 | 0 |  | 266.7259 | 0.00644 |  | 361.5216 | 0.0045375 |  | 266.7259 | -0.011093 |  | 266.726 | 0
| 266.8006 | 0.00626 | 308.4174 | 0.041545 |  | 266.8006 | 0.09486 |  | 266.8006 | 0.01 |  | 266.8006 | 0.00737 |  | 361.6002 | 0.0051659 |  | 266.8006 | 0.0050557 |  | 266.8006 | 0
| 266.8752 | 0.00601 | 308.494 | 0.022414 |  | 266.8753 | 0.0972 |  | 266.8752 | 0 |  | 266.8753 | 0.00531 |  | 361.6787 | 0.00078715 |  | 266.8753 | -0.0081086 |  | 266.8752 | 0
| 266.9499 | 0.00611 | 308.5706 | 0.025701 |  | 266.9499 | 0.10075 |  | 266.9499 | 0.01 |  | 266.9499 | 0.00557 |  | 361.7573 | 0.0068164 |  | 266.9499 | 0.0022484 |  | 266.9499 | 0
| 267.0246 | 0.00607 | 308.6472 | 0.025524 |  | 267.0246 | 0.10265 |  | 267.0246 | 0 |  | 267.0246 | 0.00109 |  | 361.8359 | 0.0019087 |  | 267.0246 | -0.014167 |  | 267.0246 | 0
| 267.0993 | 0.00628 | 308.7239 | 0.029619 |  | 267.0993 | 0.10602 |  | 267.0993 | 0 |  | 267.0993 | 0.00583 |  | 361.9145 | 0.0059827 |  | 267.0993 | -0.0037493 |  | 267.0993 | 0
| 267.1739 | 0.00623 | 308.8005 | 0.019298 |  | 267.1739 | 0.10887 |  | 267.174 | 0 |  | 267.1739 | 0.00546 |  | 361.9931 | 0.0032094 |  | 267.1739 | -0.0059541 |  | 267.174 | 0
| 267.2486 | 0.00635 | 308.8771 | 0.024878 |  | 267.2486 | 0.11283 |  | 267.2486 | 0 |  | 267.2486 | 0.00472 |  | 362.0717 | 0.010155 |  | 267.2486 | 0.00043765 |  | 267.2486 | 0
| 267.3233 | 0.0062 | 308.9538 | 0.02043 |  | 267.3233 | 0.1156 |  | 267.3233 | 0 |  | 267.3233 | 0.00868 |  | 362.1502 | 0.0013926 |  | 267.3233 | -0.0093374 |  | 267.3233 | 0
| 267.398 | 0.00632 | 309.0304 | 0.027405 |  | 267.398 | 0.11963 |  | 267.398 | 0.01 |  | 267.398 | 0.00583 |  | 362.2288 | 0.0022124 |  | 267.398 | 0.00073832 |  | 267.398 | 0
| 267.4727 | 0.00614 | 309.1071 | 0.021916 |  | 267.4727 | 0.12239 |  | 267.4727 | 0 |  | 267.4727 | 0.00516 |  | 362.3074 | 0.0013211 |  | 267.4727 | -0.012391 |  | 267.4727 | 0
| 267.5474 | 0.00623 | 309.1837 | 0.02092 |  | 267.5474 | 0.12642 |  | 267.5474 | 0.01 |  | 267.5474 | 0.00468 |  | 362.386 | 0.0040221 |  | 267.5474 | 0.0023589 |  | 267.5474 | 0
| 267.6221 | 0.00609 | 309.2604 | 0.018927 |  | 267.6221 | 0.12952 |  | 267.6221 | 0 |  | 267.6221 | 0.00425 |  | 362.4646 | 0.0045466 |  | 267.6221 | -0.010966 |  | 267.6221 | 0
| 267.6968 | 0.00619 | 309.337 | 0.022045 |  | 267.6968 | 0.13379 |  | 267.6968 | 0.01 |  | 267.6968 | 0.01151 |  | 362.5432 | 0.0042696 |  | 267.6968 | 0.0061981 |  | 267.6968 | 0
| 267.7715 | 0.00608 | 309.4137 | 0.022501 |  | 267.7715 | 0.13771 |  | 267.7715 | 0 |  | 267.7715 | 0.00339 |  | 362.6218 | 0.0032228 |  | 267.7715 | -0.010488 |  | 267.7715 | 0
| 267.8462 | 0.00622 | 309.4903 | 0.017535 |  | 267.8462 | 0.14224 |  | 267.8462 | 0.01 |  | 267.8462 | 0.0092 |  | 362.7004 | 0.0040806 |  | 267.8462 | 0.013069 |  | 267.8462 | 0
| 267.9209 | 0.00607 | 309.567 | 0.019705 |  | 267.9209 | 0.14611 |  | 267.9209 | 0 |  | 267.9209 | 0.00635 |  | 362.7791 | 0.00074478 |  | 267.9209 | -0.011172 |  | 267.9209 | 0
| 267.9957 | 0.00618 | 309.6437 | 0.021837 |  | 267.9957 | 0.15105 |  | 267.9957 | 0.01 |  | 267.9957 | 0.00487 |  | 362.8577 | 0.007037 |  | 267.9957 | 0.0039505 |  | 267.9957 | 0
| 268.0704 | 0.00609 | 309.7203 | 0.018585 |  | 268.0704 | 0.15512 |  | 268.0704 | 0.01 |  | 268.0704 | 0.00471 |  | 362.9363 | 0.004573 |  | 268.0704 | -0.010415 |  | 268.0704 | 0
| 268.1451 | 0.00617 | 309.797 | 0.021985 |  | 268.1451 | 0.15975 |  | 268.1451 | 0.01 |  | 268.1451 | 0.00587 |  | 363.0149 | 1.3856e-05 |  | 268.1451 | 0.0026728 |  | 268.1451 | 0
| 268.2199 | 0.00605 | 309.8737 | 0.020515 |  | 268.2198 | 0.16417 |  | 268.2198 | 0.01 |  | 268.2198 | 0.00455 |  | 363.0935 | 0.00091543 |  | 268.2198 | -0.0081424 |  | 268.2198 | 0
| 268.2946 | 0.00615 | 309.9503 | 0.01998 |  | 268.2946 | 0.16941 |  | 268.2946 | 0.01 |  | 268.2946 | 0.00625 |  | 363.1721 | -0.0013899 |  | 268.2946 | 0.0014229 |  | 268.2946 | 0
| 268.3693 | 0.00606 | 310.027 | 0.015791 |  | 268.3693 | 0.17413 |  | 268.3693 | 0.01 |  | 268.3693 | 0.00216 |  | 363.2507 | 0.0010497 |  | 268.3693 | -0.006729 |  | 268.3693 | 0
| 268.4441 | 0.00617 | 310.1037 | 0.016619 |  | 268.4441 | 0.17993 |  | 268.4441 | 0.01 |  | 268.4441 | 0.00299 |  | 363.3294 | 0.0066643 |  | 268.4441 | 0.0069707 |  | 268.4441 | 0
| 268.5188 | 0.00601 | 310.1804 | 0.028082 |  | 268.5188 | 0.18486 |  | 268.5188 | 0.01 |  | 268.5188 | 0.00439 |  | 363.408 | -0.00083131 |  | 268.5188 | -0.0076679 |  | 268.5188 | 0
| 268.5936 | 0.00609 | 310.2571 | 0.013726 |  | 268.5935 | 0.19063 |  | 268.5936 | 0.01 |  | 268.5935 | 0.00787 |  | 363.4866 | 0.0039174 |  | 268.5936 | -0.0024998 |  | 268.5936 | 0
| 268.6683 | 0.00601 | 310.3338 | 0.021665 |  | 268.6683 | 0.19562 |  | 268.6683 | 0.01 |  | 268.6683 | 0.0029 |  | 363.5653 | 0.0038073 |  | 268.6683 | -0.0063315 |  | 268.6683 | 0
| 268.7431 | 0.00609 | 310.4105 | 0.01892 |  | 268.7431 | 0.20165 |  | 268.7431 | 0.01 |  | 268.7431 | 0.00287 |  | 363.6439 | 0.0064718 |  | 268.7431 | 0.0025701 |  | 268.7431 | 0
| 268.8178 | 0.00595 | 310.4872 | 0.019688 |  | 268.8178 | 0.2071 |  | 268.8178 | 0.01 |  | 268.8178 | 0.00351 |  | 363.7225 | 0.0021567 |  | 268.8178 | -0.0083674 |  | 268.8178 | 0
| 268.8926 | 0.00602 | 310.5639 | 0.021646 |  | 268.8926 | 0.21342 |  | 268.8926 | 0.01 |  | 268.8926 | 0.00482 |  | 363.8012 | 0.0028993 |  | 268.8926 | 0.0012063 |  | 268.8926 | 0
| 268.9674 | 0.00599 | 310.6406 | 0.019421 |  | 268.9674 | 0.21949 |  | 268.9674 | 0.01 |  | 268.9674 | 0.0032 |  | 363.8798 | 0.00039507 |  | 268.9674 | -0.011195 |  | 268.9674 | 0
| 269.0421 | 0.00597 | 310.7173 | 0.016733 |  | 269.0421 | 0.22578 |  | 269.0421 | 0.01 |  | 269.0421 | 0.00589 |  | 363.9585 | 0.0050564 |  | 269.0421 | 0.0076127 |  | 269.0421 | 0
| 269.1169 | 0.00587 | 310.794 | 0.019568 |  | 269.1169 | 0.23196 |  | 269.1169 | 0.01 |  | 269.1169 | 0.0055 |  | 364.0371 | 0.0028013 |  | 269.1169 | -0.00078312 |  | 269.1169 | 0
| 269.1917 | 0.00595 | 310.8708 | 0.016532 |  | 269.1917 | 0.23895 |  | 269.1917 | 0.01 |  | 269.1917 | 0.00556 |  | 364.1158 | 0.0022968 |  | 269.1917 | 0.004913 |  | 269.1917 | 0
| 269.2665 | 0.00587 | 310.9475 | 0.018625 |  | 269.2665 | 0.24475 |  | 269.2665 | 0.01 |  | 269.2665 | 0.00203 |  | 364.1944 | 0.0039526 |  | 269.2665 | -0.0033208 |  | 269.2665 | 0
| 269.3413 | 0.00588 | 311.0242 | 0.024146 |  | 269.3413 | 0.25221 |  | 269.3413 | 0.01 |  | 269.3413 | 0.00665 |  | 364.2731 | 0.000736 |  | 269.3413 | 0.00057837 |  | 269.3413 | 0
| 269.4161 | 0.00581 | 311.101 | 0.021104 |  | 269.4161 | 0.25844 |  | 269.4161 | 0.01 |  | 269.4161 | 0.00131 |  | 364.3517 | -0.0019254 |  | 269.4161 | -0.0068338 |  | 269.4161 | 0
| 269.4909 | 0.00582 | 311.1777 | 0.017676 |  | 269.4909 | 0.26627 |  | 269.4909 | 0.02 |  | 269.4909 | 0.00677 |  | 364.4304 | 0.0035508 |  | 269.4909 | 0.0030369 |  | 269.4909 | 0
| 269.5657 | 0.00576 | 311.2544 | 0.024235 |  | 269.5657 | 0.2731 |  | 269.5657 | 0.01 |  | 269.5657 | 9.3474e-05 |  | 364.5091 | -0.00074645 |  | 269.5657 | -0.0007927 |  | 269.5657 | 0
| 269.6405 | 0.00582 | 311.3311 | 0.021818 |  | 269.6405 | 0.28134 |  | 269.6405 | 0.02 |  | 269.6405 | 0.00515 |  | 364.5877 | 0.00239 |  | 269.6405 | 0.0033462 |  | 269.6405 | 0
| 269.7153 | 0.00564 | 311.4079 | 0.017226 |  | 269.7153 | 0.28882 |  | 269.7153 | 0.01 |  | 269.7153 | 0.00387 |  | 364.6664 | 0.0038931 |  | 269.7153 | -0.011986 |  | 269.7153 | 0
| 269.7901 | 0.00574 | 311.4846 | 0.013695 |  | 269.7901 | 0.29735 |  | 269.7901 | 0.02 |  | 269.7901 | 0.0069 |  | 364.7451 | 0.0046559 |  | 269.7901 | 0.0080279 |  | 269.7901 | 0
| 269.8649 | 0.00561 | 311.5614 | 0.02135 |  | 269.8649 | 0.30426 |  | 269.8649 | 0.01 |  | 269.8649 | 0.0053 |  | 364.8237 | -0.0004881 |  | 269.8649 | -0.0097728 |  | 269.8649 | 0
| 269.9397 | 0.00571 | 311.6381 | 0.017799 |  | 269.9397 | 0.31183 |  | 269.9397 | 0.02 |  | 269.9397 | 0.00697 |  | 364.9024 | 0.0049927 |  | 269.9397 | -0.0023105 |  | 269.9397 | 0
| 270.0146 | 0.00552 | 311.7149 | 0.015709 |  | 270.0145 | 0.31893 |  | 270.0146 | 0.01 |  | 270.0145 | 0.00485 |  | 364.9811 | -0.0025921 |  | 270.0145 | -0.0087137 |  | 270.0146 | 0
| 270.0894 | 0.00555 | 311.7916 | 0.01569 |  | 270.0894 | 0.32704 |  | 270.0894 | 0.02 |  | 270.0894 | 0.00276 |  | 365.0598 | 0.0041001 |  | 270.0894 | -0.0049321 |  | 270.0894 | 0
| 270.1642 | 0.00547 | 311.8684 | 0.014235 |  | 270.1642 | 0.33429 |  | 270.1642 | 0.02 |  | 270.1642 | 0.00737 |  | 365.1384 | -0.0025491 |  | 270.1642 | -0.0043172 |  | 270.1642 | 0
| 270.239 | 0.00553 | 311.9452 | 0.016492 |  | 270.239 | 0.34334 |  | 270.239 | 0.02 |  | 270.239 | 0.00497 |  | 365.2171 | 0.0051916 |  | 270.239 | 0.0084933 |  | 270.239 | 0
| 270.3139 | 0.00537 | 312.0219 | 0.020321 |  | 270.3139 | 0.35312 |  | 270.3139 | 0.01 |  | 270.3139 | 0.00105 |  | 365.2958 | -0.0042681 |  | 270.3139 | -0.0086866 |  | 270.3139 | 0
| 270.3887 | 0.00544 | 312.0987 | 0.016879 |  | 270.3887 | 0.36232 |  | 270.3887 | 0.02 |  | 270.3887 | 0.00351 |  | 365.3745 | 0.0049857 |  | 270.3887 | 0.0014488 |  | 270.3887 | 0
| 270.4636 | 0.00543 | 312.1755 | 0.018053 |  | 270.4636 | 0.37172 |  | 270.4636 | 0.02 |  | 270.4636 | 0.00455 |  | 365.4532 | 0.0026904 |  | 270.4636 | -0.0059219 |  | 270.4636 | 0
| 270.5384 | 0.00552 | 312.2522 | 0.02037 |  | 270.5384 | 0.38116 |  | 270.5384 | 0.02 |  | 270.5384 | 0.00783 |  | 365.5319 | 0.0054454 |  | 270.5384 | -0.00012903 |  | 270.5384 | 0
| 270.6133 | 0.00538 | 312.329 | 0.01951 |  | 270.6133 | 0.39068 |  | 270.6133 | 0.02 |  | 270.6133 | 0.00657 |  | 365.6106 | 0.0030086 |  | 270.6133 | -0.01015 |  | 270.6133 | 0
| 270.6881 | 0.0054 | 312.4058 | 0.020589 |  | 270.6881 | 0.4003 |  | 270.6881 | 0.02 |  | 270.6881 | 0.00706 |  | 365.6893 | 0.004469 |  | 270.6881 | 0.0043192 |  | 270.6881 | 0
| 270.763 | 0.00511 | 312.4826 | 0.010116 |  | 270.763 | 0.41048 |  | 270.763 | 0.01 |  | 270.763 | 0.00651 |  | 365.768 | 0.00068322 |  | 270.763 | -0.014407 |  | 270.763 | 0
| 270.8379 | 0.00506 | 312.5594 | 0.012563 |  | 270.8379 | 0.42009 |  | 270.8379 | 0.02 |  | 270.8379 | 0.00861 |  | 365.8467 | 0.0062064 |  | 270.8379 | 0.0014494 |  | 270.8379 | 0
| 270.9127 | 0.00493 | 312.6362 | 0.019265 |  | 270.9127 | 0.43053 |  | 270.9127 | 0.02 |  | 270.9127 | 8.0483e-05 |  | 365.9254 | -0.0024421 |  | 270.9127 | -0.0098862 |  | 270.9127 | 0
| 270.9876 | 0.005 | 312.713 | 0.014949 |  | 270.9876 | 0.44027 |  | 270.9876 | 0.02 |  | 270.9876 | 0.00519 |  | 366.0041 | 0.008858 |  | 270.9876 | -0.0023823 |  | 270.9876 | 0
| 271.0625 | 0.00504 | 312.7898 | 0.016537 |  | 271.0625 | 0.45065 |  | 271.0625 | 0.02 |  | 271.0625 | 0.00639 |  | 366.0828 | -0.00016742 |  | 271.0625 | 0.0023825 |  | 271.0625 | 0
| 271.1374 | 0.00527 | 312.8665 | 0.021701 |  | 271.1374 | 0.4615 |  | 271.1374 | 0.03 |  | 271.1374 | 0.00701 |  | 366.1615 | 0.0013067 |  | 271.1374 | 0.012688 |  | 271.1374 | 0
| 271.2122 | 0.00513 | 312.9434 | 0.025663 |  | 271.2122 | 0.47214 |  | 271.2122 | 0.03 |  | 271.2122 | 0.00335 |  | 366.2402 | -0.0037397 |  | 271.2122 | -0.0039855 |  | 271.2122 | 0
| 271.2871 | 0.00496 | 313.0202 | 0.020793 |  | 271.2871 | 0.48317 |  | 271.2871 | 0.03 |  | 271.2871 | 0.00599 |  | 366.319 | 0.0032324 |  | 271.2871 | 0.00037894 |  | 271.2871 | 0
| 271.362 | 0.00498 | 313.097 | 0.011745 |  | 271.362 | 0.49449 |  | 271.362 | 0.03 |  | 271.362 | 0.00389 |  | 366.3977 | 2.9685e-05 |  | 271.362 | 0.012078 |  | 271.362 | 0
| 271.4369 | 0.00476 | 313.1738 | 0.015024 |  | 271.4369 | 0.50483 |  | 271.4369 | 0.03 |  | 271.4369 | 0.00219 |  | 366.4764 | 0.0039468 |  | 271.4369 | -0.009496 |  | 271.4369 | 0
| 271.5118 | 0.00483 | 313.2506 | 0.014757 |  | 271.5118 | 0.51568 |  | 271.5118 | 0.03 |  | 271.5118 | 0.0034 |  | 366.5551 | -0.0016301 |  | 271.5118 | 0.0012165 |  | 271.5118 | 0
| 271.5867 | 0.00467 | 313.3274 | 0.012057 |  | 271.5867 | 0.52667 |  | 271.5867 | 0.03 |  | 271.5867 | 0.0032 |  | 366.6339 | 0.0058886 |  | 271.5867 | -0.0074865 |  | 271.5867 | 0
| 271.6616 | 0.00474 | 313.4043 | 0.016037 |  | 271.6616 | 0.53774 |  | 271.6616 | 0.03 |  | 271.6616 | 0.00814 |  | 366.7126 | 0.00011573 |  | 271.6616 | 0.0025598 |  | 271.6616 | 0
| 271.7365 | 0.00462 | 313.4811 | 0.013414 |  | 271.7365 | 0.54926 |  | 271.7365 | 0.03 |  | 271.7365 | 0.0027 |  | 366.7913 | 0.00032637 |  | 271.7365 | -0.001436 |  | 271.7365 | 0
| 271.8115 | 0.00474 | 313.5579 | 0.022844 |  | 271.8114 | 0.56111 |  | 271.8115 | 0.04 |  | 271.8114 | 0.00653 |  | 366.8701 | 0.0030812 |  | 271.8115 | 0.0047825 |  | 271.8115 | 0
| 271.8864 | 0.00459 | 313.6347 | 0.015094 |  | 271.8864 | 0.57353 |  | 271.8864 | 0.03 |  | 271.8864 | 0.00363 |  | 366.9488 | 0.0053398 |  | 271.8864 | -0.0050826 |  | 271.8864 | 0
| 271.9613 | 0.00464 | 313.7116 | 0.017433 |  | 271.9613 | 0.58557 |  | 271.9613 | 0.03 |  | 271.9613 | 0.00711 |  | 367.0275 | -0.00025735 |  | 271.9613 | 0.014142 |  | 271.9613 | 0
| 272.0362 | 0.00449 | 313.7884 | 0.014942 |  | 272.0362 | 0.59785 |  | 272.0362 | 0.03 |  | 272.0362 | 0.00651 |  | 367.1063 | 0.00014787 |  | 272.0362 | -0.0080555 |  | 272.0362 | 0
| 272.1112 | 0.00456 | 313.8653 | 0.022428 |  | 272.1112 | 0.60899 |  | 272.1111 | 0.04 |  | 272.1112 | 0.00862 |  | 367.185 | -0.00049201 |  | 272.1112 | 0.009417 |  | 272.1111 | 0
| 272.1861 | 0.00441 | 313.9421 | 0.012212 |  | 272.1861 | 0.61847 |  | 272.1861 | 0.03 |  | 272.1861 | 0.00651 |  | 367.2638 | 0.0054147 |  | 272.1861 | -0.006308 |  | 272.1861 | 0
| 272.261 | 0.00453 | 314.019 | 0.018142 |  | 272.261 | 0.63016 |  | 272.261 | 0.04 |  | 272.261 | 0.00994 |  | 367.3425 | 0.00036676 |  | 272.261 | 0.010036 |  | 272.261 | 0
| 272.336 | 0.00431 | 314.0958 | 0.017576 |  | 272.336 | 0.64019 |  | 272.336 | 0.04 |  | 272.336 | 0.00121 |  | 367.4213 | 0.0013865 |  | 272.336 | -0.011541 |  | 272.336 | 0
| 272.4109 | 0.00439 | 314.1727 | 0.022622 |  | 272.4109 | 0.6517 |  | 272.4109 | 0.04 |  | 272.4109 | 0.00573 |  | 367.5 | -0.0020726 |  | 272.4109 | 0.0044258 |  | 272.4109 | 0
| 272.4859 | 0.00421 | 314.2495 | 0.010422 |  | 272.4859 | 0.66215 |  | 272.4859 | 0.04 |  | 272.4859 | 0.00023093 |  | 367.5788 | 0.0049612 |  | 272.4859 | -0.016602 |  | 272.4859 | 0
| 272.5608 | 0.00435 | 314.3264 | 0.011867 |  | 272.5608 | 0.67365 |  | 272.5608 | 0.05 |  | 272.5608 | 0.01011 |  | 367.6575 | 0.0011911 |  | 272.5608 | 0.0032927 |  | 272.5608 | 0
| 272.6358 | 0.00419 | 314.4033 | 0.019187 |  | 272.6358 | 0.68397 |  | 272.6358 | 0.04 |  | 272.6358 | 0.00783 |  | 367.7363 | 0.0040082 |  | 272.6358 | -0.013052 |  | 272.6358 | 0
| 272.7107 | 0.00426 | 314.4801 | 0.014591 |  | 272.7107 | 0.69532 |  | 272.7107 | 0.05 |  | 272.7107 | 0.00721 |  | 367.8151 | 0.0063284 |  | 272.7107 | 8.4816e-06 |  | 272.7107 | 0
| 272.7857 | 0.00408 | 314.557 | 0.012499 |  | 272.7857 | 0.70558 |  | 272.7857 | 0.05 |  | 272.7857 | 0.00396 |  | 367.8938 | 0.0054191 |  | 272.7857 | -0.007085 |  | 272.7857 | 0
| 272.8607 | 0.00417 | 314.6339 | 0.021272 |  | 272.8607 | 0.71668 |  | 272.8607 | 0.05 |  | 272.8607 | 0.00757 |  | 367.9726 | 0.0010721 |  | 272.8607 | 0.013047 |  | 272.8607 | 0
| 272.9356 | 0.00402 | 314.7107 | 0.019731 |  | 272.9356 | 0.72721 |  | 272.9356 | 0.05 |  | 272.9356 | 0.00985 |  | 368.0514 | 0.0058844 |  | 272.9356 | -0.0076973 |  | 272.9356 | 0
| 273.0106 | 0.00404 | 314.7876 | 0.02668 |  | 273.0106 | 0.73787 |  | 273.0106 | 0.05 |  | 273.0106 | 0.0052 |  | 368.1301 | 0.0039878 |  | 273.0106 | -0.0015095 |  | 273.0106 | 0
| 273.0856 | 0.00393 | 314.8645 | 0.012127 |  | 273.0856 | 0.74781 |  | 273.0856 | 0.05 |  | 273.0856 | 0.00693 |  | 368.2089 | -0.0011095 |  | 273.0856 | -0.0034168 |  | 273.0856 | 0
| 273.1606 | 0.004 | 314.9414 | 0.015045 |  | 273.1606 | 0.75871 |  | 273.1606 | 0.06 |  | 273.1606 | 0.00592 |  | 368.2877 | 0.0014903 |  | 273.1606 | 0.0041137 |  | 273.1606 | 0
| 273.2356 | 0.00387 | 315.0183 | 0.018353 |  | 273.2356 | 0.76752 |  | 273.2356 | 0.06 |  | 273.2356 | 0.00363 |  | 368.3665 | 0.0018027 |  | 273.2356 | -0.0035915 |  | 273.2356 | 0
| 273.3105 | 0.00399 | 315.0952 | 0.019932 |  | 273.3105 | 0.77946 |  | 273.3105 | 0.07 |  | 273.3105 | 0.00856 |  | 368.4453 | -0.0024586 |  | 273.3105 | 0.007815 |  | 273.3105 | 0
| 273.3855 | 0.00378 | 315.1721 | 0.025082 |  | 273.3855 | 0.78854 |  | 273.3855 | 0.06 |  | 273.3855 | 0.00345 |  | 368.524 | 0.0042714 |  | 273.3855 | -0.0089048 |  | 273.3855 | 0
| 273.4605 | 0.00384 | 315.249 | 0.02031 |  | 273.4605 | 0.79885 |  | 273.4605 | 0.07 |  | 273.4605 | 0.00452 |  | 368.6028 | 0.00097586 |  | 273.4605 | 0.0093894 |  | 273.4605 | 0
| 273.5356 | 0.00371 | 315.3259 | 0.018452 |  | 273.5355 | 0.80774 |  | 273.5356 | 0.07 |  | 273.5355 | 0.00643 |  | 368.6816 | 0.0056701 |  | 273.5355 | -0.0096238 |  | 273.5356 | 0
| 273.6105 | 0.00378 | 315.4028 | 0.017666 |  | 273.6105 | 0.81793 |  | 273.6105 | 0.07 |  | 273.6105 | 0.00804 |  | 368.7604 | 0.0030376 |  | 273.6105 | -0.0044071 |  | 273.6105 | 0
| 273.6855 | 0.0036 | 315.4797 | 0.013794 |  | 273.6856 | 0.82647 |  | 273.6855 | 0.07 |  | 273.6856 | 0.00518 |  | 368.8392 | 0.0049402 |  | 273.6856 | -0.0077071 |  | 273.6855 | 0
| 273.7606 | 0.0037 | 315.5566 | 0.020623 |  | 273.7606 | 0.83577 |  | 273.7606 | 0.08 |  | 273.7606 | 0.00532 |  | 368.918 | -0.0021972 |  | 273.7606 | 0.00026097 |  | 273.7606 | 0
| 273.8356 | 0.00358 | 315.6335 | 0.012729 |  | 273.8356 | 0.8441 |  | 273.8356 | 0.08 |  | 273.8356 | 0.00667 |  | 368.9968 | 0.0020376 |  | 273.8356 | -0.0084616 |  | 273.8356 | 0
| 273.9106 | 0.00363 | 315.7104 | 0.026288 |  | 273.9106 | 0.85309 |  | 273.9106 | 0.08 |  | 273.9106 | 0.00893 |  | 369.0756 | 0.0018341 |  | 273.9106 | 0.0077465 |  | 273.9106 | 0
| 273.9856 | 0.00347 | 315.7874 | 0.016282 |  | 273.9856 | 0.86108 |  | 273.9856 | 0.08 |  | 273.9856 | 0.00412 |  | 369.1544 | 0.0041583 |  | 273.9856 | -0.0072527 |  | 273.9856 | 0
| 274.0607 | 0.00359 | 315.8643 | 0.017096 |  | 274.0607 | 0.8704 |  | 274.0607 | 0.09 |  | 274.0607 | 0.00799 |  | 369.2332 | -5.44e-05 |  | 274.0607 | 0.0085967 |  | 274.0607 | 0
| 274.1357 | 0.00343 | 315.9412 | 0.01717 |  | 274.1357 | 0.87791 |  | 274.1357 | 0.09 |  | 274.1357 | 0.00307 |  | 369.312 | 0.0089416 |  | 274.1357 | -0.013605 |  | 274.1357 | 0
| 274.2107 | 0.00355 | 316.0181 | 0.01902 |  | 274.2107 | 0.88673 |  | 274.2107 | 0.09 |  | 274.2107 | 0.01004 |  | 369.3908 | 0.0003319 |  | 274.2107 | 0.0080662 |  | 274.2107 | 0
| 274.2858 | 0.00337 | 316.0951 | 0.015584 |  | 274.2858 | 0.89371 |  | 274.2858 | 0.1 |  | 274.2858 | 0.00638 |  | 369.4696 | 0.0033027 |  | 274.2858 | -0.008144 |  | 274.2858 | 0
| 274.3608 | 0.00341 | 316.172 | 0.011841 |  | 274.3608 | 0.90163 |  | 274.3608 | 0.1 |  | 274.3608 | 0.00546 |  | 369.5484 | -0.00056139 |  | 274.3608 | -0.0015193 |  | 274.3608 | 0
| 274.4359 | 0.00329 | 316.2489 | 0.019013 |  | 274.4359 | 0.90793 |  | 274.4359 | 0.1 |  | 274.4359 | 0.00267 |  | 369.6273 | 0.0020228 |  | 274.4359 | -0.002708 |  | 274.4359 | 0
| 274.5109 | 0.00336 | 316.3259 | 0.018404 |  | 274.5109 | 0.9151 |  | 274.5109 | 0.11 |  | 274.5109 | 0.00709 |  | 369.7061 | 0.00043484 |  | 274.5109 | 0.0024643 |  | 274.5109 | 0
| 274.586 | 0.00322 | 316.4028 | 0.01853 |  | 274.586 | 0.92118 |  | 274.586 | 0.11 |  | 274.586 | 0.00208 |  | 369.7849 | -0.0017203 |  | 274.586 | -0.0019861 |  | 274.586 | 0
| 274.661 | 0.00326 | 316.4798 | 0.015417 |  | 274.661 | 0.92813 |  | 274.661 | 0.12 |  | 274.661 | 0.00556 |  | 369.8637 | 0.0044485 |  | 274.661 | 0.0094124 |  | 274.661 | 0
| 274.7361 | 0.00315 | 316.5567 | 0.018518 |  | 274.7361 | 0.93405 |  | 274.7361 | 0.12 |  | 274.7361 | 0.00404 |  | 369.9426 | -0.00056081 |  | 274.7361 | -0.0086903 |  | 274.7361 | 0
| 274.8112 | 0.00323 | 316.6337 | 0.018869 |  | 274.8111 | 0.94004 |  | 274.8112 | 0.13 |  | 274.8111 | 0.00735 |  | 370.0214 | 0.0020738 |  | 274.8111 | 0.0037891 |  | 274.8112 | 0
| 274.8862 | 0.00304 | 316.7106 | 0.01957 |  | 274.8862 | 0.94556 |  | 274.8862 | 0.13 |  | 274.8862 | 0.00648 |  | 370.1002 | 0.0018389 |  | 274.8862 | -0.014604 |  | 274.8862 | 0
| 274.9613 | 0.00315 | 316.7876 | 0.019153 |  | 274.9613 | 0.95063 |  | 274.9613 | 0.13 |  | 274.9613 | 0.00517 |  | 370.179 | 0.0018795 |  | 274.9613 | 0.00059665 |  | 274.9613 | 0
| 275.0364 | 0.00302 | 316.8646 | 0.024803 |  | 275.0364 | 0.95429 |  | 275.0364 | 0.14 |  | 275.0364 | 8.0967e-05 |  | 370.2579 | 0.00082896 |  | 275.0364 | -0.011357 |  | 275.0364 | 0
| 275.1114 | 0.00312 | 316.9415 | 0.026055 |  | 275.1114 | 0.95899 |  | 275.1115 | 0.15 |  | 275.1114 | 0.01081 |  | 370.3367 | 0.00025508 |  | 275.1114 | 0.002748 |  | 275.1115 | 0
| 275.1865 | 0.00294 | 317.0185 | 0.014179 |  | 275.1865 | 0.9616 |  | 275.1865 | 0.15 |  | 275.1865 | 0.00194 |  | 370.4156 | 0.00015431 |  | 275.1865 | -0.0088757 |  | 275.1865 | 0
| 275.2616 | 0.00303 | 317.0955 | 0.015297 |  | 275.2616 | 0.96629 |  | 275.2616 | 0.16 |  | 275.2616 | 0.00837 |  | 370.4944 | 0.0026572 |  | 275.2616 | 0.005442 |  | 275.2616 | 0
| 275.3367 | 0.00288 | 317.1725 | 0.019883 |  | 275.3367 | 0.97059 |  | 275.3367 | 0.16 |  | 275.3367 | 0.00622 |  | 370.5732 | -0.00066911 |  | 275.3367 | -0.0072203 |  | 275.3367 | 0
| 275.4118 | 0.00298 | 317.2495 | 0.01919 |  | 275.4118 | 0.9759 |  | 275.4118 | 0.17 |  | 275.4118 | 0.00681 |  | 370.6521 | 0.0047604 |  | 275.4118 | 0.0041576 |  | 275.4118 | 0
| 275.4869 | 0.00286 | 317.3264 | 0.010296 |  | 275.4869 | 0.97955 |  | 275.4869 | 0.18 |  | 275.4869 | 0.00415 |  | 370.731 | 0.0036753 |  | 275.4869 | -0.0058217 |  | 275.4869 | 0
| 275.562 | 0.00293 | 317.4034 | 0.016173 |  | 275.562 | 0.9834 |  | 275.562 | 0.18 |  | 275.562 | 0.00531 |  | 370.8098 | 0.0081368 |  | 275.562 | 0.0042558 |  | 275.562 | 0
| 275.6371 | 0.00282 | 317.4804 | 0.014158 |  | 275.6371 | 0.98511 |  | 275.6371 | 0.19 |  | 275.6371 | 0.0044 |  | 370.8887 | -0.001218 |  | 275.6371 | -0.0088237 |  | 275.6371 | 0
| 275.7122 | 0.00289 | 317.5574 | 0.0154 |  | 275.7122 | 0.98766 |  | 275.7122 | 0.2 |  | 275.7122 | 0.00827 |  | 370.9675 | 0.0043335 |  | 275.7122 | -0.0020647 |  | 275.7122 | 0
| 275.7874 | 0.00272 | 317.6344 | 0.025306 |  | 275.7873 | 0.98912 |  | 275.7874 | 0.2 |  | 275.7873 | 0.00729 |  | 371.0464 | -0.00013027 |  | 275.7873 | -0.011609 |  | 275.7874 | 0
| 275.8625 | 0.00275 | 317.7114 | 0.016808 |  | 275.8625 | 0.99127 |  | 275.8625 | 0.21 |  | 275.8625 | 0.00873 |  | 371.1252 | 0.0022644 |  | 275.8625 | -0.0010956 |  | 275.8625 | 0
| 275.9376 | 0.00266 | 317.7884 | 0.019858 |  | 275.9376 | 0.99199 |  | 275.9376 | 0.21 |  | 275.9376 | 0.00353 |  | 371.2041 | 0.00082279 |  | 275.9376 | -0.0020333 |  | 275.9376 | 0
| 276.0127 | 0.00272 | 317.8654 | 0.023922 |  | 276.0127 | 0.99425 |  | 276.0127 | 0.22 |  | 276.0127 | 0.00891 |  | 371.283 | 0.0021284 |  | 276.0127 | -6.1753e-05 |  | 276.0127 | 0
| 276.0878 | 0.00261 | 317.9424 | 0.020769 |  | 276.0878 | 0.99535 |  | 276.0878 | 0.23 |  | 276.0878 | 0.00279 |  | 371.3618 | -8.6777e-05 |  | 276.0878 | -0.0090374 |  | 276.0878 | 0
| 276.163 | 0.00272 | 318.0194 | 0.02495 |  | 276.163 | 0.99724 |  | 276.163 | 0.24 |  | 276.163 | 0.0019 |  | 371.4407 | 0.004972 |  | 276.163 | 0.0024591 |  | 276.163 | 0
| 276.2381 | 0.00268 | 318.0964 | 0.015677 |  | 276.2381 | 0.9979 |  | 276.2381 | 0.25 |  | 276.2381 | 0.00559 |  | 371.5196 | -0.0018539 |  | 276.2381 | -0.011187 |  | 276.2381 | 0
| 276.3133 | 0.00273 | 318.1735 | 0.026595 |  | 276.3132 | 0.9992 |  | 276.3133 | 0.27 |  | 276.3132 | 0.00487 |  | 371.5984 | 0.0064602 |  | 276.3132 | 0.0068728 |  | 276.3133 | 0
| 276.3884 | 0.0026 | 318.2505 | 0.018742 |  | 276.3884 | 0.99942 |  | 276.3884 | 0.27 |  | 276.3884 | 0.0067 |  | 371.6773 | -0.0016203 |  | 276.3884 | -0.0056941 |  | 276.3884 | 0
| 276.4635 | 0.00257 | 318.3275 | 0.020602 |  | 276.4635 | 1 |  | 276.4635 | 0.28 |  | 276.4635 | 0.00353 |  | 371.7562 | 0.0014992 |  | 276.4635 | -0.0062459 |  | 276.4635 | 0
| 276.5387 | 0.00247 | 318.4045 | 0.030097 |  | 276.5387 | 0.9991 |  | 276.5387 | 0.28 |  | 276.5387 | 0.00533 |  | 371.8351 | -0.002972 |  | 276.5387 | -0.0080705 |  | 276.5387 | 0
| 276.6139 | 0.00252 | 318.4816 | 0.020119 |  | 276.6139 | 0.99873 |  | 276.6139 | 0.3 |  | 276.6139 | 0.00495 |  | 371.914 | 0.0037062 |  | 276.6138 | 0.0069452 |  | 276.6139 | 0
| 276.689 | 0.00237 | 318.5586 | 0.017427 |  | 276.689 | 0.99802 |  | 276.689 | 0.3 |  | 276.689 | 0.00257 |  | 371.9929 | 9.8626e-05 |  | 276.689 | -0.0061179 |  | 276.689 | 0
| 276.7642 | 0.00247 | 318.6356 | 0.01404 |  | 276.7642 | 0.99693 |  | 276.7642 | 0.31 |  | 276.7642 | 0.00708 |  | 372.0718 | 0.006747 |  | 276.7642 | 0.004479 |  | 276.7642 | 0
| 276.8393 | 0.00237 | 318.7127 | 0.017982 |  | 276.8393 | 0.99571 |  | 276.8393 | 0.32 |  | 276.8393 | 0.0054 |  | 372.1507 | 0.0016335 |  | 276.8393 | -0.011588 |  | 276.8393 | 0
| 276.9145 | 0.00249 | 318.7897 | 0.025145 |  | 276.9145 | 0.99544 |  | 276.9145 | 0.35 |  | 276.9145 | 0.00594 |  | 372.2296 | 0.0038343 |  | 276.9145 | 0.0035914 |  | 276.9145 | 0
| 276.9897 | 0.00234 | 318.8668 | 0.023608 |  | 276.9897 | 0.99401 |  | 276.9897 | 0.35 |  | 276.9897 | 0.00345 |  | 372.3084 | 0.0024635 |  | 276.9897 | -0.010619 |  | 276.9897 | 0
| 277.0648 | 0.00242 | 318.9438 | 0.024172 |  | 277.0649 | 0.99321 |  | 277.0648 | 0.37 |  | 277.0649 | 0.00828 |  | 372.3874 | 0.0021033 |  | 277.0649 | 0.0046674 |  | 277.0648 | 0
| 277.14 | 0.0023 | 319.0208 | 0.019637 |  | 277.14 | 0.99059 |  | 277.14 | 0.38 |  | 277.14 | 0.00333 |  | 372.4662 | 0.008309 |  | 277.14 | -0.0063324 |  | 277.14 | 0
| 277.2152 | 0.00237 | 319.0979 | 0.024192 |  | 277.2152 | 0.98794 |  | 277.2152 | 0.39 |  | 277.2152 | 0.00588 |  | 372.5452 | 0.0043498 |  | 277.2152 | 0.0045739 |  | 277.2152 | 0
| 277.2904 | 0.00224 | 319.175 | 0.016087 |  | 277.2904 | 0.9837 |  | 277.2904 | 0.41 |  | 277.2904 | 0.00123 |  | 372.6241 | -0.00077383 |  | 277.2904 | -0.0054569 |  | 277.2904 | 0
| 277.3656 | 0.00232 | 319.252 | 0.025676 |  | 277.3656 | 0.98006 |  | 277.3656 | 0.42 |  | 277.3656 | 0.00493 |  | 372.703 | 0.0023635 |  | 277.3656 | 0.0034759 |  | 277.3656 | 0
| 277.4408 | 0.00221 | 319.3291 | 0.029362 |  | 277.4408 | 0.97607 |  | 277.4408 | 0.43 |  | 277.4408 | 0.00286 |  | 372.7819 | -0.0004871 |  | 277.4408 | -0.011162 |  | 277.4408 | 0
| 277.516 | 0.00226 | 319.4062 | 0.013658 |  | 277.516 | 0.97381 |  | 277.516 | 0.45 |  | 277.516 | 0.00701 |  | 372.8608 | 0.0040753 |  | 277.516 | -0.0021373 |  | 277.516 | 0
| 277.5912 | 0.00221 | 319.4832 | 0.016097 |  | 277.5912 | 0.97054 |  | 277.5912 | 0.46 |  | 277.5912 | 0.0029 |  | 372.9397 | -0.00087725 |  | 277.5912 | -0.00084595 |  | 277.5912 | 0
| 277.6664 | 0.0022 | 319.5603 | 0.021201 |  | 277.6664 | 0.96757 |  | 277.6664 | 0.48 |  | 277.6664 | 0.00627 |  | 373.0186 | 0.0023676 |  | 277.6664 | 0.0019399 |  | 277.6664 | 0
| 277.7416 | 0.0021 | 319.6374 | 0.015857 |  | 277.7416 | 0.96398 |  | 277.7416 | 0.49 |  | 277.7416 | 0.00496 |  | 373.0975 | -0.0012693 |  | 277.7416 | -0.0077237 |  | 277.7416 | 0
| 277.8168 | 0.00219 | 319.7144 | 0.023989 |  | 277.8168 | 0.96081 |  | 277.8168 | 0.51 |  | 277.8168 | 0.00578 |  | 373.1765 | 0.00052845 |  | 277.8168 | 0.0082124 |  | 277.8168 | 0
| 277.8921 | 0.00209 | 319.7915 | 0.024495 |  | 277.8921 | 0.95557 |  | 277.8921 | 0.52 |  | 277.8921 | 0.00406 |  | 373.2554 | -0.0023539 |  | 277.8921 | -0.00678 |  | 277.8921 | 0
| 277.9673 | 0.00215 | 319.8686 | 0.018645 |  | 277.9673 | 0.95143 |  | 277.9673 | 0.54 |  | 277.9673 | 0.00741 |  | 373.3343 | 0.0030373 |  | 277.9673 | 0.0054987 |  | 277.9673 | 0
| 278.0425 | 0.00206 | 319.9457 | 0.029595 |  | 278.0425 | 0.94621 |  | 278.0425 | 0.55 |  | 278.0425 | 0.00234 |  | 373.4132 | 0.00011334 |  | 278.0425 | -0.0062905 |  | 278.0425 | 0
| 278.1177 | 0.00212 | 320.0228 | 0.025822 |  | 278.1177 | 0.94098 |  | 278.1177 | 0.56 |  | 278.1177 | 0.00523 |  | 373.4922 | 0.0015499 |  | 278.1177 | 0.0010574 |  | 278.1177 | 0
| 278.193 | 0.00204 | 320.0999 | 0.020176 |  | 278.193 | 0.9352 |  | 278.193 | 0.58 |  | 278.193 | 0.00171 |  | 373.5711 | -0.005731 |  | 278.193 | -0.0012411 |  | 278.193 | 0
| 278.2682 | 0.00206 | 320.177 | 0.022429 |  | 278.2682 | 0.92973 |  | 278.2682 | 0.6 |  | 278.2682 | 0.00509 |  | 373.6501 | 0.002031 |  | 278.2682 | 0.0020237 |  | 278.2682 | 0
| 278.3434 | 0.00196 | 320.2541 | 0.020485 |  | 278.3435 | 0.92407 |  | 278.3434 | 0.61 |  | 278.3435 | 0.00032951 |  | 373.729 | -0.00054592 |  | 278.3434 | -0.0088955 |  | 278.3434 | 0
| 278.4187 | 0.00201 | 320.3312 | 0.025955 |  | 278.4187 | 0.91913 |  | 278.4187 | 0.63 |  | 278.4187 | 0.00591 |  | 373.8079 | -0.0016594 |  | 278.4187 | -0.00056656 |  | 278.4187 | 0
| 278.4939 | 0.00195 | 320.4083 | 0.017531 |  | 278.4939 | 0.91317 |  | 278.4939 | 0.64 |  | 278.4939 | 0.0009923 |  | 373.8869 | 0.00049857 |  | 278.4939 | -0.0045473 |  | 278.4939 | 0
| 278.5692 | 0.002 | 320.4854 | 0.019309 |  | 278.5692 | 0.90694 |  | 278.5692 | 0.66 |  | 278.5692 | 0.00497 |  | 373.9658 | 0.0021249 |  | 278.5692 | 0.0033043 |  | 278.5692 | 0
| 278.6444 | 0.00192 | 320.5625 | 0.019425 |  | 278.6444 | 0.90039 |  | 278.6444 | 0.67 |  | 278.6444 | 0.00297 |  | 374.0448 | 0.0017758 |  | 278.6444 | -0.0045815 |  | 278.6444 | 0
| 278.7197 | 0.00198 | 320.6396 | 0.026183 |  | 278.7197 | 0.8944 |  | 278.7197 | 0.69 |  | 278.7197 | 0.00451 |  | 374.1237 | 0.0021844 |  | 278.7197 | -0.0035122 |  | 278.7197 | 0
| 278.7949 | 0.00189 | 320.7168 | 0.018188 |  | 278.795 | 0.88696 |  | 278.795 | 0.71 |  | 278.795 | 0.00434 |  | 374.2027 | -0.00016281 |  | 278.795 | -0.0041849 |  | 278.795 | 0
| 278.8702 | 0.00193 | 320.7939 | 0.019591 |  | 278.8702 | 0.88022 |  | 278.8702 | 0.73 |  | 278.8702 | 0.00548 |  | 374.2816 | 0.0019326 |  | 278.8702 | 0.0044049 |  | 278.8702 | 0
| 278.9455 | 0.00184 | 320.871 | 0.019223 |  | 278.9455 | 0.87249 |  | 278.9455 | 0.73 |  | 278.9455 | 0.00101 |  | 374.3606 | -0.002524 |  | 278.9455 | -0.0063541 |  | 278.9455 | 0
| 279.0208 | 0.00189 | 320.9482 | 0.025565 |  | 279.0208 | 0.86571 |  | 279.0208 | 0.75 |  | 279.0208 | 0.00526 |  | 374.4395 | 0.0062871 |  | 279.0208 | -0.0025323 |  | 279.0208 | 0
| 279.0961 | 0.00181 | 321.0253 | 0.017449 |  | 279.096 | 0.85719 |  | 279.0961 | 0.76 |  | 279.096 | 0.00246 |  | 374.5185 | -0.00080817 |  | 279.0961 | -0.0082353 |  | 279.0961 | 0
| 279.1713 | 0.00186 | 321.1024 | 0.016016 |  | 279.1713 | 0.84997 |  | 279.1713 | 0.78 |  | 279.1713 | 0.00736 |  | 374.5975 | 0.0022796 |  | 279.1713 | 0.0032579 |  | 279.1713 | 0
| 279.2466 | 0.00181 | 321.1796 | 0.025804 |  | 279.2466 | 0.84231 |  | 279.2466 | 0.8 |  | 279.2466 | 0.00142 |  | 374.6764 | 0.0041123 |  | 279.2466 | -0.0019164 |  | 279.2466 | 0
| 279.3219 | 0.00183 | 321.2567 | 0.017944 |  | 279.3219 | 0.83567 |  | 279.3219 | 0.8 |  | 279.3219 | 0.00472 |  | 374.7554 | 0.0023132 |  | 279.3219 | -0.00089222 |  | 279.3219 | 0
| 279.3972 | 0.00177 | 321.3338 | 0.024244 |  | 279.3972 | 0.82758 |  | 279.3972 | 0.83 |  | 279.3972 | 0.00165 |  | 374.8344 | -0.00034543 |  | 279.3972 | -0.0034759 |  | 279.3972 | 0
| 279.4725 | 0.0018 | 321.411 | 0.022415 |  | 279.4725 | 0.81956 |  | 279.4725 | 0.84 |  | 279.4725 | 0.00299 |  | 374.9133 | 0.00023884 |  | 279.4725 | 0.0024022 |  | 279.4725 | 0
| 279.5478 | 0.00173 | 321.4881 | 0.019438 |  | 279.5478 | 0.8109 |  | 279.5478 | 0.84 |  | 279.5478 | 0.00044674 |  | 374.9923 | 0.0021881 |  | 279.5478 | -0.003819 |  | 279.5478 | 0
| 279.6231 | 0.00177 | 321.5653 | 0.024481 |  | 279.6231 | 0.8026 |  | 279.6231 | 0.86 |  | 279.6231 | 0.00546 |  | 375.0713 | 0.0048322 |  | 279.6231 | 0.0048352 |  | 279.6231 | 0
| 279.6984 | 0.00169 | 321.6425 | 0.017695 |  | 279.6984 | 0.79405 |  | 279.6984 | 0.87 |  | 279.6984 | 0.00295 |  | 375.1503 | 0.00060862 |  | 279.6984 | -0.0067808 |  | 279.6984 | 0
| 279.7737 | 0.00174 | 321.7196 | 0.015105 |  | 279.7737 | 0.78611 |  | 279.7737 | 0.88 |  | 279.7737 | 0.00545 |  | 375.2292 | 0.0003664 |  | 279.7737 | 0.00027607 |  | 279.7737 | 0
| 279.849 | 0.00166 | 321.7968 | 0.021642 |  | 279.849 | 0.77697 |  | 279.849 | 0.89 |  | 279.849 | 0.0009874 |  | 375.3082 | 0.0012002 |  | 279.849 | -0.0073648 |  | 279.849 | 0
| 279.9244 | 0.00172 | 321.8739 | 0.021073 |  | 279.9244 | 0.76838 |  | 279.9243 | 0.91 |  | 279.9244 | 0.00475 |  | 375.3872 | 0.0027373 |  | 279.9244 | 0.0058805 |  | 279.9243 | 0
| 279.9997 | 0.00162 | 321.9511 | 0.012891 |  | 279.9997 | 0.75991 |  | 279.9997 | 0.91 |  | 279.9997 | 0.00151 |  | 375.4662 | 0.0011759 |  | 279.9997 | -0.004155 |  | 279.9997 | 0
| 280.075 | 0 | 322.0283 | 0.016075 |  | 280.075 | 0.7515 |  | 280.075 | 0.93 |  | 280.075 | 0.00855 |  | 375.5452 | 0.0057486 |  | 280.075 | 0.0053951 |  | 280.075 | 0
| 280.1503 | 0 | 322.1054 | 0.017722 |  | 280.1503 | 0.74273 |  | 280.1503 | 0.93 |  | 280.1503 | 0.00192 |  | 375.6242 | 0.00014719 |  | 280.1503 | -0.0031388 |  | 280.1503 | 0
| 280.2256 | 0 | 322.1826 | 0.020017 |  | 280.2257 | 0.7337 |  | 280.2256 | 0.94 |  | 280.2257 | 0.00407 |  | 375.7032 | 0.0062938 |  | 280.2257 | 0.0042958 |  | 280.2256 | 0
| 280.301 | 0 | 322.2598 | 0.019748 |  | 280.301 | 0.72415 |  | 280.301 | 0.95 |  | 280.301 | 0.00075504 |  | 375.7822 | 0.00024273 |  | 280.301 | -0.0046922 |  | 280.301 | 0
| 280.3763 | 0 | 322.337 | 0.014686 |  | 280.3763 | 0.71584 |  | 280.3763 | 0.96 |  | 280.3763 | 0.00585 |  | 375.8612 | 0.0029998 |  | 280.3763 | 0.00036435 |  | 280.3763 | 0
| 280.4517 | 0 | 322.4142 | 0.023414 |  | 280.4517 | 0.70746 |  | 280.4517 | 0.96 |  | 280.4517 | 0.00028543 |  | 375.9402 | -0.0015461 |  | 280.4517 | -0.0049966 |  | 280.4517 | 0
| 280.527 | 0 | 322.4914 | 0.020212 |  | 280.527 | 0.69974 |  | 280.527 | 0.97 |  | 280.527 | 0.00625 |  | 376.0192 | 0.0077751 |  | 280.527 | 0.00038866 |  | 280.527 | 0
| 280.6024 | 0 | 322.5686 | 0.016467 |  | 280.6024 | 0.69107 |  | 280.6024 | 0.97 |  | 280.6024 | 0.00127 |  | 376.0982 | 0.0013577 |  | 280.6024 | -0.00314 |  | 280.6024 | 0
| 280.6777 | 0 | 322.6458 | 0.016619 |  | 280.6777 | 0.68294 |  | 280.6777 | 0.97 |  | 280.6777 | 0.00815 |  | 376.1772 | -0.00067945 |  | 280.6777 | 0.0014351 |  | 280.6777 | 0
| 280.7531 | 0 | 322.723 | 0.024601 |  | 280.7531 | 0.67385 |  | 280.7531 | 0.97 |  | 280.7531 | 0.00081396 |  | 376.2562 | -0.00019088 |  | 280.7531 | -0.0060777 |  | 280.7531 | 0
| 280.8285 | 0 | 322.8002 | 0.018878 |  | 280.8284 | 0.66475 |  | 280.8285 | 0.98 |  | 280.8284 | 0.00719 |  | 376.3352 | 0.00031583 |  | 280.8285 | 0.0047326 |  | 280.8285 | 0
| 280.9038 | 0 | 322.8773 | 0.012269 |  | 280.9038 | 0.6553 |  | 280.9038 | 0.97 |  | 280.9038 | 0.00030573 |  | 376.4142 | -0.00078238 |  | 280.9038 | -0.0054901 |  | 280.9038 | 0
| 280.9792 | 0 | 322.9546 | 0.017927 |  | 280.9792 | 0.64723 |  | 280.9792 | 0.98 |  | 280.9792 | 0.00887 |  | 376.4933 | 0.0027528 |  | 280.9792 | -0.0017599 |  | 280.9792 | 0
| 281.0546 | 0 | 323.0318 | 0.018152 |  | 281.0546 | 0.63826 |  | 281.0546 | 0.97 |  | 281.0546 | 0.00124 |  | 376.5723 | -0.0015245 |  | 281.0546 | -0.0028679 |  | 281.0546 | 0
| 281.1299 | 0 | 323.109 | 0.023957 |  | 281.1299 | 0.6301 |  | 281.1299 | 0.97 |  | 281.1299 | 0.00793 |  | 376.6513 | 0.0021517 |  | 281.1299 | 0.0037373 |  | 281.1299 | 0
| 281.2053 | 0 | 323.1862 | 0.01094 |  | 281.2053 | 0.62147 |  | 281.2053 | 0.98 |  | 281.2053 | 0.00102 |  | 376.7303 | 5.6314e-05 |  | 281.2053 | -0.0039739 |  | 281.2053 | 0
| 281.2807 | 0 | 323.2634 | 0.016096 |  | 281.2807 | 0.61306 |  | 281.2807 | 1 |  | 281.2807 | 0.00759 |  | 376.8094 | 0.0030526 |  | 281.2807 | 0.0016579 |  | 281.2807 | 0
| 281.3561 | 0 | 323.3407 | 0.017882 |  | 281.3561 | 0.6049 |  | 281.3561 | 1 |  | 281.3561 | 0.00344 |  | 376.8884 | 0.0011135 |  | 281.3561 | -0.0030216 |  | 281.3561 | 0
| 281.4315 | 0 | 323.4179 | 0.019271 |  | 281.4315 | 0.59723 |  | 281.4315 | 0.99 |  | 281.4315 | 0.00923 |  | 376.9674 | 0.0035547 |  | 281.4315 | 0.0078591 |  | 281.4315 | 0
| 281.5069 | 0 | 323.4951 | 0.011565 |  | 281.5069 | 0.5882 |  | 281.5069 | 0.98 |  | 281.5069 | 0.00128 |  | 377.0465 | 0.0015972 |  | 281.5069 | -0.01076 |  | 281.5069 | 0
| 281.5823 | 0 | 323.5724 | 0.023093 |  | 281.5823 | 0.57985 |  | 281.5823 | 0.96 |  | 281.5823 | 0.0086 |  | 377.1255 | 0.0022927 |  | 281.5823 | 0.0015365 |  | 281.5823 | 0
| 281.6577 | 0 | 323.6496 | 0.016509 |  | 281.6577 | 0.57084 |  | 281.6577 | 0.94 |  | 281.6577 | 0.00204 |  | 377.2045 | 0.00029298 |  | 281.6577 | -0.00047693 |  | 281.6577 | 0
| 281.7331 | 0 | 323.7268 | 0.0169 |  | 281.7331 | 0.56312 |  | 281.7331 | 0.92 |  | 281.7331 | 0.009 |  | 377.2836 | 0.0042245 |  | 281.7331 | 0.0056062 |  | 281.7331 | 0
| 281.8085 | 0 | 323.804 | 0.012448 |  | 281.8085 | 0.55454 |  | 281.8085 | 0.91 |  | 281.8085 | 0.00136 |  | 377.3626 | -0.0022421 |  | 281.8085 | -0.0026321 |  | 281.8085 | 0
| 281.8839 | 0 | 323.8813 | 0.010216 |  | 281.8839 | 0.54653 |  | 281.8839 | 0.94 |  | 281.8839 | 0.00976 |  | 377.4417 | 0.0026121 |  | 281.8839 | 0.0038213 |  | 281.8839 | 0
| 281.9593 | 0 | 323.9586 | 0.020667 |  | 281.9593 | 0.53812 |  | 281.9593 | 0.93 |  | 281.9593 | 0.00395 |  | 377.5207 | 0.0021548 |  | 281.9593 | -0.0099949 |  | 281.9593 | 0
| 282.0347 | 0 | 324.0358 | 0.018448 |  | 282.0347 | 0.53033 |  | 282.0347 | 0.94 |  | 282.0347 | 0.01116 |  | 377.5998 | 0.0026649 |  | 282.0347 | -0.0012943 |  | 282.0347 | 0
| 282.1102 | 0 | 324.1131 | 0.011374 |  | 282.1102 | 0.52259 |  | 282.1102 | 0.92 |  | 282.1102 | 0.00282 |  | 377.6788 | -0.0026518 |  | 282.1102 | -0.0061208 |  | 282.1102 | 0
| 282.1856 | 0 | 324.1903 | 0.016503 |  | 282.1856 | 0.51469 |  | 282.1856 | 0.92 |  | 282.1856 | 0.01194 |  | 377.7579 | 0.0023848 |  | 282.1856 | 0.0042898 |  | 282.1856 | 0
| 282.261 | 0 | 324.2676 | 0.014011 |  | 282.261 | 0.50608 |  | 282.261 | 0.91 |  | 282.261 | 0.00248 |  | 377.8369 | -0.00046248 |  | 282.261 | -0.0032846 |  | 282.261 | 0
| 282.3365 | 0 | 324.3448 | 0.014368 |  | 282.3365 | 0.49779 |  | 282.3365 | 0.9 |  | 282.3365 | 0.00977 |  | 377.916 | 0.0020287 |  | 282.3365 | 0.0084791 |  | 282.3365 | 0
| 282.4119 | 0 | 324.4221 | 0.011484 |  | 282.4119 | 0.48916 |  | 282.4119 | 0.87 |  | 282.4119 | 0.00498 |  | 377.9951 | 0.00038353 |  | 282.4119 | -0.0084955 |  | 282.4119 | 0
| 282.4873 | 0 | 324.4994 | 0.013662 |  | 282.4873 | 0.48133 |  | 282.4873 | 0.88 |  | 282.4873 | 0.01263 |  | 378.0741 | 0.0011589 |  | 282.4873 | -0.0017979 |  | 282.4873 | 0
| 282.5628 | 0 | 324.5766 | 0.012094 |  | 282.5628 | 0.47336 |  | 282.5628 | 0.85 |  | 282.5628 | 0.00465 |  | 378.1532 | -0.00080324 |  | 282.5628 | -0.0054988 |  | 282.5628 | 0
| 282.6382 | 0 | 324.6539 | 0.013847 |  | 282.6382 | 0.4664 |  | 282.6382 | 0.85 |  | 282.6382 | 0.0128 |  | 378.2322 | 0.0007441 |  | 282.6382 | 0.0075928 |  | 282.6382 | 0
| 282.7137 | 0 | 324.7312 | 0.0090589 |  | 282.7137 | 0.45932 |  | 282.7137 | 0.84 |  | 282.7137 | 0.00465 |  | 378.3113 | -0.0030485 |  | 282.7137 | -0.003288 |  | 282.7137 | 0
| 282.7892 | 0 | 324.8085 | 0.01421 |  | 282.7891 | 0.45261 |  | 282.7892 | 0.84 |  | 282.7891 | 0.01188 |  | 378.3904 | 0.0051877 |  | 282.7891 | 0.00077416 |  | 282.7892 | 0
| 282.8646 | 0 | 324.8857 | 0.013118 |  | 282.8646 | 0.44521 |  | 282.8646 | 0.82 |  | 282.8646 | 0.00562 |  | 378.4695 | -0.00016362 |  | 282.8646 | -0.0055178 |  | 282.8646 | 0
| 282.9401 | 0 | 324.963 | 0.014471 |  | 282.9401 | 0.43851 |  | 282.9401 | 0.81 |  | 282.9401 | 0.01379 |  | 378.5485 | 0.0042784 |  | 282.9401 | 0.011963 |  | 282.9401 | 0
| 283.0155 | 0 | 325.0403 | 0.016837 |  | 283.0155 | 0.43082 |  | 283.0155 | 0.8 |  | 283.0155 | 0.00616 |  | 378.6276 | -0.00062922 |  | 283.0155 | -0.0069934 |  | 283.0155 | 0
| 283.091 | 0 | 325.1176 | 0.011247 |  | 283.091 | 0.42351 |  | 283.091 | 0.79 |  | 283.091 | 0.01316 |  | 378.7067 | 0.00067362 |  | 283.091 | 0.00057635 |  | 283.091 | 0
| 283.1665 | 0 | 325.1949 | 0.0055213 |  | 283.1665 | 0.41615 |  | 283.1665 | 0.78 |  | 283.1665 | 0.01091 |  | 378.7858 | -0.00089971 |  | 283.1665 | -0.0023996 |  | 283.1665 | 0
| 283.242 | 0 | 325.2722 | 0.016618 |  | 283.242 | 0.40919 |  | 283.242 | 0.78 |  | 283.242 | 0.01769 |  | 378.8649 | -0.0012032 |  | 283.242 | 0.0038839 |  | 283.242 | 0
| 283.3174 | 0 | 325.3495 | 0.011479 |  | 283.3174 | 0.40187 |  | 283.3174 | 0.75 |  | 283.3174 | 0.00282 |  | 378.9439 | -0.00040415 |  | 283.3174 | -0.0087009 |  | 283.3174 | 0
| 283.3929 | 0 | 325.4268 | 0.0071252 |  | 283.3929 | 0.39599 |  | 283.3929 | 0.75 |  | 283.3929 | 0.01693 |  | 379.023 | 0.0032631 |  | 283.3929 | 0.0043095 |  | 283.3929 | 0
| 283.4684 | 0 | 325.5041 | 0.011106 |  | 283.4684 | 0.38918 |  | 283.4684 | 0.74 |  | 283.4684 | 0.00735 |  | 379.1021 | 0.0023239 |  | 283.4684 | -0.00083245 |  | 283.4684 | 0
| 283.5439 | 0 | 325.5815 | 0.013607 |  | 283.5439 | 0.38348 |  | 283.5439 | 0.72 |  | 283.5439 | 0.01787 |  | 379.1812 | -0.0015498 |  | 283.5439 | 0.0050522 |  | 283.5439 | 0
| 283.6194 | 0 | 325.6588 | 0.011154 |  | 283.6194 | 0.37681 |  | 283.6194 | 0.72 |  | 283.6194 | 0.01207 |  | 379.2603 | -0.00028416 |  | 283.6194 | -0.0082179 |  | 283.6194 | 0
| 283.6949 | 0 | 325.7361 | 0.010754 |  | 283.6949 | 0.37093 |  | 283.6949 | 0.72 |  | 283.6949 | 0.01702 |  | 379.3394 | -0.0012088 |  | 283.6949 | -0.0012676 |  | 283.6949 | 0
| 283.7704 | 0 | 325.8134 | 0.0071424 |  | 283.7704 | 0.36464 |  | 283.7704 | 0.7 |  | 283.7704 | 0.00926 |  | 379.4185 | 0.0015699 |  | 283.7704 | -0.0041654 |  | 283.7704 | 0
| 283.8459 | 0 | 325.8907 | 0.0097934 |  | 283.8459 | 0.35889 |  | 283.8459 | 0.69 |  | 283.8459 | 0.01614 |  | 379.4976 | 0.0050304 |  | 283.8459 | 0.0042521 |  | 283.8459 | 0
| 283.9214 | 0 | 325.968 | 0.0069958 |  | 283.9214 | 0.35266 |  | 283.9214 | 0.68 |  | 283.9214 | 0.01226 |  | 379.5767 | -0.0031307 |  | 283.9214 | -0.0032581 |  | 283.9214 | 0
| 283.997 | 0 | 326.0453 | 0.012669 |  | 283.9969 | 0.34676 |  | 283.9969 | 0.68 |  | 283.9969 | 0.0215 |  | 379.6558 | 0.0051989 |  | 283.9969 | -0.0024373 |  | 283.9969 | 0
| 284.0725 | 0 | 326.1227 | 0.014408 |  | 284.0725 | 0.34051 |  | 284.0724 | 0.66 |  | 284.0725 | 0.01261 |  | 379.735 | 0.0021296 |  | 284.0725 | -0.0063922 |  | 284.0724 | 0
| 284.148 | 0 | 326.2 | 0.015166 |  | 284.148 | 0.33525 |  | 284.148 | 0.66 |  | 284.148 | 0.024 |  | 379.8141 | 0.00056681 |  | 284.148 | 0.0078414 |  | 284.148 | 0
| 284.2235 | 0 | 326.2774 | 0.014633 |  | 284.2235 | 0.32938 |  | 284.2235 | 0.64 |  | 284.2235 | 0.01744 |  | 379.8932 | -0.0011464 |  | 284.2235 | -0.005184 |  | 284.2235 | 0
| 284.299 | 0 | 326.3547 | 0.010704 |  | 284.299 | 0.32417 |  | 284.299 | 0.63 |  | 284.299 | 0.02464 |  | 379.9723 | -0.00025286 |  | 284.299 | 0.0021248 |  | 284.299 | 0
| 284.3746 | 0 | 326.432 | 0.0070762 |  | 284.3746 | 0.31843 |  | 284.3746 | 0.62 |  | 284.3746 | 0.01696 |  | 380.0514 | -0.00044386 |  | 284.3746 | -0.0072122 |  | 284.3746 | 0
| 284.4501 | 0 | 326.5094 | 0.014526 |  | 284.4501 | 0.31307 |  | 284.4501 | 0.62 |  | 284.4501 | 0.02541 |  | 380.1305 | 0.0033314 |  | 284.4501 | 0.0058395 |  | 284.4501 | 0
| 284.5256 | 0 | 326.5867 | 0.011188 |  | 284.5256 | 0.30764 |  | 284.5256 | 0.62 |  | 284.5256 | 0.01499 |  | 380.2097 | 0.0040053 |  | 284.5256 | 0.0019643 |  | 284.5256 | 0
| 284.6012 | 0 | 326.6641 | 0.0045478 |  | 284.6012 | 0.30273 |  | 284.6012 | 0.6 |  | 284.6012 | 0.02465 |  | 380.2888 | 0.0027054 |  | 284.6012 | -8.1075e-05 |  | 284.6012 | 0
| 284.6767 | 0 | 326.7415 | 0.0072209 |  | 284.6767 | 0.29753 |  | 284.6767 | 0.59 |  | 284.6767 | 0.01629 |  | 380.3679 | -0.002003 |  | 284.6767 | -0.0086186 |  | 284.6767 | 0
| 284.7523 | 0 | 326.8188 | 0.012642 |  | 284.7523 | 0.2927 |  | 284.7523 | 0.59 |  | 284.7523 | 0.02796 |  | 380.447 | 0.0020393 |  | 284.7523 | 0.0029707 |  | 284.7523 | 0
| 284.8279 | 0 | 326.8962 | 0.0079233 |  | 284.8278 | 0.28703 |  | 284.8279 | 0.57 |  | 284.8278 | 0.02107 |  | 380.5262 | 0.0009004 |  | 284.8278 | -0.0055751 |  | 284.8279 | 0
| 284.9034 | 0 | 326.9735 | 0.008108 |  | 284.9034 | 0.28272 |  | 284.9034 | 0.56 |  | 284.9034 | 0.02502 |  | 380.6053 | 0.0042823 |  | 284.9034 | -8.176e-05 |  | 284.9034 | 0
| 284.979 | 0 | 327.0509 | 0.0034171 |  | 284.979 | 0.2781 |  | 284.979 | 0.56 |  | 284.979 | 0.01882 |  | 380.6844 | -0.0040723 |  | 284.979 | -0.0089369 |  | 284.979 | 0
| 285.0545 | 0 | 327.1283 | 0.011116 |  | 285.0545 | 0.27374 |  | 285.0545 | 0.55 |  | 285.0545 | 0.03052 |  | 380.7636 | 0.0029006 |  | 285.0545 | 0.0043642 |  | 285.0545 | 0
| 285.1301 | 0 | 327.2057 | 0.0072352 |  | 285.1301 | 0.26873 |  | 285.1301 | 0.54 |  | 285.1301 | 0.01983 |  | 380.8427 | -0.0031796 |  | 285.1301 | -0.0077697 |  | 285.1301 | 0
| 285.2057 | 0 | 327.283 | 0.011482 |  | 285.2057 | 0.26474 |  | 285.2057 | 0.54 |  | 285.2057 | 0.03057 |  | 380.9218 | 0.0010151 |  | 285.2057 | 0.0038336 |  | 285.2057 | 0
| 285.2812 | 0 | 327.3604 | 0.013151 |  | 285.2812 | 0.25973 |  | 285.2812 | 0.53 |  | 285.2812 | 0.02414 |  | 381.001 | 0.00095521 |  | 285.2812 | -0.0090801 |  | 285.2812 | 0
| 285.3568 | 0 | 327.4378 | 0.011239 |  | 285.3568 | 0.25555 |  | 285.3568 | 0.53 |  | 285.3568 | 0.03481 |  | 381.0801 | 0.0036888 |  | 285.3568 | 0.0035889 |  | 285.3568 | 0
| 285.4324 | 0 | 327.5152 | 0.0074882 |  | 285.4324 | 0.2506 |  | 285.4324 | 0.51 |  | 285.4324 | 0.02628 |  | 381.1593 | 0.00097753 |  | 285.4324 | -0.0058242 |  | 285.4324 | 0
| 285.508 | 0 | 327.5926 | 0.011389 |  | 285.508 | 0.24664 |  | 285.508 | 0.5 |  | 285.508 | 0.03556 |  | 381.2384 | 8.7004e-05 |  | 285.508 | 0.0020525 |  | 285.508 | 0
| 285.5836 | 0 | 327.67 | 0.011107 |  | 285.5836 | 0.24238 |  | 285.5836 | 0.5 |  | 285.5836 | 0.02617 |  | 381.3176 | -0.001288 |  | 285.5836 | -0.0069659 |  | 285.5836 | 0
| 285.6592 | 0 | 327.7473 | 0.018683 |  | 285.6592 | 0.2385 |  | 285.6592 | 0.5 |  | 285.6592 | 0.03899 |  | 381.3968 | 0.0063311 |  | 285.6592 | 0.0027689 |  | 285.6592 | 0
| 285.7348 | 0 | 327.8247 | 0.0064369 |  | 285.7348 | 0.23436 |  | 285.7348 | 0.49 |  | 285.7348 | 0.02886 |  | 381.4759 | -0.00035668 |  | 285.7348 | -0.0049295 |  | 285.7348 | 0
| 285.8104 | 0 | 327.9021 | 0.010402 |  | 285.8104 | 0.23093 |  | 285.8104 | 0.48 |  | 285.8104 | 0.03772 |  | 381.5551 | 0.00090931 |  | 285.8104 | 0.00064375 |  | 285.8104 | 0
| 285.886 | 0 | 327.9795 | 0.006407 |  | 285.886 | 0.2265 |  | 285.886 | 0.48 |  | 285.886 | 0.0321 |  | 381.6342 | -0.00034583 |  | 285.886 | -0.0026152 |  | 285.886 | 0
| 285.9616 | 0 | 328.0569 | 0.020053 |  | 285.9616 | 0.22351 |  | 285.9616 | 0.48 |  | 285.9616 | 0.04058 |  | 381.7134 | 0.0028339 |  | 285.9616 | 0.0070915 |  | 285.9616 | 0
| 286.0372 | 0 | 328.1343 | 0.0078422 |  | 286.0372 | 0.21943 |  | 286.0372 | 0.47 |  | 286.0372 | 0.03291 |  | 381.7926 | -0.0013907 |  | 286.0372 | -0.0067435 |  | 286.0372 | 0
| 286.1128 | 0 | 328.2118 | 0.013654 |  | 286.1128 | 0.21592 |  | 286.1128 | 0.46 |  | 286.1128 | 0.0434 |  | 381.8717 | -0.0002137 |  | 286.1128 | 0.0028246 |  | 286.1128 | 0
| 286.1884 | 0 | 328.2892 | 0.011308 |  | 286.1884 | 0.21216 |  | 286.1884 | 0.46 |  | 286.1884 | 0.03631 |  | 381.9509 | -0.00068081 |  | 286.1884 | 0.00068599 |  | 286.1884 | 0
| 286.264 | 0 | 328.3666 | 0.0024006 |  | 286.264 | 0.20927 |  | 286.264 | 0.46 |  | 286.264 | 0.04515 |  | 382.0301 | 0.0050931 |  | 286.2641 | 0.0040362 |  | 286.264 | 0
| 286.3397 | 0 | 328.444 | 0.0020296 |  | 286.3397 | 0.20587 |  | 286.3397 | 0.45 |  | 286.3397 | 0.03886 |  | 382.1093 | 0.00057498 |  | 286.3397 | -0.0072676 |  | 286.3397 | 0
| 286.4153 | 0 | 328.5214 | 0.0093453 |  | 286.4153 | 0.203 |  | 286.4153 | 0.44 |  | 286.4153 | 0.04776 |  | 382.1884 | 0.0027934 |  | 286.4153 | 0.0020752 |  | 286.4153 | 0
| 286.4909 | 0 | 328.5989 | 0.011235 |  | 286.4909 | 0.19946 |  | 286.4909 | 0.44 |  | 286.4909 | 0.04723 |  | 382.2676 | -0.0046738 |  | 286.4909 | -0.0060338 |  | 286.4909 | 0
| 286.5666 | 0 | 328.6763 | 0.012891 |  | 286.5666 | 0.19652 |  | 286.5666 | 0.43 |  | 286.5666 | 0.05049 |  | 382.3468 | 0.0041986 |  | 286.5666 | 0.0060709 |  | 286.5666 | 0
| 286.6422 | 0 | 328.7537 | 0.008734 |  | 286.6422 | 0.19284 |  | 286.6422 | 0.43 |  | 286.6422 | 0.04536 |  | 382.426 | 0.0021389 |  | 286.6422 | -0.0087623 |  | 286.6422 | 0
| 286.7179 | 0 | 328.8311 | 0.011374 |  | 286.7179 | 0.19025 |  | 286.7179 | 0.43 |  | 286.7179 | 0.05537 |  | 382.5052 | -0.0020575 |  | 286.7179 | 0.0097055 |  | 286.7179 | 0
| 286.7935 | 0 | 328.9086 | 0.0063365 |  | 286.7935 | 0.18702 |  | 286.7935 | 0.42 |  | 286.7935 | 0.04891 |  | 382.5844 | -0.0020192 |  | 286.7935 | -0.00012989 |  | 286.7935 | 0
| 286.8692 | 0 | 328.9861 | 0.0097073 |  | 286.8692 | 0.18409 |  | 286.8692 | 0.42 |  | 286.8692 | 0.05776 |  | 382.6635 | -0.0016919 |  | 286.8692 | 0.0022439 |  | 286.8692 | 0
| 286.9448 | 0 | 329.0635 | 0.0089189 |  | 286.9448 | 0.18109 |  | 286.9448 | 0.41 |  | 286.9448 | 0.05149 |  | 382.7427 | -0.0053091 |  | 286.9448 | -0.003767 |  | 286.9448 | 0
| 287.0205 | 0 | 329.1409 | 0.0065766 |  | 287.0205 | 0.17869 |  | 287.0205 | 0.41 |  | 287.0205 | 0.05822 |  | 382.8219 | 0.0016033 |  | 287.0205 | 0.0059875 |  | 287.0205 | 0
| 287.0961 | 0 | 329.2184 | 0.0044873 |  | 287.0961 | 0.17546 |  | 287.0961 | 0.41 |  | 287.0961 | 0.05542 |  | 382.9011 | -0.00013519 |  | 287.0961 | -0.0086783 |  | 287.0961 | 0
| 287.1718 | 0 | 329.2958 | 0.0062292 |  | 287.1718 | 0.17334 |  | 287.1718 | 0.41 |  | 287.1718 | 0.06653 |  | 382.9803 | 0.0043443 |  | 287.1718 | 0.0064716 |  | 287.1718 | 0
| 287.2475 | 0 | 329.3733 | 0.008935 |  | 287.2475 | 0.1705 |  | 287.2475 | 0.4 |  | 287.2475 | 0.05679 |  | 383.0595 | -0.00058134 |  | 287.2475 | -0.0020198 |  | 287.2475 | 0
| 287.3231 | 0 | 329.4507 | 0.012884 |  | 287.3231 | 0.16819 |  | 287.3232 | 0.41 |  | 287.3231 | 0.06764 |  | 383.1387 | 0.0045661 |  | 287.3231 | 0.0018297 |  | 287.3232 | 0
| 287.3988 | 0 | 329.5282 | 0.0098362 |  | 287.3988 | 0.16524 |  | 287.3988 | 0.39 |  | 287.3988 | 0.06065 |  | 383.2179 | -0.0022982 |  | 287.3988 | -0.0074205 |  | 287.3988 | 0
| 287.4745 | 0 | 329.6057 | 0.0076371 |  | 287.4745 | 0.16312 |  | 287.4745 | 0.39 |  | 287.4745 | 0.07028 |  | 383.2971 | 0.001226 |  | 287.4745 | 0.0025759 |  | 287.4745 | 0
| 287.5502 | 0 | 329.6831 | 0.00727 |  | 287.5502 | 0.16042 |  | 287.5502 | 0.39 |  | 287.5502 | 0.06223 |  | 383.3763 | -0.0015631 |  | 287.5502 | -0.001942 |  | 287.5502 | 0
| 287.6259 | 0 | 329.7606 | 0.0098524 |  | 287.6259 | 0.15855 |  | 287.6259 | 0.39 |  | 287.6259 | 0.07707 |  | 383.4556 | 0.0031248 |  | 287.6259 | 0.00655 |  | 287.6259 | 0
| 287.7016 | 0 | 329.8381 | 0.01255 |  | 287.7015 | 0.15564 |  | 287.7016 | 0.38 |  | 287.7015 | 0.06908 |  | 383.5348 | -0.0029445 |  | 287.7016 | -0.0016432 |  | 287.7016 | 0
| 287.7772 | 0 | 329.9156 | 0.0040596 |  | 287.7772 | 0.1539 |  | 287.7773 | 0.38 |  | 287.7772 | 0.08199 |  | 383.614 | 0.00070946 |  | 287.7772 | 0.00037105 |  | 287.7773 | 0
| 287.8529 | 0 | 329.993 | 0.0076722 |  | 287.853 | 0.15145 |  | 287.8529 | 0.38 |  | 287.853 | 0.07404 |  | 383.6932 | -0.0035467 |  | 287.8529 | -0.0010351 |  | 287.8529 | 0
| 287.9287 | 0 | 330.0705 | 0.0098291 |  | 287.9287 | 0.14956 |  | 287.9286 | 0.38 |  | 287.9287 | 0.08624 |  | 383.7724 | 0.0039384 |  | 287.9286 | 0.0035711 |  | 287.9286 | 0
| 288.0044 | 0 | 330.148 | 0.015728 |  | 288.0043 | 0.14749 |  | 288.0044 | 0.38 |  | 288.0043 | 0.07856 |  | 383.8517 | -0.0023517 |  | 288.0044 | -0.0087117 |  | 288.0044 | 0
| 288.0801 | 0 | 330.2255 | 0.0052991 |  | 288.0801 | 0.14566 |  | 288.08 | 0.37 |  | 288.0801 | 0.09036 |  | 383.9309 | 0.0045378 |  | 288.0801 | 0.0022564 |  | 288.08 | 0
| 288.1558 | 0 | 330.303 | 0.0075571 |  | 288.1558 | 0.14311 |  | 288.1558 | 0.37 |  | 288.1558 | 0.0848 |  | 384.0101 | 0.00022094 |  | 288.1558 | -0.0043027 |  | 288.1558 | 0
| 288.2315 | 0 | 330.3805 | 0.014414 |  | 288.2315 | 0.14118 |  | 288.2315 | 0.37 |  | 288.2315 | 0.09061 |  | 384.0893 | -0.00020634 |  | 288.2315 | 0.0035366 |  | 288.2315 | 0
| 288.3072 | 0 | 330.458 | 0.010303 |  | 288.3072 | 0.13864 |  | 288.3072 | 0.37 |  | 288.3072 | 0.08781 |  | 384.1686 | -0.0043128 |  | 288.3072 | 0.00057627 |  | 288.3072 | 0
| 288.3829 | 0 | 330.5355 | 0.0080785 |  | 288.3829 | 0.13697 |  | 288.3829 | 0.36 |  | 288.3829 | 0.09883 |  | 384.2478 | -0.0023667 |  | 288.3829 | -0.001355 |  | 288.3829 | 0
| 288.4586 | 0 | 330.613 | 0.0075293 |  | 288.4586 | 0.1346 |  | 288.4586 | 0.35 |  | 288.4586 | 0.09429 |  | 384.327 | -0.0020688 |  | 288.4587 | -0.0025123 |  | 288.4586 | 0
| 288.5344 | 0 | 330.6905 | 0.013983 |  | 288.5344 | 0.13327 |  | 288.5344 | 0.36 |  | 288.5344 | 0.10435 |  | 384.4063 | -0.0019382 |  | 288.5344 | 0.0032101 |  | 288.5344 | 0
| 288.6101 | 0 | 330.768 | 0.010663 |  | 288.6101 | 0.13135 |  | 288.6101 | 0.36 |  | 288.6101 | 0.10015 |  | 384.4855 | 0.0018627 |  | 288.6101 | -0.000238 |  | 288.6101 | 0
| 288.6859 | 0 | 330.8455 | 0.0043672 |  | 288.6859 | 0.12974 |  | 288.6859 | 0.36 |  | 288.6859 | 0.1071 |  | 384.5648 | 0.0047097 |  | 288.6858 | 0.0029295 |  | 288.6859 | 0
| 288.7616 | 0 | 330.923 | 0.017889 |  | 288.7616 | 0.12784 |  | 288.7616 | 0.35 |  | 288.7616 | 0.10147 |  | 384.644 | -0.002117 |  | 288.7616 | -0.0018772 |  | 288.7616 | 0
| 288.8373 | 0 | 331.0005 | 0.0042529 |  | 288.8373 | 0.12614 |  | 288.8373 | 0.35 |  | 288.8373 | 0.11308 |  | 384.7232 | 0.002544 |  | 288.8373 | 0.0032026 |  | 288.8373 | 0
| 288.9131 | 0 | 331.0781 | 0.0098558 |  | 288.9131 | 0.12422 |  | 288.9131 | 0.35 |  | 288.9131 | 0.11169 |  | 384.8025 | 0.0020745 |  | 288.9131 | 0.002322 |  | 288.9131 | 0
| 288.9888 | 0 | 331.1556 | 0.0078948 |  | 288.9888 | 0.12276 |  | 288.9888 | 0.34 |  | 288.9888 | 0.11932 |  | 384.8817 | -0.00037505 |  | 288.9888 | 0.0011178 |  | 288.9888 | 0
| 289.0646 | 0 | 331.2331 | 0.0090876 |  | 289.0646 | 0.12059 |  | 289.0646 | 0.35 |  | 289.0646 | 0.1161 |  | 384.961 | -0.0020827 |  | 289.0646 | -0.004477 |  | 289.0646 | 0
| 289.1404 | 0 | 331.3106 | 0.0045105 |  | 289.1403 | 0.11906 |  | 289.1404 | 0.34 |  | 289.1403 | 0.12718 |  | 385.0403 | -0.00016864 |  | 289.1403 | 0.0039683 |  | 289.1404 | 0
| 289.2161 | 0 | 331.3882 | 0.0097549 |  | 289.2161 | 0.11743 |  | 289.2161 | 0.34 |  | 289.2161 | 0.12186 |  | 385.1195 | -0.003508 |  | 289.2161 | -0.0023668 |  | 289.2161 | 0
| 289.2919 | 0 | 331.4657 | 0.0065384 |  | 289.2919 | 0.11612 |  | 289.2919 | 0.34 |  | 289.2919 | 0.13308 |  | 385.1988 | 0.0053632 |  | 289.2919 | 0.0042133 |  | 289.2919 | 0
| 289.3677 | 0 | 331.5432 | 0.0090791 |  | 289.3676 | 0.11425 |  | 289.3676 | 0.33 |  | 289.3676 | 0.12954 |  | 385.278 | -0.0013486 |  | 289.3676 | -0.0041243 |  | 289.3676 | 0
| 289.4434 | 0 | 331.6208 | 0.013564 |  | 289.4434 | 0.11302 |  | 289.4434 | 0.33 |  | 289.4434 | 0.1389 |  | 385.3573 | 0.0048017 |  | 289.4434 | 0.0016522 |  | 289.4434 | 0
| 289.5192 | 0 | 331.6983 | 0.015261 |  | 289.5192 | 0.11097 |  | 289.5192 | 0.33 |  | 289.5192 | 0.1378 |  | 385.4366 | -0.001907 |  | 289.5192 | -0.00084182 |  | 289.5192 | 0
| 289.595 | 0 | 331.7758 | 0.006125 |  | 289.595 | 0.10962 |  | 289.595 | 0.33 |  | 289.595 | 0.14368 |  | 385.5158 | 0.0020804 |  | 289.595 | 0.0012511 |  | 289.595 | 0
| 289.6707 | 0 | 331.8534 | 0.0091291 |  | 289.6707 | 0.10808 |  | 289.6707 | 0.33 |  | 289.6707 | 0.14621 |  | 385.5951 | -0.0043893 |  | 289.6707 | -0.0033748 |  | 289.6707 | 0
| 289.7465 | 0 | 331.931 | 0.0069078 |  | 289.7465 | 0.10672 |  | 289.7465 | 0.33 |  | 289.7465 | 0.15292 |  | 385.6744 | 0.0006141 |  | 289.7465 | 0.0026847 |  | 289.7465 | 0
| 289.8223 | 0 | 332.0085 | 0.01907 |  | 289.8223 | 0.10532 |  | 289.8223 | 0.32 |  | 289.8223 | 0.15366 |  | 385.7536 | -0.0064581 |  | 289.8223 | -0.0049176 |  | 289.8223 | 0
| 289.8981 | 0 | 332.0861 | 0.008957 |  | 289.8981 | 0.10377 |  | 289.8981 | 0.32 |  | 289.8981 | 0.15874 |  | 385.8329 | 0.0043059 |  | 289.8981 | 0.0019807 |  | 289.8981 | 0
| 289.9739 | 0 | 332.1636 | 0.013497 |  | 289.9739 | 0.10231 |  | 289.9739 | 0.31 |  | 289.9739 | 0.15916 |  | 385.9122 | -0.007315 |  | 289.9739 | -0.0034309 |  | 289.9739 | 0
| 290.0497 | 0 | 332.2412 | 0.011093 |  | 290.0497 | 0.10098 |  | 290.0497 | 0.31 |  | 290.0497 | 0.17061 |  | 385.9915 | -0.0017269 |  | 290.0497 | -0.00077269 |  | 290.0497 | 0
| 290.1255 | 0 | 332.3188 | 0.0083622 |  | 290.1255 | 0.09982 |  | 290.1255 | 0.31 |  | 290.1255 | 0.16811 |  | 386.0708 | -0.0028812 |  | 290.1255 | -0.00128 |  | 290.1255 | 0
| 290.2013 | 0 | 332.3963 | 0.011028 |  | 290.2013 | 0.09865 |  | 290.2013 | 0.31 |  | 290.2013 | 0.17881 |  | 386.1501 | -0.0027288 |  | 290.2013 | -1.4557e-05 |  | 290.2013 | 0
| 290.2771 | 0 | 332.4739 | 0.015114 |  | 290.2771 | 0.0974 |  | 290.2771 | 0.31 |  | 290.2771 | 0.17577 |  | 386.2293 | 0.00051231 |  | 290.2771 | -0.0052861 |  | 290.2771 | 0
| 290.3529 | 0 | 332.5515 | 0.014078 |  | 290.3529 | 0.09616 |  | 290.3529 | 0.31 |  | 290.3529 | 0.18779 |  | 386.3086 | 0.0031461 |  | 290.3529 | 0.0012919 |  | 290.3529 | 0
| 290.4287 | 0 | 332.6291 | 0.009248 |  | 290.4288 | 0.09493 |  | 290.4287 | 0.3 |  | 290.4288 | 0.18372 |  | 386.3879 | -0.00057661 |  | 290.4288 | -0.0043617 |  | 290.4287 | 0
| 290.5046 | 0 | 332.7066 | 0.01009 |  | 290.5046 | 0.09368 |  | 290.5046 | 0.3 |  | 290.5046 | 0.19547 |  | 386.4672 | 0.0025953 |  | 290.5046 | -0.0022682 |  | 290.5046 | 0
| 290.5804 | 0 | 332.7842 | 0.0075739 |  | 290.5804 | 0.0924 |  | 290.5804 | 0.29 |  | 290.5804 | 0.20404 |  | 386.5465 | 0.0050582 |  | 290.5804 | 0.00049261 |  | 290.5804 | 0
| 290.6562 | 0 | 332.8618 | 0.0085044 |  | 290.6562 | 0.09125 |  | 290.6562 | 0.29 |  | 290.6562 | 0.20157 |  | 386.6258 | 0.0018479 |  | 290.6562 | -0.0023481 |  | 290.6562 | 0
| 290.7321 | 0 | 332.9394 | 0.0050879 |  | 290.7321 | 0.0901 |  | 290.7321 | 0.29 |  | 290.7321 | 0.21375 |  | 386.7051 | 0.0059901 |  | 290.7321 | 0.0017389 |  | 290.7321 | 0
| 290.8079 | 0 | 333.017 | 0.0074311 |  | 290.8079 | 0.0889 |  | 290.8079 | 0.29 |  | 290.8079 | 0.21151 |  | 386.7844 | 0.00031476 |  | 290.8079 | -0.0049307 |  | 290.8079 | 0
| 290.8837 | 0 | 333.0946 | 0.0056966 |  | 290.8837 | 0.08782 |  | 290.8837 | 0.29 |  | 290.8837 | 0.22207 |  | 386.8637 | 0.0044203 |  | 290.8837 | 0.00076609 |  | 290.8837 | 0
| 290.9596 | 0 | 333.1722 | 0.0097957 |  | 290.9596 | 0.08708 |  | 290.9596 | 0.28 |  | 290.9596 | 0.22311 |  | 386.943 | 0.0039957 |  | 290.9596 | -0.001365 |  | 290.9596 | 0
| 291.0354 | 0 | 333.2498 | 0.012649 |  | 291.0354 | 0.08624 |  | 291.0354 | 0.29 |  | 291.0354 | 0.23214 |  | 387.0223 | -0.004239 |  | 291.0354 | 0.0015837 |  | 291.0354 | 0
| 291.1113 | 0 | 333.3274 | 0.0080939 |  | 291.1113 | 0.08518 |  | 291.1113 | 0.28 |  | 291.1113 | 0.23076 |  | 387.1016 | -0.00096442 |  | 291.1113 | -0.0018702 |  | 291.1113 | 0
| 291.1871 | 0 | 333.405 | 0.0063923 |  | 291.1871 | 0.08413 |  | 291.1871 | 0.28 |  | 291.1871 | 0.24372 |  | 387.1809 | -0.0072264 |  | 291.1871 | 0.0056325 |  | 291.1871 | 0
| 291.263 | 0 | 333.4826 | 0.015686 |  | 291.263 | 0.08342 |  | 291.263 | 0.27 |  | 291.263 | 0.24248 |  | 387.2603 | -0.00043028 |  | 291.263 | -0.0024693 |  | 291.263 | 0
| 291.3388 | 0 | 333.5602 | 0.01409 |  | 291.3388 | 0.08244 |  | 291.3388 | 0.27 |  | 291.3388 | 0.2554 |  | 387.3396 | -0.0025128 |  | 291.3388 | 0.0010942 |  | 291.3388 | 0
| 291.4147 | 0 | 333.6378 | 0.0098089 |  | 291.4147 | 0.08192 |  | 291.4147 | 0.27 |  | 291.4147 | 0.25509 |  | 387.4189 | 0.00022724 |  | 291.4147 | -0.0039004 |  | 291.4147 | 0
| 291.4906 | 0 | 333.7155 | 0.017368 |  | 291.4906 | 0.08119 |  | 291.4906 | 0.27 |  | 291.4906 | 0.2662 |  | 387.4982 | -0.0019624 |  | 291.4906 | -0.0006037 |  | 291.4906 | 0
| 291.5664 | 0 | 333.7931 | 0.01331 |  | 291.5664 | 0.08034 |  | 291.5664 | 0.26 |  | 291.5664 | 0.26528 |  | 387.5775 | 0.0030607 |  | 291.5664 | -0.0018338 |  | 291.5664 | 0
| 291.6423 | 0 | 333.8707 | 0.0094993 |  | 291.6423 | 0.07958 |  | 291.6423 | 0.26 |  | 291.6423 | 0.27857 |  | 387.6569 | -0.0062591 |  | 291.6423 | 0.005604 |  | 291.6423 | 0
| 291.7182 | 0 | 333.9483 | 0.011555 |  | 291.7182 | 0.07851 |  | 291.7182 | 0.25 |  | 291.7182 | 0.27804 |  | 387.7362 | 0.0090174 |  | 291.7182 | -0.0069875 |  | 291.7182 | 0
| 291.7941 | 0 | 334.026 | 0.011659 |  | 291.7941 | 0.07791 |  | 291.7941 | 0.25 |  | 291.7941 | 0.28688 |  | 387.8155 | -0.0045153 |  | 291.7941 | 0.00034617 |  | 291.7941 | 0
| 291.87 | 0 | 334.1036 | 0.01385 |  | 291.87 | 0.07697 |  | 291.87 | 0.25 |  | 291.87 | 0.28948 |  | 387.8948 | 0.0041388 |  | 291.8699 | -0.0026621 |  | 291.87 | 0
| 291.9458 | 0 | 334.1812 | 0.017888 |  | 291.9458 | 0.07639 |  | 291.9458 | 0.25 |  | 291.9458 | 0.29983 |  | 387.9742 | -0.0049715 |  | 291.9458 | 0.0040937 |  | 291.9458 | 0
| 292.0217 | 0 | 334.2589 | 0.0052235 |  | 292.0217 | 0.07532 |  | 292.0217 | 0.23 |  | 292.0217 | 0.29853 |  | 388.0535 | 0.0030292 |  | 292.0217 | -0.0016502 |  | 292.0217 | 0
| 292.0976 | 0 | 334.3365 | 0.011069 |  | 292.0976 | 0.07476 |  | 292.0976 | 0.24 |  | 292.0976 | 0.31391 |  | 388.1328 | -0.0032842 |  | 292.0976 | 0.0005543 |  | 292.0976 | 0
| 292.1735 | 0 | 334.4142 | 0.01396 |  | 292.1735 | 0.07375 |  | 292.1735 | 0.24 |  | 292.1735 | 0.31707 |  | 388.2122 | 0.0022425 |  | 292.1735 | 0.00097609 |  | 292.1735 | 0
| 292.2494 | 0 | 334.4918 | 0.018342 |  | 292.2494 | 0.07333 |  | 292.2494 | 0.23 |  | 292.2494 | 0.32792 |  | 388.2915 | -0.00024825 |  | 292.2494 | 0.0023077 |  | 292.2494 | 0
| 292.3253 | 0 | 334.5695 | 0.01037 |  | 292.3253 | 0.07225 |  | 292.3253 | 0.23 |  | 292.3253 | 0.32935 |  | 388.3709 | -0.0013923 |  | 292.3253 | -0.00043544 |  | 292.3253 | 0
| 292.4013 | 0 | 334.6471 | 0.01007 |  | 292.4012 | 0.0716 |  | 292.4012 | 0.22 |  | 292.4012 | 0.33879 |  | 388.4502 | -0.00045678 |  | 292.4012 | 0.00049036 |  | 292.4012 | 0
| 292.4771 | 0 | 334.7248 | 0.017983 |  | 292.4771 | 0.07059 |  | 292.4771 | 0.22 |  | 292.4771 | 0.33938 |  | 388.5296 | 0.0026037 |  | 292.4771 | -0.0021563 |  | 292.4771 | 0
| 292.5531 | 0 | 334.8024 | 0.018915 |  | 292.5531 | 0.06987 |  | 292.5531 | 0.21 |  | 292.5531 | 0.34869 |  | 388.6089 | 0.00020864 |  | 292.5531 | 0.0035123 |  | 292.5531 | 0
| 292.629 | 0 | 334.8801 | 0.0068329 |  | 292.629 | 0.06912 |  | 292.629 | 0.21 |  | 292.629 | 0.34762 |  | 388.6883 | 0.0014497 |  | 292.629 | -0.0046983 |  | 292.629 | 0
| 292.7049 | 0 | 334.9577 | 0.0094494 |  | 292.7049 | 0.06861 |  | 292.7049 | 0.21 |  | 292.7049 | 0.36489 |  | 388.7676 | -0.0041575 |  | 292.7049 | 0.0039803 |  | 292.7049 | 0
| 292.7808 | 0 | 335.0354 | 0.019107 |  | 292.7808 | 0.06765 |  | 292.7808 | 0.2 |  | 292.7808 | 0.36801 |  | 388.847 | -0.0026059 |  | 292.7808 | -0.0050679 |  | 292.7808 | 0
| 292.8567 | 0 | 335.1131 | 0.016902 |  | 292.8568 | 0.06701 |  | 292.8568 | 0.2 |  | 292.8568 | 0.37887 |  | 388.9263 | 0.0055958 |  | 292.8568 | 0.0013982 |  | 292.8568 | 0
| 292.9327 | 0 | 335.1907 | 0.0094122 |  | 292.9327 | 0.0659 |  | 292.9327 | 0.19 |  | 292.9327 | 0.38578 |  | 389.0057 | 0.0020288 |  | 292.9327 | -0.0049992 |  | 292.9327 | 0
| 293.0086 | 0 | 335.2684 | 0.010833 |  | 293.0086 | 0.0654 |  | 293.0086 | 0.19 |  | 293.0086 | 0.39914 |  | 389.0851 | 0.0014341 |  | 293.0086 | 0.0056123 |  | 293.0086 | 0
| 293.0846 | 0 | 335.3461 | 0.013986 |  | 293.0846 | 0.06471 |  | 293.0846 | 0.19 |  | 293.0846 | 0.39857 |  | 389.1644 | 0.0025273 |  | 293.0846 | -0.0018161 |  | 293.0846 | 0
| 293.1605 | 0 | 335.4238 | 0.012164 |  | 293.1605 | 0.06423 |  | 293.1605 | 0.19 |  | 293.1605 | 0.40979 |  | 389.2438 | -0.0018179 |  | 293.1605 | -0.0012082 |  | 293.1605 | 0
| 293.2364 | 0 | 335.5015 | 0.0085517 |  | 293.2364 | 0.06345 |  | 293.2365 | 0.18 |  | 293.2364 | 0.40855 |  | 389.3232 | 0.0060045 |  | 293.2365 | 0.00035329 |  | 293.2365 | 0
| 293.3124 | 0 | 335.5792 | 0.014967 |  | 293.3124 | 0.06277 |  | 293.3124 | 0.18 |  | 293.3124 | 0.41976 |  | 389.4025 | -0.0071942 |  | 293.3124 | 0.000455 |  | 293.3124 | 0
| 293.3884 | 0 | 335.6568 | 0.011988 |  | 293.3884 | 0.06191 |  | 293.3884 | 0.17 |  | 293.3884 | 0.42312 |  | 389.4819 | 0.0022965 |  | 293.3884 | -0.0056506 |  | 293.3884 | 0
| 293.4643 | 0 | 335.7345 | 0.0098817 |  | 293.4643 | 0.06145 |  | 293.4643 | 0.17 |  | 293.4643 | 0.43386 |  | 389.5613 | -0.0015474 |  | 293.4643 | 0.00069713 |  | 293.4643 | 0
| 293.5403 | 0 | 335.8122 | 0.0035229 |  | 293.5403 | 0.06071 |  | 293.5403 | 0.17 |  | 293.5403 | 0.44468 |  | 389.6407 | 0.0015314 |  | 293.5403 | 0.00022415 |  | 293.5403 | 0
| 293.6162 | 0 | 335.8899 | 0.013071 |  | 293.6162 | 0.06048 |  | 293.6162 | 0.17 |  | 293.6162 | 0.45285 |  | 389.72 | -0.0063239 |  | 293.6162 | 0.0029935 |  | 293.6162 | 0
| 293.6922 | 0 | 335.9676 | 0.0082829 |  | 293.6922 | 0.05956 |  | 293.6922 | 0.16 |  | 293.6922 | 0.45754 |  | 389.7994 | 0.0029013 |  | 293.6922 | -0.0049202 |  | 293.6922 | 0
| 293.7682 | 0 | 336.0453 | 0.018564 |  | 293.7682 | 0.05919 |  | 293.7682 | 0.16 |  | 293.7682 | 0.46867 |  | 389.8788 | -0.0046254 |  | 293.7682 | 0.0032806 |  | 293.7682 | 0
| 293.8442 | 0 | 336.123 | 0.010492 |  | 293.8442 | 0.0583 |  | 293.8441 | 0.15 |  | 293.8442 | 0.47463 |  | 389.9582 | -0.0056898 |  | 293.8442 | -0.0021269 |  | 293.8441 | 0
| 293.9201 | 0 | 336.2007 | 0.0099215 |  | 293.9201 | 0.05801 |  | 293.9201 | 0.15 |  | 293.9201 | 0.48394 |  | 390.0376 | 0.0016455 |  | 293.9201 | 0.0015526 |  | 293.9201 | 0
| 293.9961 | 0 | 336.2785 | 0.011909 |  | 293.9961 | 0.0572 |  | 293.9961 | 0.14 |  | 293.9961 | 0.48671 |  | 390.1169 | -0.00082287 |  | 293.9961 | -0.0010464 |  | 293.9961 | 0
| 294.0721 | 0 | 336.3562 | 0.014501 |  | 294.0721 | 0.05688 |  | 294.0721 | 0.14 |  | 294.0721 | 0.4994 |  | 390.1964 | -0.0010074 |  | 294.0721 | 0.00049631 |  | 294.0721 | 0
| 294.1481 | 0 | 336.4339 | 0.014309 |  | 294.1481 | 0.05612 |  | 294.1481 | 0.14 |  | 294.1481 | 0.50202 |  | 390.2757 | -0.0063776 |  | 294.1481 | -0.0029483 |  | 294.1481 | 0
| 294.2241 | 0 | 336.5116 | 0.011167 |  | 294.2241 | 0.05614 |  | 294.2241 | 0.14 |  | 294.2241 | 0.5199 |  | 390.3551 | 0.0020843 |  | 294.2241 | -0.00083079 |  | 294.2241 | 0
| 294.3001 | 0 | 336.5894 | 0.0097241 |  | 294.3001 | 0.05563 |  | 294.3001 | 0.14 |  | 294.3001 | 0.51747 |  | 390.4345 | -0.0032157 |  | 294.3001 | -0.0017287 |  | 294.3001 | 0
| 294.3761 | 0 | 336.6671 | 0.0096047 |  | 294.3761 | 0.0554 |  | 294.3761 | 0.14 |  | 294.3761 | 0.53054 |  | 390.5139 | -0.0015996 |  | 294.3761 | 0.0028764 |  | 294.3761 | 0
| 294.4521 | 0 | 336.7448 | 0.0055557 |  | 294.4521 | 0.05502 |  | 294.4521 | 0.13 |  | 294.4521 | 0.53261 |  | 390.5933 | -0.0021817 |  | 294.4521 | -0.0043603 |  | 294.4521 | 0
| 294.5281 | 0 | 336.8225 | 0.012886 |  | 294.5281 | 0.0546 |  | 294.5281 | 0.13 |  | 294.5281 | 0.54661 |  | 390.6727 | 2.8877e-05 |  | 294.5281 | 0.004142 |  | 294.5281 | 0
| 294.6041 | 0 | 336.9003 | 0.011684 |  | 294.6041 | 0.05401 |  | 294.6041 | 0.13 |  | 294.6041 | 0.54764 |  | 390.7521 | -0.0045744 |  | 294.6041 | -0.0031905 |  | 294.6041 | 0
| 294.6801 | 0 | 336.978 | 0.014445 |  | 294.6801 | 0.05374 |  | 294.6801 | 0.13 |  | 294.6801 | 0.56298 |  | 390.8315 | 0.0009387 |  | 294.6801 | 0.0030719 |  | 294.6801 | 0
| 294.7561 | 0 | 337.0558 | 0.0096019 |  | 294.7561 | 0.05324 |  | 294.7561 | 0.12 |  | 294.7561 | 0.55919 |  | 390.9109 | 0.00023319 |  | 294.7561 | -0.0080879 |  | 294.7561 | 0
| 294.8321 | 0 | 337.1335 | 0.0097257 |  | 294.8321 | 0.05324 |  | 294.8321 | 0.12 |  | 294.8321 | 0.57996 |  | 390.9904 | 0.0032353 |  | 294.8321 | 0.00063655 |  | 294.8321 | 0
| 294.9081 | 0 | 337.2112 | 0.01939 |  | 294.9081 | 0.05255 |  | 294.9081 | 0.11 |  | 294.9081 | 0.57966 |  | 391.0698 | -0.0038008 |  | 294.9082 | -0.0042078 |  | 294.9081 | 0
| 294.9842 | 0 | 337.289 | 0.010547 |  | 294.9842 | 0.05227 |  | 294.9842 | 0.11 |  | 294.9842 | 0.59403 |  | 391.1492 | 0.0059192 |  | 294.9842 | 0.00098387 |  | 294.9842 | 0
| 295.0602 | 0 | 337.3667 | 0.0068659 |  | 295.0602 | 0.05136 |  | 295.0602 | 0.11 |  | 295.0602 | 0.59029 |  | 391.2286 | -0.010711 |  | 295.0602 | -0.0053022 |  | 295.0602 | 0
| 295.1362 | 0 | 337.4445 | 0.0081965 |  | 295.1362 | 0.05109 |  | 295.1362 | 0.11 |  | 295.1362 | 0.60781 |  | 391.308 | 0.0088369 |  | 295.1362 | 0.002403 |  | 295.1362 | 0
| 295.2123 | 0 | 337.5222 | 0.0115 |  | 295.2123 | 0.05032 |  | 295.2123 | 0.1 |  | 295.2123 | 0.61669 |  | 391.3875 | 0.001516 |  | 295.2123 | -0.0084297 |  | 295.2123 | 0
| 295.2883 | 0 | 337.6 | 0.01751 |  | 295.2883 | 0.0503 |  | 295.2883 | 0.1 |  | 295.2883 | 0.62808 |  | 391.4669 | 0.00104 |  | 295.2883 | 0.0033441 |  | 295.2883 | 0
| 295.3644 | 0 | 337.6778 | 0.010163 |  | 295.3644 | 0.04959 |  | 295.3643 | 0.1 |  | 295.3644 | 0.63464 |  | 391.5463 | -0.0039264 |  | 295.3644 | -0.00044167 |  | 295.3643 | 0
| 295.4404 | 0 | 337.7556 | 0.0095208 |  | 295.4404 | 0.04917 |  | 295.4404 | 0.1 |  | 295.4404 | 0.65136 |  | 391.6257 | 7.3087e-05 |  | 295.4404 | 0.002623 |  | 295.4404 | 0
| 295.5165 | 0 | 337.8333 | 0.0095263 |  | 295.5165 | 0.04829 |  | 295.5164 | 0.1 |  | 295.5165 | 0.65031 |  | 391.7052 | -0.0014325 |  | 295.5165 | -0.0040254 |  | 295.5164 | 0
| 295.5925 | 0 | 337.9111 | 0.0083534 |  | 295.5925 | 0.04833 |  | 295.5925 | 0.1 |  | 295.5925 | 0.66687 |  | 391.7846 | -0.0033405 |  | 295.5925 | 0.001607 |  | 295.5925 | 0
| 295.6686 | 0 | 337.9889 | 0.012867 |  | 295.6686 | 0.04771 |  | 295.6686 | 0.09 |  | 295.6686 | 0.65871 |  | 391.864 | 7.6282e-05 |  | 295.6686 | -0.0045314 |  | 295.6686 | 0
| 295.7446 | 0 | 338.0666 | 0.013395 |  | 295.7446 | 0.04771 |  | 295.7446 | 0.09 |  | 295.7446 | 0.66889 |  | 391.9435 | -0.0023948 |  | 295.7446 | 0.0038033 |  | 295.7446 | 0
| 295.8207 | 0 | 338.1444 | 0.011818 |  | 295.8207 | 0.04728 |  | 295.8207 | 0.09 |  | 295.8207 | 0.67618 |  | 392.0229 | 0.0012955 |  | 295.8207 | -0.0040576 |  | 295.8207 | 0
| 295.8968 | 0 | 338.2222 | 0.012248 |  | 295.8968 | 0.04729 |  | 295.8968 | 0.09 |  | 295.8968 | 0.68941 |  | 392.1023 | 0.0079448 |  | 295.8968 | 0.0019059 |  | 295.8968 | 0
| 295.9728 | 0 | 338.3 | 0.0055255 |  | 295.9728 | 0.04659 |  | 295.9728 | 0.08 |  | 295.9728 | 0.69508 |  | 392.1818 | -0.0089293 |  | 295.9728 | -0.0076008 |  | 295.9728 | 0
| 296.0489 | 0 | 338.3778 | 0.010694 |  | 296.0489 | 0.0464 |  | 296.0489 | 0.09 |  | 296.0489 | 0.71123 |  | 392.2612 | -0.0013912 |  | 296.0489 | 0.0051302 |  | 296.0489 | 0
| 296.125 | 0 | 338.4556 | 0.013742 |  | 296.125 | 0.04559 |  | 296.125 | 0.08 |  | 296.125 | 0.71269 |  | 392.3407 | -0.0084594 |  | 296.125 | -0.0081291 |  | 296.125 | 0
| 296.2011 | 0 | 338.5334 | 0.015762 |  | 296.2011 | 0.04534 |  | 296.201 | 0.08 |  | 296.2011 | 0.72172 |  | 392.4201 | -0.00032904 |  | 296.2011 | 0.0021993 |  | 296.201 | 0
| 296.2772 | 0 | 338.6111 | 0.0075075 |  | 296.2772 | 0.04477 |  | 296.2772 | 0.08 |  | 296.2772 | 0.72912 |  | 392.4996 | -0.0011315 |  | 296.2771 | -0.0053219 |  | 296.2772 | 0
| 296.3532 | 0 | 338.689 | 0.012188 |  | 296.3532 | 0.04453 |  | 296.3532 | 0.08 |  | 296.3532 | 0.73944 |  | 392.579 | 0.00044332 |  | 296.3532 | 0.0048657 |  | 296.3532 | 0
| 296.4293 | 0 | 338.7668 | 0.0088532 |  | 296.4293 | 0.0439 |  | 296.4293 | 0.07 |  | 296.4293 | 0.7399 |  | 392.6585 | -0.0031201 |  | 296.4293 | -0.0051979 |  | 296.4293 | 0
| 296.5054 | 0 | 338.8446 | 0.013148 |  | 296.5054 | 0.04386 |  | 296.5054 | 0.07 |  | 296.5054 | 0.75917 |  | 392.7379 | 0.0018055 |  | 296.5054 | 0.0010159 |  | 296.5054 | 0
| 296.5815 | 0 | 338.9224 | 0.0074987 |  | 296.5815 | 0.04319 |  | 296.5815 | 0.07 |  | 296.5815 | 0.75932 |  | 392.8174 | -0.0059848 |  | 296.5815 | -0.0051007 |  | 296.5815 | 0
| 296.6576 | 0 | 339.0002 | 0.008738 |  | 296.6576 | 0.04295 |  | 296.6576 | 0.07 |  | 296.6576 | 0.77349 |  | 392.8969 | -0.00091958 |  | 296.6576 | -0.0014431 |  | 296.6576 | 0
| 296.7337 | 0 | 339.078 | 0.0064676 |  | 296.7337 | 0.04238 |  | 296.7337 | 0.07 |  | 296.7337 | 0.78167 |  | 392.9763 | -0.0075544 |  | 296.7337 | -0.0012345 |  | 296.7337 | 0
| 296.8098 | 0 | 339.1558 | 0.017688 |  | 296.8098 | 0.04241 |  | 296.8098 | 0.07 |  | 296.8098 | 0.79336 |  | 393.0558 | 0.0027747 |  | 296.8098 | 0.0030075 |  | 296.8098 | 0
| 296.886 | 0 | 339.2336 | 0.0011117 |  | 296.8859 | 0.04179 |  | 296.886 | 0.06 |  | 296.8859 | 0.79075 |  | 393.1353 | -0.0058001 |  | 296.8859 | -0.0031625 |  | 296.886 | 0
| 296.9621 | 0 | 339.3115 | 0.0058633 |  | 296.9621 | 0.04176 |  | 296.9621 | 0.07 |  | 296.9621 | 0.80871 |  | 393.2147 | -0.0017073 |  | 296.9621 | 0.00041452 |  | 296.9621 | 0
| 297.0382 | 0 | 339.3893 | 0.0033161 |  | 297.0382 | 0.04135 |  | 297.0382 | 0.06 |  | 297.0382 | 0.80707 |  | 393.2942 | -0.0006533 |  | 297.0382 | -0.0049361 |  | 297.0382 | 0
| 297.1143 | 0 | 339.4671 | 0.0093415 |  | 297.1143 | 0.04146 |  | 297.1143 | 0.06 |  | 297.1143 | 0.82372 |  | 393.3737 | 0.0030382 |  | 297.1143 | 0.003397 |  | 297.1143 | 0
| 297.1904 | 0 | 339.545 | 0.0066956 |  | 297.1904 | 0.04081 |  | 297.1904 | 0.06 |  | 297.1904 | 0.81623 |  | 393.4531 | -0.002632 |  | 297.1904 | -8.3011e-05 |  | 297.1904 | 0
| 297.2666 | 0 | 339.6228 | 0.007689 |  | 297.2666 | 0.0408 |  | 297.2666 | 0.06 |  | 297.2666 | 0.82868 |  | 393.5326 | 0.0040256 |  | 297.2666 | -0.00012638 |  | 297.2666 | 0
| 297.3427 | 0 | 339.7006 | 0.0057415 |  | 297.3427 | 0.04045 |  | 297.3427 | 0.06 |  | 297.3427 | 0.84179 |  | 393.6121 | 0.0038825 |  | 297.3427 | -0.0058905 |  | 297.3427 | 0
| 297.4188 | 0 | 339.7784 | 0.014213 |  | 297.4188 | 0.04054 |  | 297.4188 | 0.06 |  | 297.4188 | 0.85243 |  | 393.6916 | -0.0012089 |  | 297.4188 | 0.0056254 |  | 297.4188 | 0
| 297.495 | 0 | 339.8563 | 0.003523 |  | 297.495 | 0.04 |  | 297.495 | 0.06 |  | 297.495 | 0.84817 |  | 393.7711 | -0.0031618 |  | 297.495 | -0.0076001 |  | 297.495 | 0
| 297.5711 | 0 | 339.9341 | 0.0051869 |  | 297.5711 | 0.03992 |  | 297.5711 | 0.06 |  | 297.5711 | 0.85998 |  | 393.8505 | 0.0043975 |  | 297.5711 | 0.0050469 |  | 297.5711 | 0
| 297.6472 | 0 | 340.012 | 0.0066032 |  | 297.6472 | 0.03921 |  | 297.6472 | 0.05 |  | 297.6472 | 0.86325 |  | 393.93 | -0.00026029 |  | 297.6473 | -0.0021091 |  | 297.6472 | 0
| 297.7234 | 0 | 340.0898 | 0.012357 |  | 297.7234 | 0.03896 |  | 297.7234 | 0.06 |  | 297.7234 | 0.88109 |  | 394.0095 | 0.00041073 |  | 297.7234 | 0.0049859 |  | 297.7234 | 0
| 297.7996 | 0 | 340.1677 | 0.005748 |  | 297.7996 | 0.0384 |  | 297.7996 | 0.05 |  | 297.7996 | 0.87424 |  | 394.089 | -0.0037934 |  | 297.7996 | -0.0035028 |  | 297.7996 | 0
| 297.8757 | 0 | 340.2455 | 0.0061495 |  | 297.8757 | 0.03864 |  | 297.8757 | 0.06 |  | 297.8757 | 0.88676 |  | 394.1685 | -0.0010785 |  | 297.8757 | 0.0044214 |  | 297.8757 | 0
| 297.9519 | 0 | 340.3234 | 0.012509 |  | 297.9519 | 0.03798 |  | 297.9519 | 0.05 |  | 297.9519 | 0.88735 |  | 394.248 | -0.005379 |  | 297.9519 | -0.00655 |  | 297.9519 | 0
| 298.0281 | 0 | 340.4012 | 0.011174 |  | 298.028 | 0.03811 |  | 298.028 | 0.05 |  | 298.028 | 0.91057 |  | 394.3275 | -6.7412e-05 |  | 298.028 | 0.0058547 |  | 298.028 | 0
| 298.1042 | 0 | 340.4791 | 0.007247 |  | 298.1042 | 0.03778 |  | 298.1042 | 0.05 |  | 298.1042 | 0.8974 |  | 394.407 | -0.00033639 |  | 298.1042 | -0.0059106 |  | 298.1042 | 0
| 298.1804 | 0 | 340.557 | 0.010324 |  | 298.1804 | 0.03793 |  | 298.1804 | 0.05 |  | 298.1804 | 0.90948 |  | 394.4865 | 0.0040191 |  | 298.1804 | 0.00090953 |  | 298.1804 | 0
| 298.2565 | 0 | 340.6349 | 0.0097794 |  | 298.2565 | 0.03761 |  | 298.2565 | 0.05 |  | 298.2565 | 0.91089 |  | 394.566 | 0.00072839 |  | 298.2565 | -0.0057939 |  | 298.2565 | 0
| 298.3327 | 0 | 340.7127 | 0.0066256 |  | 298.3327 | 0.03781 |  | 298.3327 | 0.05 |  | 298.3327 | 0.91861 |  | 394.6455 | 0.0022157 |  | 298.3327 | 0.00077535 |  | 298.3327 | 0
| 298.4089 | 0 | 340.7906 | 0.0079058 |  | 298.4089 | 0.03727 |  | 298.4089 | 0.05 |  | 298.4089 | 0.91563 |  | 394.725 | -0.0027793 |  | 298.4089 | -0.0028333 |  | 298.4089 | 0
| 298.4851 | 0 | 340.8685 | 0.0089721 |  | 298.4851 | 0.03754 |  | 298.4851 | 0.05 |  | 298.4851 | 0.93153 |  | 394.8045 | 0.0060971 |  | 298.4851 | 0.00046547 |  | 298.4851 | 0
| 298.5613 | 0 | 340.9464 | 0.0039973 |  | 298.5613 | 0.03686 |  | 298.5613 | 0.05 |  | 298.5613 | 0.93226 |  | 394.884 | -0.0030429 |  | 298.5613 | -0.0044441 |  | 298.5613 | 0
| 298.6375 | 0 | 341.0243 | 0.015072 |  | 298.6375 | 0.03686 |  | 298.6375 | 0.05 |  | 298.6375 | 0.94374 |  | 394.9635 | 0.0019221 |  | 298.6375 | 0.0023414 |  | 298.6375 | 0
| 298.7136 | 0 | 341.1021 | 0.010212 |  | 298.7136 | 0.03633 |  | 298.7137 | 0.04 |  | 298.7136 | 0.94134 |  | 395.043 | -0.0045584 |  | 298.7137 | -0.0016529 |  | 298.7137 | 0
| 298.7899 | 0 | 341.2579 | 0.011235 |  | 298.7899 | 0.03635 |  | 298.7899 | 0.05 |  | 298.7899 | 0.95015 |  | 395.1226 | -0.00035682 |  | 298.7899 | 0.0058978 |  | 298.7899 | 0
| 298.8661 | 0 | 341.3358 | 0.0088182 |  | 298.866 | 0.03607 |  | 298.8661 | 0.04 |  | 298.866 | 0.95211 |  | 395.2021 | -0.0047639 |  | 298.8661 | -0.0060195 |  | 298.8661 | 0
| 298.9423 | 0 | 341.4137 | 0.0052853 |  | 298.9423 | 0.03603 |  | 298.9423 | 0.05 |  | 298.9423 | 0.96585 |  | 395.2816 | -0.00010932 |  | 298.9423 | 0.0038051 |  | 298.9423 | 0
| 299.0185 | 0 | 341.4916 | 0.011805 |  | 299.0185 | 0.03572 |  | 299.0185 | 0.04 |  | 299.0185 | 0.9506 |  | 395.3611 | -0.0092144 |  | 299.0185 | -0.0033071 |  | 299.0185 | 0
| 299.0947 | 0 | 341.5695 | 0.010538 |  | 299.0947 | 0.03585 |  | 299.0947 | 0.04 |  | 299.0947 | 0.96225 |  | 395.4406 | 0.0037103 |  | 299.0947 | 0.00075478 |  | 299.0947 | 0
| 299.1709 | 0 | 341.6474 | 0.016714 |  | 299.1709 | 0.03542 |  | 299.1709 | 0.04 |  | 299.1709 | 0.96225 |  | 395.5202 | -0.0059067 |  | 299.1709 | 0.0011996 |  | 299.1709 | 0
| 299.2471 | 0 | 341.7253 | 0.0040956 |  | 299.2471 | 0.03552 |  | 299.2471 | 0.04 |  | 299.2471 | 0.97186 |  | 395.5997 | 0.00089448 |  | 299.2471 | 0.0033818 |  | 299.2471 | 0
| 299.3233 | 0 | 341.8032 | 0.0070087 |  | 299.3233 | 0.03509 |  | 299.3233 | 0.04 |  | 299.3233 | 0.96442 |  | 395.6792 | -0.004232 |  | 299.3233 | -0.0061923 |  | 299.3233 | 0
| 299.3995 | 0 | 341.8811 | 0.0080917 |  | 299.3995 | 0.03516 |  | 299.3995 | 0.05 |  | 299.3995 | 0.96789 |  | 395.7588 | 0.0039731 |  | 299.3995 | 0.0059454 |  | 299.3995 | 0
| 299.4758 | 0 | 341.9591 | 0.010414 |  | 299.4758 | 0.03484 |  | 299.4758 | 0.04 |  | 299.4758 | 0.96859 |  | 395.8383 | -0.00025191 |  | 299.4758 | -0.0066868 |  | 299.4758 | 0
| 299.552 | 0 | 342.037 | 0.0059259 |  | 299.552 | 0.03503 |  | 299.552 | 0.04 |  | 299.552 | 0.98587 |  | 395.9178 | -0.0048443 |  | 299.552 | 0.0030489 |  | 299.552 | 0
| 299.6282 | 0 | 342.1149 | 0.0058866 |  | 299.6282 | 0.0347 |  | 299.6282 | 0.04 |  | 299.6282 | 0.97111 |  | 395.9974 | -0.0025803 |  | 299.6282 | -0.0032711 |  | 299.6282 | 0
| 299.7045 | 0 | 342.1928 | 0.0027989 |  | 299.7045 | 0.0347 |  | 299.7045 | 0.04 |  | 299.7045 | 0.97975 |  | 396.0769 | 0.0036505 |  | 299.7045 | 0.0063157 |  | 299.7045 | 0
| 299.7807 | 0 | 342.2708 | 0.0087039 |  | 299.7807 | 0.03436 |  | 299.7807 | 0.04 |  | 299.7807 | 0.97482 |  | 396.1564 | -0.0054032 |  | 299.7807 | -0.0073569 |  | 299.7807 | 0
| 299.857 | 0 | 342.3487 | 0.0056884 |  | 299.857 | 0.03473 |  | 299.857 | 0.04 |  | 299.857 | 0.9909 |  | 396.236 | 0.0085784 |  | 299.857 | 0.0022051 |  | 299.857 | 0
| 299.9332 | 0 | 342.4266 | 0.0058003 |  | 299.9332 | 0.03414 |  | 299.9332 | 0.04 |  | 299.9332 | 0.97882 |  | 396.3155 | -0.0082851 |  | 299.9332 | -0.0047807 |  | 299.9332 | 0
| 300.0095 | 0 | 342.5045 | 0.0089342 |  | 300.0095 | 0.0341 |  | 300.0095 | 0.04 |  | 300.0095 | 0.98449 |  | 396.3951 | 0.010273 |  | 300.0095 | -0.00054146 |  | 300.0095 | -0.0012961
| 300.0857 | 0 | 342.5825 | 0.016964 |  | 300.0857 | 0.03363 |  | 300.0857 | 0.04 |  | 300.0857 | 0.97761 |  | 396.4746 | 0.0034337 |  | 300.0857 | -0.0024618 |  | 300.0857 | -0.0019908
| 300.162 | 0 | 342.6604 | 0.0073713 |  | 300.162 | 0.03372 |  | 300.162 | 0.04 |  | 300.162 | 0.99324 |  | 396.5542 | 0.0051041 |  | 300.162 | 0.005323 |  | 300.162 | 0.0010927
| 300.2382 | 0 | 342.7384 | 0.0040413 |  | 300.2382 | 0.03338 |  | 300.2382 | 0.04 |  | 300.2382 | 0.98251 |  | 396.6337 | -0.0050201 |  | 300.2382 | -0.0028656 |  | 300.2382 | -0.00020799
| 300.3145 | 0 | 342.8163 | 0.0096713 |  | 300.3145 | 0.03362 |  | 300.3145 | 0.04 |  | 300.3145 | 0.984 |  | 396.7133 | 0.0022948 |  | 300.3145 | 0.0058275 |  | 300.3145 | 0.00034375
| 300.3908 | 0 | 342.8943 | 0.0077464 |  | 300.3908 | 0.03296 |  | 300.3908 | 0.03 |  | 300.3908 | 0.98597 |  | 396.7928 | -0.0038105 |  | 300.3908 | -0.0073677 |  | 300.3908 | -0.00093137
| 300.467 | 0 | 342.9722 | 0.0036506 |  | 300.467 | 0.03351 |  | 300.467 | 0.04 |  | 300.467 | 1 |  | 396.8724 | 0.00026445 |  | 300.467 | 0.0017349 |  | 300.467 | 0.00049905
| 300.5433 | 0 | 343.0502 | 0.0087521 |  | 300.5433 | 0.03316 |  | 300.5433 | 0.04 |  | 300.5433 | 0.99393 |  | 396.952 | -0.00070562 |  | 300.5433 | -0.00478 |  | 300.5433 | -0.00046338
| 300.6196 | 0 | 343.1281 | 0.0047975 |  | 300.6196 | 0.03348 |  | 300.6196 | 0.04 |  | 300.6196 | 0.9986 |  | 397.0315 | -0.0019927 |  | 300.6196 | 0.0027771 |  | 300.6196 | -0.00024226
| 300.6959 | 0 | 343.2061 | 0.0096638 |  | 300.6959 | 0.03327 |  | 300.6959 | 0.03 |  | 300.6959 | 0.99626 |  | 397.1111 | 0.0022996 |  | 300.6959 | -0.0017391 |  | 300.6959 | -0.0015719
| 300.7722 | 0 | 343.2841 | 0.0019427 |  | 300.7722 | 0.03317 |  | 300.7722 | 0.04 |  | 300.7722 | 0.99847 |  | 397.1907 | 0.0081557 |  | 300.7722 | 0.0049633 |  | 300.7722 | 0.00079161
| 300.8485 | 0 | 343.362 | 0.0064213 |  | 300.8484 | 0.03287 |  | 300.8484 | 0.03 |  | 300.8484 | 0.98921 |  | 397.2702 | -0.0034289 |  | 300.8484 | -0.0062632 |  | 300.8484 | -0.0015218
| 300.9247 | 0 | 343.44 | 0.0091385 |  | 300.9247 | 0.033 |  | 300.9247 | 0.04 |  | 300.9247 | 0.98927 |  | 397.3498 | 0.0062875 |  | 300.9247 | 0.0046506 |  | 300.9247 | 0.00074529
| 301.001 | 0 | 343.518 | 0.008911 |  | 301.001 | 0.03253 |  | 301.001 | 0.03 |  | 301.001 | 0.97862 |  | 397.4294 | -0.0067608 |  | 301.001 | -0.0021536 |  | 301.001 | -0.0012252
| 301.0773 | 0 | 343.5959 | 0.0025184 |  | 301.0773 | 0.03269 |  | 301.0773 | 0.04 |  | 301.0773 | 0.99291 |  | 397.509 | 0.0024144 |  | 301.0773 | 0.0026444 |  | 301.0773 | 0.0012324
| 301.1536 | 0 | 343.6739 | 0.0028804 |  | 301.1536 | 0.03226 |  | 301.1536 | 0.03 |  | 301.1536 | 0.99076 |  | 397.5885 | -0.0037312 |  | 301.1536 | -0.0011151 |  | 301.1536 | -0.00046363
| 301.2299 | 0 | 343.7519 | 0.0044598 |  | 301.2299 | 0.03239 |  | 301.2299 | 0.04 |  | 301.2299 | 0.99226 |  | 397.6681 | -0.0012301 |  | 301.2299 | 0.0047042 |  | 301.2299 | 0.0017278
| 301.3062 | 0 | 343.8299 | 0.014038 |  | 301.3062 | 0.03214 |  | 301.3062 | 0.03 |  | 301.3062 | 0.98841 |  | 397.7477 | -0.0060772 |  | 301.3062 | -0.0042093 |  | 301.3062 | -0.0017967
| 301.3825 | 0 | 343.9079 | 0.0084612 |  | 301.3825 | 0.03224 |  | 301.3825 | 0.03 |  | 301.3825 | 0.99799 |  | 397.8273 | 0.0026846 |  | 301.3826 | 0.0017764 |  | 301.3825 | 0.0025014
| 301.4589 | 0 | 343.9859 | 0.0045012 |  | 301.4589 | 0.03197 |  | 301.4589 | 0.03 |  | 301.4589 | 0.99165 |  | 397.9069 | -0.0046531 |  | 301.4589 | -0.0037072 |  | 301.4589 | -0.0020421
| 301.5352 | 0 | 344.0638 | 0.012248 |  | 301.5352 | 0.03215 |  | 301.5352 | 0.03 |  | 301.5352 | 0.9892 |  | 397.9865 | 0.0036687 |  | 301.5352 | 0.0017137 |  | 301.5352 | -0.00019868
| 301.6115 | 0 | 344.1418 | 0.0055308 |  | 301.6115 | 0.03184 |  | 301.6115 | 0.03 |  | 301.6115 | 0.97947 |  | 398.066 | -0.0023874 |  | 301.6115 | -0.0033924 |  | 301.6115 | -0.0014843
| 301.6878 | 0 | 344.2198 | 0.0015381 |  | 301.6878 | 0.03168 |  | 301.6878 | 0.02 |  | 301.6878 | 0.98747 |  | 398.1456 | 0.0023026 |  | 301.6878 | -0.004638 |  | 301.6878 | -0.0010315
| 301.7642 | 0 | 344.2978 | 0.011912 |  | 301.7642 | 0.03128 |  | 301.7642 | 0.03 |  | 301.7642 | 0.97825 |  | 398.2252 | -0.0028966 |  | 301.7642 | -0.0025367 |  | 301.7642 | 0.00098174
| 301.8405 | 0 | 344.3758 | 0.0056942 |  | 301.8405 | 0.03171 |  | 301.8405 | 0.03 |  | 301.8405 | 0.98405 |  | 398.3048 | -0.0027327 |  | 301.8405 | 0.0039554 |  | 301.8405 | 0.00019521
| 301.9168 | 0 | 344.4538 | 0.0073804 |  | 301.9168 | 0.03141 |  | 301.9168 | 0.03 |  | 301.9168 | 0.97406 |  | 398.3844 | -0.0030942 |  | 301.9168 | -0.0061959 |  | 301.9168 | -0.0017782
| 301.9932 | 0 | 344.5319 | 0.0055686 |  | 301.9932 | 0.03155 |  | 301.9932 | 0.03 |  | 301.9932 | 0.98172 |  | 398.464 | 0.0012532 |  | 301.9932 | -0.00057279 |  | 301.9932 | -0.00093088
| 302.0695 | 0 | 344.6099 | 0.010119 |  | 302.0695 | 0.03109 |  | 302.0695 | 0.03 |  | 302.0695 | 0.97066 |  | 398.5436 | 0.0056162 |  | 302.0695 | -0.0038012 |  | 302.0695 | -0.0012083
| 302.1458 | 0 | 344.6879 | 0.0057662 |  | 302.1458 | 0.03116 |  | 302.1458 | 0.03 |  | 302.1458 | 0.97048 |  | 398.6232 | 0.0011415 |  | 302.1459 | 0.0026801 |  | 302.1458 | 0.0024142
| 302.2222 | 0 | 344.7659 | 0.0066198 |  | 302.2222 | 0.03077 |  | 302.2222 | 0.03 |  | 302.2222 | 0.96438 |  | 398.7028 | -0.0079632 |  | 302.2222 | -0.0029567 |  | 302.2222 | 0.00099887
| 302.2985 | 0 | 344.8439 | 0.0031336 |  | 302.2985 | 0.0312 |  | 302.2986 | 0.03 |  | 302.2985 | 0.97178 |  | 398.7824 | 0.00028222 |  | 302.2986 | 0.0028273 |  | 302.2986 | -0.00047201
| 302.3749 | 0 | 344.9219 | 0.0035897 |  | 302.3749 | 0.03075 |  | 302.3749 | 0.03 |  | 302.3749 | 0.96355 |  | 398.862 | -0.0072583 |  | 302.3749 | -0.0035388 |  | 302.3749 | -0.00074319
| 302.4513 | 0 | 345.078 | 0.0059208 |  | 302.4513 | 0.03081 |  | 302.4513 | 0.03 |  | 302.4513 | 0.96655 |  | 398.9417 | 0.0055043 |  | 302.4513 | 0.0020105 |  | 302.4513 | -0.001181
| 302.5276 | 0 | 345.156 | 0.00099382 |  | 302.5276 | 0.03038 |  | 302.5276 | 0.03 |  | 302.5276 | 0.95637 |  | 399.0213 | -0.0036498 |  | 302.5276 | -0.0022671 |  | 302.5276 | -0.00017572
| 302.604 | 0 | 345.234 | 0.0097945 |  | 302.604 | 0.03045 |  | 302.604 | 0.03 |  | 302.604 | 0.96297 |  | 399.1009 | 0.0031134 |  | 302.604 | 0.00035726 |  | 302.604 | -0.0006473
| 302.6804 | 0 | 345.3121 | 0.0025499 |  | 302.6804 | 0.03036 |  | 302.6804 | 0.03 |  | 302.6804 | 0.95458 |  | 399.1805 | -0.0047423 |  | 302.6804 | -0.0037626 |  | 302.6804 | 0.00010365
| 302.7567 | 0 | 345.3901 | 0.0044535 |  | 302.7567 | 0.03056 |  | 302.7567 | 0.03 |  | 302.7567 | 0.95565 |  | 399.2601 | 0.0045326 |  | 302.7567 | 0.0041301 |  | 302.7567 | 0.0008744
| 302.8331 | 0 | 345.4681 | 0.0056362 |  | 302.8331 | 0.03023 |  | 302.8331 | 0.03 |  | 302.8331 | 0.95011 |  | 399.3398 | -0.0040487 |  | 302.8331 | -0.0040258 |  | 302.8331 | -0.0012986
| 302.9095 | 0 | 345.5462 | 0.0063424 |  | 302.9095 | 0.03041 |  | 302.9095 | 0.03 |  | 302.9095 | 0.94812 |  | 399.4194 | -0.0035357 |  | 302.9095 | 0.0013461 |  | 302.9095 | -0.00049117
| 302.9859 | 0 | 345.7023 | 0.008128 |  | 302.9859 | 0.03012 |  | 302.9859 | 0.02 |  | 302.9859 | 0.94301 |  | 399.499 | -0.00030865 |  | 302.9859 | -0.0060812 |  | 302.9859 | -0.0012018
| 303.0623 | 0 | 345.7803 | 0.0047993 |  | 303.0623 | 0.0303 |  | 303.0623 | 0.03 |  | 303.0623 | 0.94163 |  | 399.5786 | 0.0056261 |  | 303.0622 | 0.001945 |  | 303.0623 | -0.00018953
| 303.1386 | 0 | 345.8584 | 0.0089249 |  | 303.1386 | 0.03007 |  | 303.1386 | 0.03 |  | 303.1386 | 0.92989 |  | 399.6582 | -0.0060441 |  | 303.1386 | -0.0012115 |  | 303.1386 | -0.00059907
| 303.215 | 0 | 345.9364 | 0.0087461 |  | 303.215 | 0.03004 |  | 303.215 | 0.03 |  | 303.215 | 0.9235 |  | 399.7379 | 0.00080597 |  | 303.215 | -0.0015456 |  | 303.215 | -0.0012081
| 303.2914 | 0 | 346.0145 | 0.0095101 |  | 303.2914 | 0.02971 |  | 303.2914 | 0.02 |  | 303.2914 | 0.91151 |  | 399.8175 | -0.0076433 |  | 303.2914 | -0.0052556 |  | 303.2914 | -0.0020416
| 303.3678 | 0 | 346.0926 | 0.0040687 |  | 303.3678 | 0.02986 |  | 303.3678 | 0.03 |  | 303.3678 | 0.9144 |  | 399.8971 | 0.0073859 |  | 303.3678 | 0.0022682 |  | 303.3678 | 0.00013332
| 303.4442 | 0 | 346.1706 | 0.0019863 |  | 303.4442 | 0.02961 |  | 303.4442 | 0.02 |  | 303.4442 | 0.90864 |  | 399.9768 | -0.0047936 |  | 303.4442 | -0.0053394 |  | 303.4442 | -0.0018181
| 303.5206 | 0 | 346.2487 | 0.0056517 |  | 303.5206 | 0.02986 |  | 303.5206 | 0.03 |  | 303.5206 | 0.91967 |  | 400.0564 | 0.0054835 |  | 303.5206 | 0.00026134 |  | 303.5206 | -0.0001513
| 303.5971 | 0 | 346.3268 | 0.0064366 |  | 303.597 | 0.0297 |  | 303.597 | 0.03 |  | 303.597 | 0.91903 |  | 400.136 | 0.0003608 |  | 303.597 | -0.00057012 |  | 303.597 | -0.00067819
| 303.6735 | 0 | 346.4829 | 0.0026535 |  | 303.6735 | 0.02986 |  | 303.6735 | 0.03 |  | 303.6735 | 0.91943 |  | 400.2157 | 0.0042085 |  | 303.6734 | 0.0030508 |  | 303.6735 | 0.00090798
| 303.7498 | 0 | 346.561 | 0.012259 |  | 303.7499 | 0.02942 |  | 303.7498 | 0.03 |  | 303.7499 | 0.90283 |  | 400.2953 | -0.0017775 |  | 303.7499 | -0.001566 |  | 303.7498 | -0.00038543
| 303.8263 | 0 | 346.639 | 0.009276 |  | 303.8263 | 0.02966 |  | 303.8263 | 0.03 |  | 303.8263 | 0.89241 |  | 400.375 | 0.0049861 |  | 303.8263 | 0.00087967 |  | 303.8263 | 0.00036806
| 303.9027 | 0 | 346.7171 | 0.0020508 |  | 303.9027 | 0.02942 |  | 303.9027 | 0.02 |  | 303.9027 | 0.88724 |  | 400.4546 | 0.0017117 |  | 303.9027 | -0.0023505 |  | 303.9027 | 0.0002715
| 303.9791 | 0 | 346.7952 | 0.0039055 |  | 303.9791 | 0.02958 |  | 303.9791 | 0.02 |  | 303.9791 | 0.88233 |  | 400.5343 | 0.0037594 |  | 303.9791 | -0.00096987 |  | 303.9791 | 0.00066815
| 304.0555 | 0 | 346.8733 | 0.0083728 |  | 304.0555 | 0.0293 |  | 304.0555 | 0.02 |  | 304.0555 | 0.86992 |  | 400.6139 | 0.00030333 |  | 304.0556 | -0.0056821 |  | 304.0555 | -0.00092175
| 304.132 | 0 | 346.9514 | 0.0058858 |  | 304.132 | 0.02948 |  | 304.132 | 0.03 |  | 304.132 | 0.87481 |  | 400.6936 | 0.0055023 |  | 304.132 | 0.00038451 |  | 304.132 | 6.1969e-06
| 304.2084 | 0 | 347.0295 | 0.0086677 |  | 304.2084 | 0.02907 |  | 304.2084 | 0.02 |  | 304.2084 | 0.86629 |  | 400.7732 | -0.0077975 |  | 304.2084 | -0.0020296 |  | 304.2084 | -0.0020125
| 304.2849 | 0 | 347.1857 | 0.0033816 |  | 304.2849 | 0.02931 |  | 304.2849 | 0.02 |  | 304.2849 | 0.87188 |  | 400.8529 | 0.0063259 |  | 304.2849 | 0.0025992 |  | 304.2849 | -0.00016266
| 304.3613 | 0 | 347.2638 | 0.0091853 |  | 304.3613 | 0.02908 |  | 304.3613 | 0.02 |  | 304.3613 | 0.86106 |  | 400.9326 | 0.002773 |  | 304.3613 | -0.00024328 |  | 304.3613 | 1.9435e-05
| 304.4377 | 0 | 347.3419 | 0.003508 |  | 304.4377 | 0.02933 |  | 304.4377 | 0.02 |  | 304.4377 | 0.86264 |  | 401.0122 | 0.00084179 |  | 304.4377 | 0.0033828 |  | 304.4377 | 0.00025199
| 304.5142 | 0 | 347.42 | 0.0036136 |  | 304.5142 | 0.02909 |  | 304.5142 | 0.02 |  | 304.5142 | 0.85129 |  | 401.0919 | -0.0026652 |  | 304.5142 | -0.00083489 |  | 304.5142 | -0.00062533
| 304.5906 | 0 | 347.4981 | 0.0097302 |  | 304.5906 | 0.02933 |  | 304.5906 | 0.03 |  | 304.5906 | 0.8545 |  | 401.1715 | 7.4587e-05 |  | 304.5906 | -0.00017015 |  | 304.5906 | 0.00048461
| 304.6671 | 0 | 347.5762 | 0.02003 |  | 304.6671 | 0.02906 |  | 304.6671 | 0.02 |  | 304.6671 | 0.83982 |  | 401.2512 | -0.002362 |  | 304.6671 | 0.00063669 |  | 304.6671 | 7.4432e-05
| 304.7436 | 0 | 347.6543 | 0.009663 |  | 304.7436 | 0.02918 |  | 304.7436 | 0.03 |  | 304.7436 | 0.83393 |  | 401.3309 | 0.0088196 |  | 304.7436 | 0.0031249 |  | 304.7436 | 0.00054499
| 304.82 | 0 | 347.7325 | 0.0039851 |  | 304.82 | 0.029 |  | 304.82 | 0.02 |  | 304.82 | 0.82681 |  | 401.4105 | -0.0028081 |  | 304.82 | -0.001879 |  | 304.82 | -0.001195
| 304.8965 | 0 | 347.8106 | 5.2248e-05 |  | 304.8965 | 0.02918 |  | 304.8965 | 0.02 |  | 304.8965 | 0.82959 |  | 401.4902 | 0.0035065 |  | 304.8965 | -0.00051438 |  | 304.8965 | 0.00051842
| 304.973 | 0 | 347.8887 | 0.0022474 |  | 304.973 | 0.02896 |  | 304.973 | 0.02 |  | 304.973 | 0.81865 |  | 401.5699 | -0.0075843 |  | 304.9729 | -0.0029972 |  | 304.973 | -0.0010864
| 305.0494 | 0 | 347.9668 | 0.0019749 |  | 305.0494 | 0.02923 |  | 305.0494 | 0.02 |  | 305.0494 | 0.81305 |  | 401.6496 | 0.0013477 |  | 305.0494 | 0.0037514 |  | 305.0494 | 6.9545e-05
| 305.1259 | 0 | 348.045 | 0.0070003 |  | 305.1259 | 0.029 |  | 305.1259 | 0.02 |  | 305.1259 | 0.80852 |  | 401.7292 | -0.0024419 |  | 305.1259 | -0.0057944 |  | 305.1259 | -0.00078406
| 305.2024 | 0 | 348.2012 | 0.016585 |  | 305.2024 | 0.02926 |  | 305.2024 | 0.02 |  | 305.2024 | 0.80664 |  | 401.8089 | -0.0028491 |  | 305.2024 | 0.0020264 |  | 305.2024 | 0.00014721
| 305.2788 | 0 | 348.3575 | 0.0048518 |  | 305.2788 | 0.02904 |  | 305.2788 | 0.02 |  | 305.2788 | 0.79416 |  | 401.8886 | -0.007015 |  | 305.2789 | -0.0036395 |  | 305.2788 | -0.0025464
| 305.3553 | 0 | 348.4356 | 0.0016859 |  | 305.3553 | 0.02913 |  | 305.3553 | 0.02 |  | 305.3553 | 0.79302 |  | 401.9683 | 0.0094779 |  | 305.3553 | 0.0014378 |  | 305.3553 | 0.00063798
| 305.4318 | 0 | 348.5138 | 0.0045441 |  | 305.4318 | 0.02883 |  | 305.4318 | 0.02 |  | 305.4318 | 0.78655 |  | 402.048 | -0.0075731 |  | 305.4318 | -0.00093021 |  | 305.4318 | -0.00041985
| 305.5083 | 0 | 348.5919 | 0.0032456 |  | 305.5083 | 0.02907 |  | 305.5083 | 0.02 |  | 305.5083 | 0.78741 |  | 402.1277 | 0.0023446 |  | 305.5083 | 0.0037968 |  | 305.5083 | 0.00043098
| 305.5848 | 0 | 348.6701 | 0.0050538 |  | 305.5848 | 0.02894 |  | 305.5848 | 0.02 |  | 305.5848 | 0.77364 |  | 402.2073 | 0.0052908 |  | 305.5848 | -0.0007604 |  | 305.5848 | 2.5759e-05
| 305.6613 | 0 | 348.7482 | 0.0041439 |  | 305.6613 | 0.02907 |  | 305.6613 | 0.02 |  | 305.6613 | 0.77241 |  | 402.287 | 0.0061445 |  | 305.6613 | 0.0033359 |  | 305.6613 | 0.0010147
| 305.7378 | 0 | 348.8264 | 0.0021464 |  | 305.7378 | 0.02878 |  | 305.7378 | 0.02 |  | 305.7378 | 0.76405 |  | 402.3667 | -0.0037375 |  | 305.7378 | -0.0024548 |  | 305.7378 | -0.0015923
| 305.8143 | 0 | 348.9045 | 0.0037505 |  | 305.8143 | 0.02906 |  | 305.8143 | 0.02 |  | 305.8143 | 0.76423 |  | 402.4464 | 0.0025615 |  | 305.8143 | -0.00048907 |  | 305.8143 | 0.00016225
| 305.8908 | 0 | 348.9827 | 0.0030295 |  | 305.8908 | 0.02883 |  | 305.8908 | 0.02 |  | 305.8908 | 0.74972 |  | 402.5261 | -0.0088661 |  | 305.8908 | -0.0011574 |  | 305.8908 | -0.0013058
| 305.9673 | 0 | 349.0609 | 0.0052031 |  | 305.9673 | 0.02911 |  | 305.9673 | 0.02 |  | 305.9673 | 0.74733 |  | 402.6058 | 0.013512 |  | 305.9673 | 0.0021136 |  | 305.9673 | 0.00022486
| 306.0439 | 0 | 349.139 | 0.013973 |  | 306.0438 | 0.02896 |  | 306.0439 | 0.02 |  | 306.0438 | 0.74193 |  | 402.6855 | 0.0012656 |  | 306.0438 | -0.0034508 |  | 306.0439 | -0.00070489
| 306.1204 | 0 | 349.2172 | 0.0036754 |  | 306.1204 | 0.0292 |  | 306.1204 | 0.02 |  | 306.1204 | 0.74289 |  | 402.7652 | 0.0057914 |  | 306.1204 | 0.0019612 |  | 306.1204 | 0.00066846
| 306.1969 | 0 | 349.2953 | 0.0030959 |  | 306.1969 | 0.02883 |  | 306.1969 | 0.02 |  | 306.1969 | 0.729 |  | 402.8449 | -0.0086358 |  | 306.1969 | -0.0032085 |  | 306.1969 | 4.8335e-05
| 306.2734 | 0 | 349.3735 | 0.0063642 |  | 306.2734 | 0.0291 |  | 306.2734 | 0.02 |  | 306.2734 | 0.72416 |  | 402.9246 | 0.002957 |  | 306.2734 | 0.004817 |  | 306.2734 | 0.0010346
| 306.3499 | 0 | 349.4517 | 0.0087464 |  | 306.3499 | 0.02881 |  | 306.3499 | 0.01 |  | 306.3499 | 0.71986 |  | 403.0043 | -0.010168 |  | 306.3499 | -0.0042996 |  | 306.3499 | -0.0011617
| 306.4264 | 0 | 349.5299 | 5.2277e-05 |  | 306.4265 | 0.02899 |  | 306.4265 | 0.02 |  | 306.4265 | 0.72608 |  | 403.084 | -0.003008 |  | 306.4265 | 0.0038788 |  | 306.4265 | 0.00046866
| 306.503 | 0 | 349.6081 | 0.0037683 |  | 306.503 | 0.02865 |  | 306.503 | 0.01 |  | 306.503 | 0.71271 |  | 403.1638 | -0.006775 |  | 306.503 | -0.0042339 |  | 306.503 | -0.0016924
| 306.5795 | 0 | 349.6862 | 0.005972 |  | 306.5795 | 0.02873 |  | 306.5795 | 0.02 |  | 306.5795 | 0.70867 |  | 403.2435 | 0.0059776 |  | 306.5795 | 0.0022356 |  | 306.5795 | -0.0010661
| 306.6561 | 0 | 349.7644 | 0.0039795 |  | 306.6561 | 0.02847 |  | 306.6561 | 0.01 |  | 306.6561 | 0.69646 |  | 403.3232 | -0.0091555 |  | 306.6561 | -0.0046778 |  | 306.6561 | -0.0011004
| 306.7326 | 0 | 349.8426 | 0.0035703 |  | 306.7326 | 0.02862 |  | 306.7326 | 0.02 |  | 306.7326 | 0.69362 |  | 403.4029 | 0.0015958 |  | 306.7326 | 0.00082056 |  | 306.7326 | -0.0001225
| 306.8091 | 0 | 349.9208 | 0.0091243 |  | 306.8092 | 0.02837 |  | 306.8091 | 0.01 |  | 306.8092 | 0.6841 |  | 403.4826 | -0.0025765 |  | 306.8092 | -0.0041474 |  | 306.8091 | -0.00059151
| 306.8857 | 0 | 349.999 | 0.0085871 |  | 306.8857 | 0.02862 |  | 306.8857 | 0.01 |  | 306.8857 | 0.68315 |  | 403.5623 | -0.0017433 |  | 306.8857 | 0.0037706 |  | 306.8857 | 7.3898e-05
| 306.9622 | 0 | 350.0772 | 0.006081 |  | 306.9623 | 0.02835 |  | 306.9622 | 0.01 |  | 306.9623 | 0.66981 |  | 403.6421 | -0.0014407 |  | 306.9623 | -0.0028613 |  | 306.9622 | -0.00089843
| 307.0388 | 0 | 350.1554 | 0.0084129 |  | 307.0388 | 0.02856 |  | 307.0388 | 0.02 |  | 307.0388 | 0.66731 |  | 403.7218 | 0.011216 |  | 307.0388 | 0.00096272 |  | 307.0388 | -0.00019688
| 307.1154 | 0 | 350.3118 | 0.0019885 |  | 307.1154 | 0.02833 |  | 307.1154 | 0.01 |  | 307.1154 | 0.66158 |  | 403.8015 | 0.00037335 |  | 307.1154 | -0.0016 |  | 307.1154 | -0.00020868
| 307.1919 | 0 | 350.39 | 0.0024755 |  | 307.1919 | 0.02849 |  | 307.1919 | 0.02 |  | 307.1919 | 0.65667 |  | 403.8812 | -0.00071428 |  | 307.1919 | 0.0013002 |  | 307.1919 | 0.001836
| 307.2685 | 0 | 350.4682 | 0.001776 |  | 307.2685 | 0.02817 |  | 307.2685 | 0.01 |  | 307.2685 | 0.64512 |  | 403.961 | -0.014247 |  | 307.2685 | -0.0037003 |  | 307.2685 | -0.001053
| 307.3451 | 0 | 350.5464 | 0.0087474 |  | 307.3451 | 0.02844 |  | 307.3451 | 0.01 |  | 307.3451 | 0.64959 |  | 404.0407 | 0.0032501 |  | 307.3451 | 0.0015168 |  | 307.3451 | -0.00055588
| 307.4216 | 0 | 350.6246 | 0.014569 |  | 307.4216 | 0.02809 |  | 307.4216 | 0.01 |  | 307.4216 | 0.63666 |  | 404.1204 | -0.0027687 |  | 307.4216 | -0.0022139 |  | 307.4216 | -0.00047116
| 307.4982 | 0 | 350.7029 | 0.0040375 |  | 307.4982 | 0.02828 |  | 307.4982 | 0.01 |  | 307.4982 | 0.63109 |  | 404.2002 | 0.0061907 |  | 307.4982 | 0.0017064 |  | 307.4982 | 0.00086369
| 307.5748 | 0 | 350.7811 | 0.0043636 |  | 307.5748 | 0.0281 |  | 307.5748 | 0.01 |  | 307.5748 | 0.6177 |  | 404.2799 | -0.0095253 |  | 307.5748 | -0.0027954 |  | 307.5748 | -0.00016725
| 307.6514 | 0 | 350.8593 | 0.017406 |  | 307.6514 | 0.02831 |  | 307.6514 | 0.02 |  | 307.6514 | 0.62001 |  | 404.3596 | -0.0065781 |  | 307.6514 | 0.0030067 |  | 307.6514 | 0.0012974
| 307.728 | 0 | 350.9375 | 0.0011286 |  | 307.728 | 0.02782 |  | 307.728 | 0.01 |  | 307.728 | 0.60362 |  | 404.4394 | -0.0041773 |  | 307.728 | -0.00012532 |  | 307.728 | -0.00091974
| 307.8046 | 0 | 351.0158 | 0.0050392 |  | 307.8046 | 0.02806 |  | 307.8046 | 0.01 |  | 307.8046 | 0.60571 |  | 404.5191 | 0.0029158 |  | 307.8046 | 0.0014128 |  | 307.8046 | -0.00020267
| 307.8812 | 0 | 351.094 | 0.0062348 |  | 307.8811 | 0.02777 |  | 307.8812 | 0.01 |  | 307.8811 | 0.59058 |  | 404.5989 | -0.0088537 |  | 307.8811 | -0.0044632 |  | 307.8812 | -0.00046882
| 307.9577 | 0 | 351.1722 | 0.0027247 |  | 307.9577 | 0.02793 |  | 307.9577 | 0.01 |  | 307.9577 | 0.59686 |  | 404.6786 | 0.015102 |  | 307.9577 | 0.0022024 |  | 307.9577 | 0.0012743
| 308.0343 | 0 | 351.2505 | 0.0070066 |  | 308.0343 | 0.02773 |  | 308.0343 | 0.01 |  | 308.0343 | 0.58118 |  | 404.7584 | 0.0055748 |  | 308.0343 | -0.0015324 |  | 308.0343 | -0.00026563
| 308.1109 | 0 | 351.3287 | 0.0016668 |  | 308.111 | 0.02794 |  | 308.1109 | 0.01 |  | 308.111 | 0.58199 |  | 404.8381 | 0.0075058 |  | 308.1109 | 0.0034309 |  | 308.1109 | 0.00073729
| 308.1876 | 0 | 351.407 | 0.0065809 |  | 308.1875 | 0.0276 |  | 308.1876 | 0.01 |  | 308.1875 | 0.5673 |  | 404.9179 | -0.0075965 |  | 308.1876 | -0.003045 |  | 308.1876 | -0.0009219
| 308.2642 | 0 | 351.4852 | 0.0098812 |  | 308.2642 | 0.02769 |  | 308.2642 | 0.01 |  | 308.2642 | 0.56698 |  | 404.9976 | -0.00074654 |  | 308.2642 | 0.0022644 |  | 308.2642 | -0.00055991
| 308.3408 | 0 | 351.5634 | 0.011818 |  | 308.3408 | 0.02751 |  | 308.3408 | 0.01 |  | 308.3408 | 0.55636 |  | 405.0774 | -0.0015584 |  | 308.3408 | -0.0024082 |  | 308.3408 | -0.0012229
| 308.4174 | 0 | 351.6417 | 0.00042116 |  | 308.4174 | 0.02776 |  | 308.4174 | 0.01 |  | 308.4174 | 0.55547 |  | 405.1571 | 0.003718 |  | 308.4174 | 0.0087886 |  | 308.4174 | 0.0022016
| 308.494 | 0 | 351.7199 | 0.0074445 |  | 308.494 | 0.02744 |  | 308.494 | 0.01 |  | 308.494 | 0.53673 |  | 405.2369 | -0.0059408 |  | 308.494 | -0.00037562 |  | 308.494 | -0.00033945
| 308.5706 | 0 | 351.7982 | 0.0081511 |  | 308.5706 | 0.02772 |  | 308.5706 | 0.01 |  | 308.5706 | 0.54013 |  | 405.3167 | 0.0066121 |  | 308.5706 | 0.0053705 |  | 308.5706 | 0.00033308
| 308.6472 | 0 | 351.8764 | 0.0033511 |  | 308.6472 | 0.02743 |  | 308.6472 | 0.01 |  | 308.6472 | 0.53034 |  | 405.3964 | -0.0065869 |  | 308.6472 | -0.00090328 |  | 308.6472 | -0.0013459
| 308.7239 | 0 | 352.033 | 0.0030381 |  | 308.7239 | 0.02775 |  | 308.7239 | 0.01 |  | 308.7239 | 0.53052 |  | 405.4762 | 0.0011608 |  | 308.7239 | 0.001797 |  | 308.7239 | 0.0011036
| 308.8005 | 0 | 352.1112 | 0.0015784 |  | 308.8005 | 0.0275 |  | 308.8005 | 0.01 |  | 308.8005 | 0.52515 |  | 405.556 | 0.0064127 |  | 308.8005 | -0.0030623 |  | 308.8005 | -0.00075759
| 308.8771 | 0 | 352.1895 | 0.0083249 |  | 308.8771 | 0.02774 |  | 308.8771 | 0.01 |  | 308.8771 | 0.52685 |  | 405.6357 | 0.0060403 |  | 308.8771 | 0.00079035 |  | 308.8771 | 0.00028406
| 308.9538 | 0 | 352.2678 | 0.0047535 |  | 308.9538 | 0.02759 |  | 308.9538 | 0.01 |  | 308.9538 | 0.51377 |  | 405.7155 | 0.0085044 |  | 308.9538 | -0.0023165 |  | 308.9538 | -0.0018195
| 309.0304 | 0 | 352.346 | 0.005826 |  | 309.0304 | 0.02773 |  | 309.0304 | 0.01 |  | 309.0304 | 0.50726 |  | 405.7953 | -0.0036675 |  | 309.0304 | 0.0057781 |  | 309.0304 | 0.00051498
| 309.1071 | 0 | 352.4243 | 0.01188 |  | 309.1071 | 0.02762 |  | 309.1071 | 0.01 |  | 309.1071 | 0.49398 |  | 405.875 | -0.0018788 |  | 309.1071 | -0.0019453 |  | 309.1071 | -0.00037833
| 309.1837 | 0 | 352.5026 | 0.011805 |  | 309.1837 | 0.02772 |  | 309.1837 | 0.01 |  | 309.1837 | 0.4924 |  | 405.9548 | -0.0012506 |  | 309.1837 | 0.0041137 |  | 309.1837 | 0.00051957
| 309.2604 | 0 | 352.5809 | 0.0038203 |  | 309.2604 | 0.02754 |  | 309.2604 | 0.01 |  | 309.2604 | 0.48123 |  | 406.0346 | -0.004559 |  | 309.2604 | -0.0063353 |  | 309.2604 | -0.0017118
| 309.337 | 0 | 352.6591 | 0.007436 |  | 309.337 | 0.0277 |  | 309.337 | 0.01 |  | 309.337 | 0.48127 |  | 406.1144 | 0.0018001 |  | 309.337 | 0.0013071 |  | 309.337 | 0.00094562
| 309.4137 | 0 | 352.7375 | 0.0011315 |  | 309.4137 | 0.02771 |  | 309.4137 | 0.01 |  | 309.4137 | 0.47304 |  | 406.1942 | 0.0077324 |  | 309.4137 | 0.0022192 |  | 309.4137 | 0.0010072
| 309.4903 | 0 | 352.8157 | 0.012343 |  | 309.4903 | 0.02763 |  | 309.4903 | 0.01 |  | 309.4903 | 0.47915 |  | 406.2739 | 0.0037692 |  | 309.4903 | 0.0029697 |  | 309.4903 | -0.0013169
| 309.567 | 0 | 352.894 | 0.0049082 |  | 309.567 | 0.02752 |  | 309.567 | 0.01 |  | 309.567 | 0.4698 |  | 406.3537 | -0.012789 |  | 309.567 | 0.00044065 |  | 309.567 | -0.0017587
| 309.6437 | 0 | 352.9723 | 0.0073312 |  | 309.6437 | 0.02754 |  | 309.6437 | 0.01 |  | 309.6437 | 0.46636 |  | 406.4335 | -0.0025903 |  | 309.6437 | 0.0051021 |  | 309.6437 | 0.00082393
| 309.7203 | 0 | 353.0506 | 0.0045254 |  | 309.7203 | 0.02746 |  | 309.7203 | 0.01 |  | 309.7203 | 0.45264 |  | 406.5133 | -0.014859 |  | 309.7203 | 0.0021539 |  | 309.7203 | 0.00042264
| 309.797 | 0 | 353.1289 | 0.018053 |  | 309.797 | 0.02744 |  | 309.797 | 0.01 |  | 309.797 | 0.45598 |  | 406.5931 | 0.01015 |  | 309.797 | 0.0090747 |  | 309.797 | 0.0011464
| 309.8737 | 0 | 353.2072 | 0.0046021 |  | 309.8737 | 0.02729 |  | 309.8737 | 0.01 |  | 309.8737 | 0.4393 |  | 406.6729 | -0.00046581 |  | 309.8737 | 0.0016159 |  | 309.8737 | -0.0012213
| 309.9504 | 0 | 353.2855 | 0.0017159 |  | 309.9504 | 0.02709 |  | 309.9503 | 0.01 |  | 309.9504 | 0.44125 |  | 406.7527 | 0.0011048 |  | 309.9504 | 0.0056268 |  | 309.9503 | 9.1559e-05
| 310.027 | 0 | 353.3638 | 0.0019498 |  | 310.027 | 0.0271 |  | 310.027 | 0.01 |  | 310.027 | 0.43281 |  | 406.8325 | 0.00014166 |  | 310.027 | 0.0025574 |  | 310.027 | -0.00034697
| 310.1037 | 0 | 353.4421 | 0.0072945 |  | 310.1037 | 0.02715 |  | 310.1037 | 0.01 |  | 310.1037 | 0.42376 |  | 406.9123 | 0.00016317 |  | 310.1037 | 0.0030239 |  | 310.1037 | -0.0018017
| 310.1804 | 0 | 353.5204 | 0.0045712 |  | 310.1804 | 0.02721 |  | 310.1804 | 0.01 |  | 310.1804 | 0.42502 |  | 406.9921 | 8.9385e-05 |  | 310.1804 | 0.0099583 |  | 310.1804 | 0.0025542
| 310.2571 | 0 | 353.5988 | 0.0061036 |  | 310.2571 | 0.02699 |  | 310.2571 | 0.01 |  | 310.2571 | 0.41081 |  | 407.0719 | 0.00054136 |  | 310.2571 | 0.0025137 |  | 310.2571 | -0.0017795
| 310.3338 | 0 | 353.6771 | 0.0074876 |  | 310.3338 | 0.02683 |  | 310.3338 | 0.01 |  | 310.3338 | 0.41614 |  | 407.1517 | -0.000111 |  | 310.3338 | 0.0088802 |  | 310.3338 | 0.0014553
| 310.4105 | 0 | 353.7554 | 0.0013812 |  | 310.4105 | 0.02687 |  | 310.4105 | 0.01 |  | 310.4105 | 0.40119 |  | 407.2315 | 9.4804e-05 |  | 310.4105 | 0.0078942 |  | 310.4105 | -0.0009299
| 310.4872 | 0 | 353.912 | 6.544e-05 |  | 310.4872 | 0.02674 |  | 310.4872 | 0 |  | 310.4872 | 0.40673 |  | 407.3113 | -0.00027164 |  | 310.4872 | 0.0092769 |  | 310.4872 | -7.281e-05
| 310.5639 | 0 | 353.9904 | 0.0055986 |  | 310.5639 | 0.02682 |  | 310.5639 | 0.01 |  | 310.5639 | 0.39279 |  | 407.3911 | -0.00011323 |  | 310.5639 | 0.0041721 |  | 310.5639 | -0.0003691
| 310.6406 | 0 | 354.0687 | 0.00037563 |  | 310.6406 | 0.02661 |  | 310.6406 | 0.01 |  | 310.6406 | 0.39626 |  | 407.4709 | -0.00024648 |  | 310.6406 | 0.013106 |  | 310.6406 | 0.00032861
| 310.7174 | 0 | 354.147 | 0.002563 |  | 310.7173 | 0.02644 |  | 310.7173 | 0.01 |  | 310.7173 | 0.38587 |  | 407.5507 | 0.00056707 |  | 310.7173 | 0.0060521 |  | 310.7173 | -0.0013861
| 310.794 | 0 | 354.2254 | 0.00025996 |  | 310.7941 | 0.02627 |  | 310.794 | 0.01 |  | 310.7941 | 0.38554 |  | 407.6306 | 5.1466e-06 |  | 310.794 | 0.014794 |  | 310.794 | 0.0008044
| 310.8708 | 0 | 354.3037 | 0.0016027 |  | 310.8708 | 0.0262 |  | 310.8708 | 0 |  | 310.8708 | 0.37553 |  | 407.7104 | -0.00038296 |  | 310.8708 | 0.011101 |  | 310.8708 | -0.0016533
| 310.9475 | 0 | 354.382 | 0.0063506 |  | 310.9475 | 0.02617 |  | 310.9475 | 0.01 |  | 310.9475 | 0.37717 |  | 407.7902 | -0.00027291 |  | 310.9475 | 0.014049 |  | 310.9475 | 0.001056
| 311.0242 | 0 | 354.4604 | 0.0070133 |  | 311.0242 | 0.02603 |  | 311.0242 | 0.01 |  | 311.0242 | 0.3657 |  | 407.87 | -0.00030103 |  | 311.0242 | 0.0093489 |  | 311.0242 | -0.00026468
| 311.101 | 0 | 354.5387 | 0.0090724 |  | 311.1009 | 0.02634 |  | 311.101 | 0 |  | 311.1009 | 0.36807 |  | 407.9498 | -0.0004916 |  | 311.1009 | 0.018329 |  | 311.101 | 0.0016941
| 311.1777 | 0 | 354.6171 | 0.0056346 |  | 311.1777 | 0.02604 |  | 311.1777 | 0 |  | 311.1777 | 0.35757 |  | 408.0296 | 0.00080979 |  | 311.1777 | 0.010021 |  | 311.1777 | -0.00063511
| 311.2544 | 0 | 354.6954 | 0.0091072 |  | 311.2544 | 0.0262 |  | 311.2544 | 0.01 |  | 311.2544 | 0.35958 |  | 408.1095 | -0.00061991 |  | 311.2544 | 0.01855 |  | 311.2544 | 0.0030292
| 311.3311 | 0 | 354.7738 | 0.0042845 |  | 311.3311 | 0.02578 |  | 311.3311 | 0.01 |  | 311.3311 | 0.34822 |  | 408.1893 | 0.00095845 |  | 311.3311 | 0.017267 |  | 311.3311 | -0.00046627
| 311.4079 | 0 | 354.9305 | 0.0099861 |  | 311.4079 | 0.02614 |  | 311.4079 | 0.01 |  | 311.4079 | 0.35143 |  | 408.2691 | -7.0807e-05 |  | 311.4079 | 0.02139 |  | 311.4079 | -0.00034211
| 311.4846 | 0 | 355.0089 | 0.003766 |  | 311.4846 | 0.0258 |  | 311.4846 | 0 |  | 311.4846 | 0.33899 |  | 408.3489 | 0.0012495 |  | 311.4846 | 0.016066 |  | 311.4846 | -0.0013378
| 311.5614 | 0 | 355.0872 | 0.0037451 |  | 311.5614 | 0.02594 |  | 311.5614 | 0.01 |  | 311.5614 | 0.34025 |  | 408.4288 | -0.0009353 |  | 311.5614 | 0.022683 |  | 311.5614 | 0.0017457
| 311.6381 | 0 | 355.1656 | 0.0047475 |  | 311.6381 | 0.02573 |  | 311.6381 | 0 |  | 311.6381 | 0.32861 |  | 408.5086 | 0.00017631 |  | 311.6381 | 0.021727 |  | 311.6381 | 0.00017528
| 311.7149 | 0 | 355.244 | 0.0062977 |  | 311.7149 | 0.02583 |  | 311.7149 | 0 |  | 311.7149 | 0.33183 |  | 408.5884 | 0.00031016 |  | 311.7149 | 0.027307 |  | 311.7149 | 0.0010571
| 311.7916 | 0 | 355.3223 | 0.010732 |  | 311.7916 | 0.02574 |  | 311.7916 | 0 |  | 311.7916 | 0.32088 |  | 408.6683 | 0.00031623 |  | 311.7916 | 0.023491 |  | 311.7916 | -0.0012199
| 311.8684 | 0 | 355.4007 | 0.0010164 |  | 311.8684 | 0.02606 |  | 311.8684 | 0.01 |  | 311.8684 | 0.32011 |  | 408.7481 | -0.00050972 |  | 311.8684 | 0.030358 |  | 311.8684 | 0.00027389
| 311.9452 | 0 | 355.4791 | 0.0071064 |  | 311.9452 | 0.02577 |  | 311.9452 | 0 |  | 311.9452 | 0.3131 |  | 408.828 | 0.00024205 |  | 311.9452 | 0.023248 |  | 311.9452 | -0.0013154
| 312.0219 | 0 | 355.5574 | 0.0093942 |  | 312.0219 | 0.02597 |  | 312.0219 | 0.01 |  | 312.0219 | 0.3163 |  | 408.9078 | -0.00067709 |  | 312.0219 | 0.032195 |  | 312.0219 | 0.001574
| 312.0987 | 0 | 355.6358 | 0.0070975 |  | 312.0987 | 0.02553 |  | 312.0987 | 0.01 |  | 312.0987 | 0.30663 |  | 408.9877 | 0.00079083 |  | 312.0987 | 0.027587 |  | 312.0987 | -0.00097734
| 312.1755 | 0 | 355.7142 | 0.0068786 |  | 312.1755 | 0.0257 |  | 312.1755 | 0.01 |  | 312.1755 | 0.30602 |  | 409.0675 | -0.00076636 |  | 312.1755 | 0.036634 |  | 312.1755 | 0.0014048
| 312.2522 | 0 | 355.7926 | 0.0054627 |  | 312.2522 | 0.02538 |  | 312.2522 | 0.01 |  | 312.2522 | 0.29524 |  | 409.1474 | 0.00013149 |  | 312.2522 | 0.0276 |  | 312.2522 | -0.00013135
| 312.329 | 0 | 355.871 | 0.006105 |  | 312.329 | 0.02544 |  | 312.329 | 0.01 |  | 312.329 | 0.30109 |  | 409.2272 | -7.8552e-05 |  | 312.329 | 0.041038 |  | 312.329 | 0.00083145
| 312.4058 | 0 | 355.9494 | 0.015407 |  | 312.4058 | 0.0253 |  | 312.4058 | 0.01 |  | 312.4058 | 0.28548 |  | 409.3071 | 0.000375 |  | 312.4058 | 0.037922 |  | 312.4058 | -0.000406
| 312.4826 | 0 | 356.0278 | 0.0043052 |  | 312.4826 | 0.02543 |  | 312.4826 | 0 |  | 312.4826 | 0.29223 |  | 409.3869 | -0.00041362 |  | 312.4826 | 0.039603 |  | 312.4826 | -0.0009927
| 312.5594 | 0 | 356.1062 | 0.0037241 |  | 312.5594 | 0.02506 |  | 312.5594 | 0 |  | 312.5594 | 0.28077 |  | 409.4668 | 0.00027461 |  | 312.5594 | 0.034811 |  | 312.5594 | -0.0022854
| 312.6362 | 0 | 356.1846 | 0.010903 |  | 312.6362 | 0.02539 |  | 312.6362 | 0.01 |  | 312.6362 | 0.28493 |  | 409.5466 | -0.00062486 |  | 312.6362 | 0.040719 |  | 312.6362 | 0.00077683
| 312.7129 | 0 | 356.263 | 0.0058953 |  | 312.713 | 0.0251 |  | 312.713 | 0 |  | 312.713 | 0.27299 |  | 409.6265 | -0.00023012 |  | 312.713 | 0.040256 |  | 312.713 | -0.0020746
| 312.7898 | 0 | 356.3414 | 0.00062311 |  | 312.7898 | 0.02532 |  | 312.7898 | 0.01 |  | 312.7898 | 0.2742 |  | 409.7064 | -0.0003725 |  | 312.7898 | 0.050232 |  | 312.7898 | 0.0012533
| 312.8666 | 0 | 356.4198 | 0.0061329 |  | 312.8666 | 0.02502 |  | 312.8665 | 0 |  | 312.8666 | 0.26456 |  | 409.7862 | 0.00038428 |  | 312.8666 | 0.035624 |  | 312.8665 | -0.00019294
| 312.9434 | 0 | 356.4982 | 0.0041667 |  | 312.9434 | 0.02513 |  | 312.9434 | 0.01 |  | 312.9434 | 0.27048 |  | 409.8661 | 0.00046469 |  | 312.9434 | 0.05133 |  | 312.9434 | 0.0025374
| 313.0202 | 0 | 356.5766 | 0.0059238 |  | 313.0202 | 0.02475 |  | 313.0202 | 0.01 |  | 313.0202 | 0.26107 |  | 409.946 | 0.00013741 |  | 313.0202 | 0.04951 |  | 313.0202 | 0.001148
| 313.097 | 0 | 356.655 | 0.0028728 |  | 313.097 | 0.02504 |  | 313.097 | 0 |  | 313.097 | 0.26192 |  | 410.0258 | -0.00080981 |  | 313.097 | 0.051269 |  | 313.097 | -0.00089197
| 313.1738 | 0 | 356.7334 | 0.01075 |  | 313.1738 | 0.02454 |  | 313.1738 | 0 |  | 313.1738 | 0.25213 |  | 410.1057 | 0.00029182 |  | 313.1738 | 0.05122 |  | 313.1738 | -0.0011021
| 313.2506 | 0 | 356.8119 | 0.0064073 |  | 313.2506 | 0.02468 |  | 313.2506 | 0 |  | 313.2506 | 0.25563 |  | 410.1855 | -0.0009753 |  | 313.2506 | 0.060586 |  | 313.2506 | 0.00025325
| 313.3274 | 0 | 356.8903 | 0.0070065 |  | 313.3274 | 0.02415 |  | 313.3274 | 0 |  | 313.3274 | 0.24242 |  | 410.2654 | 0.0002316 |  | 313.3274 | 0.051043 |  | 313.3274 | -0.0012857
| 313.4043 | 0 | 356.9687 | 0.0027843 |  | 313.4043 | 0.02434 |  | 313.4043 | 0 |  | 313.4043 | 0.24574 |  | 410.3453 | 2.9599e-05 |  | 313.4043 | 0.060511 |  | 313.4043 | 0.002142
| 313.4811 | 0 | 357.0471 | 0.0091578 |  | 313.4811 | 0.02407 |  | 313.4811 | 0 |  | 313.4811 | 0.23685 |  | 410.4252 | -0.00070777 |  | 313.4811 | 0.052189 |  | 313.4811 | -0.0014248
| 313.5579 | 0 | 357.204 | 0.0083403 |  | 313.5579 | 0.02421 |  | 313.5579 | 0.01 |  | 313.5579 | 0.24266 |  | 410.5051 | 0.0012098 |  | 313.5579 | 0.064509 |  | 313.5579 | 0.00072312
| 313.6347 | 0 | 357.2824 | 0.002491 |  | 313.6347 | 0.02392 |  | 313.6347 | 0 |  | 313.6347 | 0.23396 |  | 410.5849 | 9.0831e-05 |  | 313.6347 | 0.063996 |  | 313.6347 | -0.00010192
| 313.7116 | 0 | 357.3608 | 0.0050632 |  | 313.7116 | 0.02384 |  | 313.7116 | 0.01 |  | 313.7116 | 0.23702 |  | 410.6648 | 2.1645e-05 |  | 313.7116 | 0.072006 |  | 313.7116 | 0.0016242
| 313.7884 | 0 | 357.4393 | 0.012571 |  | 313.7884 | 0.0237 |  | 313.7884 | 0 |  | 313.7884 | 0.22584 |  | 410.7447 | -0.00052669 |  | 313.7884 | 0.062792 |  | 313.7884 | -0.0012906
| 313.8653 | 0 | 357.5177 | 0.010899 |  | 313.8653 | 0.02401 |  | 313.8653 | 0.01 |  | 313.8653 | 0.22884 |  | 410.8246 | 0.0008455 |  | 313.8653 | 0.081713 |  | 313.8653 | 0.00046002
| 313.9421 | 0 | 357.5962 | 0.00057541 |  | 313.9421 | 0.02363 |  | 313.9421 | 0 |  | 313.9421 | 0.221 |  | 410.9045 | -0.00065836 |  | 313.9421 | 0.070911 |  | 313.9421 | -0.00044634
| 314.019 | 0 | 357.6746 | 0.0039157 |  | 314.019 | 0.02393 |  | 314.019 | 0.01 |  | 314.019 | 0.22413 |  | 410.9844 | 8.831e-05 |  | 314.019 | 0.081501 |  | 314.019 | 0.0016214
| 314.0958 | 0 | 357.7531 | 0.002705 |  | 314.0958 | 0.02383 |  | 314.0958 | 0 |  | 314.0958 | 0.21499 |  | 411.0643 | -0.00068242 |  | 314.0958 | 0.081714 |  | 314.0958 | 0.0001176
| 314.1727 | 0 | 357.8315 | 0.0051615 |  | 314.1727 | 0.0241 |  | 314.1727 | 0.01 |  | 314.1727 | 0.2186 |  | 411.1441 | 0.00073217 |  | 314.1727 | 0.085265 |  | 314.1727 | 0.0010409
| 314.2495 | 0 | 357.91 | 0.0029083 |  | 314.2495 | 0.02389 |  | 314.2495 | 0 |  | 314.2495 | 0.20717 |  | 411.224 | -0.0003575 |  | 314.2495 | 0.081588 |  | 314.2495 | -0.00094089
| 314.3264 | 0 | 357.9884 | 0.0068615 |  | 314.3264 | 0.0239 |  | 314.3264 | 0 |  | 314.3264 | 0.20829 |  | 411.304 | -5.292e-05 |  | 314.3264 | 0.091668 |  | 314.3264 | 0.00010392
| 314.4033 | 0 | 358.0669 | 0.0031098 |  | 314.4033 | 0.02354 |  | 314.4033 | 0 |  | 314.4033 | 0.20383 |  | 411.3839 | -0.00096171 |  | 314.4032 | 0.090017 |  | 314.4033 | -0.00062149
| 314.4801 | 0 | 358.1454 | 0.0019579 |  | 314.4801 | 0.02384 |  | 314.4801 | 0 |  | 314.4801 | 0.20935 |  | 411.4637 | 0.000609 |  | 314.4801 | 0.085693 |  | 314.4801 | -0.00053705
| 314.557 | 0 | 358.2238 | 0.0073068 |  | 314.557 | 0.02335 |  | 314.557 | 0 |  | 314.557 | 0.19968 |  | 411.5436 | -0.00026238 |  | 314.557 | 0.097901 |  | 314.557 | -0.001949
| 314.6338 | 0 | 358.3023 | 0.0080564 |  | 314.6339 | 0.02354 |  | 314.6339 | 0.01 |  | 314.6339 | 0.20498 |  | 411.6235 | 0.00029026 |  | 314.6339 | 0.10399 |  | 314.6339 | 0.0013557
| 314.7107 | 0 | 358.3808 | 0.017112 |  | 314.7107 | 0.02316 |  | 314.7107 | 0 |  | 314.7107 | 0.19392 |  | 411.7035 | -0.00018049 |  | 314.7107 | 0.095058 |  | 314.7107 | -0.00037857
| 314.7876 | 0 | 358.4592 | 0.010615 |  | 314.7876 | 0.02351 |  | 314.7876 | 0.01 |  | 314.7876 | 0.19496 |  | 411.7834 | 0.00045566 |  | 314.7876 | 0.1101 |  | 314.7876 | 0.0029856
| 314.8645 | 0 | 358.5377 | 0.0057305 |  | 314.8645 | 0.02329 |  | 314.8645 | 0 |  | 314.8645 | 0.18526 |  | 411.8633 | -0.00012792 |  | 314.8645 | 0.10165 |  | 314.8645 | -0.0013016
| 314.9414 | 0 | 358.6162 | 0.0068665 |  | 314.9414 | 0.02344 |  | 314.9414 | 0 |  | 314.9414 | 0.18971 |  | 411.9432 | 0.00060945 |  | 314.9414 | 0.11314 |  | 314.9414 | 0.0010754
| 315.0183 | 0 | 358.6947 | 0.013468 |  | 315.0183 | 0.02294 |  | 315.0183 | 0.01 |  | 315.0183 | 0.17998 |  | 412.0231 | -0.00059842 |  | 315.0183 | 0.11024 |  | 315.0183 | 0.00035898
| 315.0952 | 0 | 358.7732 | 0.011002 |  | 315.0952 | 0.0232 |  | 315.0952 | 0.01 |  | 315.0952 | 0.18447 |  | 412.103 | 0.00021836 |  | 315.0952 | 0.11817 |  | 315.0952 | 0.00091661
| 315.1721 | 0 | 358.8516 | 0.00308 |  | 315.1721 | 0.02305 |  | 315.1721 | 0.01 |  | 315.1721 | 0.17831 |  | 412.1829 | -0.00079466 |  | 315.1721 | 0.11857 |  | 315.1721 | 0.0016472
| 315.249 | 0 | 358.9301 | 0.004048 |  | 315.249 | 0.02343 |  | 315.249 | 0.01 |  | 315.249 | 0.18038 |  | 412.2628 | -0.00037924 |  | 315.249 | 0.12299 |  | 315.249 | 0.0014203
| 315.3259 | 0 | 359.0086 | 0.0035878 |  | 315.3259 | 0.02328 |  | 315.3259 | 0.01 |  | 315.3259 | 0.17478 |  | 412.3427 | 3.1082e-05 |  | 315.3259 | 0.12336 |  | 315.3259 | 0.000332
| 315.4028 | 0 | 359.0871 | 0.0091104 |  | 315.4028 | 0.02363 |  | 315.4028 | 0 |  | 315.4028 | 0.1767 |  | 412.4227 | -0.00053406 |  | 315.4028 | 0.13241 |  | 315.4028 | 0.00027623
| 315.4797 | 0 | 359.1656 | 0.0077786 |  | 315.4797 | 0.02325 |  | 315.4797 | 0 |  | 315.4797 | 0.16805 |  | 412.5026 | 0.00010026 |  | 315.4797 | 0.12793 |  | 315.4797 | -0.00039446
| 315.5566 | 0 | 359.2441 | 0.0018855 |  | 315.5566 | 0.02337 |  | 315.5566 | 0.01 |  | 315.5566 | 0.17362 |  | 412.5825 | 5.1516e-05 |  | 315.5566 | 0.14392 |  | 315.5566 | 0.0026953
| 315.6335 | 0 | 359.3226 | 0.006358 |  | 315.6335 | 0.02321 |  | 315.6335 | 0 |  | 315.6335 | 0.16539 |  | 412.6624 | -0.00086234 |  | 315.6335 | 0.13059 |  | 315.6335 | -0.00087091
| 315.7104 | 0 | 359.4011 | 0.011887 |  | 315.7104 | 0.02325 |  | 315.7104 | 0.01 |  | 315.7104 | 0.16782 |  | 412.7424 | 0.00020805 |  | 315.7104 | 0.13763 |  | 315.7104 | 0.00088872
| 315.7874 | 0 | 359.4796 | 0.0029001 |  | 315.7874 | 0.02289 |  | 315.7874 | 0 |  | 315.7874 | 0.1589 |  | 412.8223 | -0.00071121 |  | 315.7873 | 0.14382 |  | 315.7874 | 0.0015867
| 315.8643 | 0 | 359.5581 | 0.0019471 |  | 315.8643 | 0.02301 |  | 315.8643 | 0.01 |  | 315.8643 | 0.16097 |  | 412.9022 | -9.436e-05 |  | 315.8643 | 0.15183 |  | 315.8643 | 0.0020967
| 315.9412 | 0 | 359.6366 | 0.0076779 |  | 315.9412 | 0.02277 |  | 315.9412 | 0 |  | 315.9412 | 0.15468 |  | 412.9822 | -0.001469 |  | 315.9412 | 0.15032 |  | 315.9412 | 0.00040298
| 316.0181 | 0 | 359.7151 | 0.0058508 |  | 316.0181 | 0.02301 |  | 316.0181 | 0.01 |  | 316.0181 | 0.15998 |  | 413.0621 | 0.00014235 |  | 316.0181 | 0.157 |  | 316.0181 | 0.00048297
| 316.0951 | 0 | 359.7936 | 0.0028814 |  | 316.0951 | 0.02278 |  | 316.0951 | 0 |  | 316.0951 | 0.15121 |  | 413.142 | 0.00054713 |  | 316.0951 | 0.15829 |  | 316.0951 | 0.00093406
| 316.172 | 0 | 359.8722 | 0.0051107 |  | 316.172 | 0.02302 |  | 316.172 | 0 |  | 316.172 | 0.15381 |  | 413.222 | 0.0007118 |  | 316.172 | 0.16377 |  | 316.172 | 0.00066416
| 316.2489 | 0 | 359.9507 | 0.01551 |  | 316.2489 | 0.02284 |  | 316.2489 | 0 |  | 316.2489 | 0.14817 |  | 413.3019 | 6.5392e-05 |  | 316.2489 | 0.1709 |  | 316.2489 | -1.7417e-05
| 316.3259 | 0 | 360.0292 | 0.0054585 |  | 316.3259 | 0.02307 |  | 316.3259 | 0.01 |  | 316.3259 | 0.15358 |  | 413.3819 | 0.00027084 |  | 316.3259 | 0.17747 |  | 316.3259 | 0.0013487
| 316.4028 | 0 | 360.1077 | 0.0041617 |  | 316.4028 | 0.02274 |  | 316.4028 | 0 |  | 316.4028 | 0.14361 |  | 413.4618 | 5.4745e-05 |  | 316.4028 | 0.17329 |  | 316.4028 | 0.00069322
| 316.4798 | 0 | 360.1862 | 0.0063641 |  | 316.4798 | 0.02292 |  | 316.4798 | 0.01 |  | 316.4798 | 0.14699 |  | 413.5417 | 8.7496e-05 |  | 316.4798 | 0.18448 |  | 316.4798 | 0.00083381
| 316.5567 | 0 | 360.2648 | 0.0023139 |  | 316.5567 | 0.02272 |  | 316.5567 | 0 |  | 316.5567 | 0.13928 |  | 413.6217 | -0.00016752 |  | 316.5567 | 0.17991 |  | 316.5567 | -0.00053746
| 316.6337 | 0 | 360.3433 | 0.011041 |  | 316.6337 | 0.02289 |  | 316.6337 | 0.01 |  | 316.6337 | 0.14499 |  | 413.7017 | 0.00014269 |  | 316.6337 | 0.19457 |  | 316.6337 | 0.0017845
| 316.7106 | 0 | 360.4218 | 0.0030078 |  | 316.7106 | 0.02247 |  | 316.7106 | 0 |  | 316.7106 | 0.1358 |  | 413.7816 | -0.00062239 |  | 316.7106 | 0.19668 |  | 316.7106 | 0.0014886
| 316.7876 | 0 | 360.5004 | 0.0091592 |  | 316.7876 | 0.02244 |  | 316.7876 | 0.01 |  | 316.7876 | 0.13619 |  | 413.8615 | 0.00054826 |  | 316.7876 | 0.20067 |  | 316.7876 | 0.0021283
| 316.8646 | 0 | 360.5789 | 0.00028485 |  | 316.8646 | 0.02209 |  | 316.8646 | 0.01 |  | 316.8646 | 0.13139 |  | 413.9415 | -2.7941e-06 |  | 316.8646 | 0.20569 |  | 316.8646 | 0.0017606
| 316.9415 | 0 | 360.6575 | 0.010743 |  | 316.9415 | 0.02237 |  | 316.9415 | 0.01 |  | 316.9415 | 0.13287 |  | 414.0215 | 0.00073339 |  | 316.9415 | 0.20614 |  | 316.9415 | 0.0026428
| 317.0185 | 0 | 360.736 | 0.0017572 |  | 317.0185 | 0.02209 |  | 317.0185 | 0 |  | 317.0185 | 0.12693 |  | 414.1014 | -4.8595e-05 |  | 317.0185 | 0.21723 |  | 317.0185 | 0.00089173
| 317.0955 | 0 | 360.8146 | 0.0054373 |  | 317.0955 | 0.02222 |  | 317.0955 | 0 |  | 317.0955 | 0.12978 |  | 414.1814 | -0.00033914 |  | 317.0955 | 0.21907 |  | 317.0955 | 0.0016333
| 317.1725 | 0 | 360.8931 | 0.0032558 |  | 317.1725 | 0.02172 |  | 317.1725 | 0 |  | 317.1725 | 0.12552 |  | 414.2613 | 0.00045357 |  | 317.1725 | 0.21614 |  | 317.1725 | 0.0015533
| 317.2495 | 0 | 360.9717 | 0.0063526 |  | 317.2495 | 0.02182 |  | 317.2495 | 0 |  | 317.2495 | 0.12704 |  | 414.3413 | 0.0024928 |  | 317.2494 | 0.23186 |  | 317.2495 | 0.0018182
| 317.3264 | 0 | 361.1288 | 0.0042821 |  | 317.3264 | 0.02153 |  | 317.3264 | 0 |  | 317.3264 | 0.12079 |  | 414.4213 | 7.5608e-05 |  | 317.3264 | 0.21603 |  | 317.3264 | -0.0011903
| 317.4034 | 0 | 361.2073 | 0.0046724 |  | 317.4034 | 0.02178 |  | 317.4034 | 0 |  | 317.4034 | 0.1259 |  | 414.5012 | 0.00065313 |  | 317.4034 | 0.24193 |  | 317.4034 | 0.0014926
| 317.4804 | 0 | 361.2859 | 0.013202 |  | 317.4804 | 0.02159 |  | 317.4804 | 0 |  | 317.4804 | 0.11542 |  | 414.5812 | -0.0010558 |  | 317.4804 | 0.24587 |  | 317.4804 | 0.0010674
| 317.5574 | 0 | 361.3645 | 0.005257 |  | 317.5574 | 0.02173 |  | 317.5574 | 0 |  | 317.5574 | 0.12057 |  | 414.6612 | 0.00077135 |  | 317.5574 | 0.25789 |  | 317.5574 | 0.0015608
| 317.6344 | 0 | 361.443 | 0.002401 |  | 317.6344 | 0.02146 |  | 317.6344 | 0.01 |  | 317.6344 | 0.11414 |  | 414.7411 | 7.7086e-05 |  | 317.6344 | 0.26567 |  | 317.6344 | 0.0032748
| 317.7114 | 0 | 361.5216 | 0.0071147 |  | 317.7114 | 0.02139 |  | 317.7114 | 0.01 |  | 317.7114 | 0.11732 |  | 414.8211 | 0.00012138 |  | 317.7114 | 0.27505 |  | 317.7114 | 0.0021673
| 317.7884 | 0 | 361.6002 | 0.0043591 |  | 317.7884 | 0.02112 |  | 317.7884 | 0 |  | 317.7884 | 0.11305 |  | 414.9011 | 0.00011011 |  | 317.7884 | 0.26933 |  | 317.7884 | 0.0012356
| 317.8654 | 0 | 361.6787 | 0.00050248 |  | 317.8654 | 0.02127 |  | 317.8654 | 0.01 |  | 317.8654 | 0.11759 |  | 414.981 | 7.4726e-05 |  | 317.8654 | 0.29073 |  | 317.8654 | 0.0025295
| 317.9424 | 0 | 361.7573 | 0.0058907 |  | 317.9424 | 0.02088 |  | 317.9424 | 0 |  | 317.9424 | 0.11035 |  | 415.061 | -0.00078835 |  | 317.9424 | 0.28895 |  | 317.9424 | 0.0025538
| 318.0194 | 0 | 361.8359 | 0.0025564 |  | 318.0194 | 0.02105 |  | 318.0194 | 0.01 |  | 318.0194 | 0.11515 |  | 415.141 | -0.00010059 |  | 318.0194 | 0.3014 |  | 318.0194 | 0.0043099
| 318.0964 | 0 | 361.9145 | 0.0077419 |  | 318.0964 | 0.02066 |  | 318.0964 | 0 |  | 318.0964 | 0.10864 |  | 415.221 | -0.00081579 |  | 318.0964 | 0.30477 |  | 318.0964 | 0.0018432
| 318.1735 | 0 | 361.9931 | 0.0037248 |  | 318.1735 | 0.02065 |  | 318.1735 | 0.01 |  | 318.1735 | 0.10955 |  | 415.301 | 0.00043596 |  | 318.1735 | 0.30983 |  | 318.1735 | 0.0034596
| 318.2505 | 0 | 362.0717 | 0.010986 |  | 318.2505 | 0.02036 |  | 318.2505 | 0 |  | 318.2505 | 0.10408 |  | 415.381 | -0.00073423 |  | 318.2505 | 0.31925 |  | 318.2505 | 0.0024645
| 318.3275 | 0 | 362.1502 | 0.004741 |  | 318.3275 | 0.02055 |  | 318.3275 | 0 |  | 318.3275 | 0.10653 |  | 415.4609 | 0.0002961 |  | 318.3275 | 0.32927 |  | 318.3275 | 0.002428
| 318.4045 | 0 | 362.2288 | 0.00077356 |  | 318.4045 | 0.02039 |  | 318.4045 | 0.01 |  | 318.4045 | 0.10312 |  | 415.5409 | -0.00061211 |  | 318.4045 | 0.3406 |  | 318.4045 | 0.0029591
| 318.4816 | 0 | 362.3074 | 0.0010955 |  | 318.4816 | 0.02041 |  | 318.4816 | 0 |  | 318.4816 | 0.1052 |  | 415.6209 | 0.00035099 |  | 318.4816 | 0.34566 |  | 318.4816 | 0.0031875
| 318.5586 | 0 | 362.386 | 0.0015345 |  | 318.5586 | 0.02011 |  | 318.5586 | 0 |  | 318.5586 | 0.09911 |  | 415.7009 | -0.00034923 |  | 318.5586 | 0.34723 |  | 318.5586 | 0.0016465
| 318.6356 | 0 | 362.4646 | 0.0086746 |  | 318.6356 | 0.02014 |  | 318.6356 | 0 |  | 318.6356 | 0.10359 |  | 415.7809 | -0.00054682 |  | 318.6356 | 0.36437 |  | 318.6356 | 0.0020496
| 318.7127 | 0 | 362.5432 | 0.0042216 |  | 318.7127 | 0.02005 |  | 318.7127 | 0 |  | 318.7127 | 0.09598 |  | 415.8609 | -0.00021796 |  | 318.7127 | 0.36451 |  | 318.7127 | 0.0025592
| 318.7897 | 0 | 362.6218 | 0.001032 |  | 318.7897 | 0.02016 |  | 318.7897 | 0 |  | 318.7897 | 0.10022 |  | 415.9409 | -0.00024236 |  | 318.7897 | 0.379 |  | 318.7897 | 0.0049868
| 318.8668 | 0 | 362.7004 | 0.0034028 |  | 318.8668 | 0.01998 |  | 318.8668 | 0.01 |  | 318.8668 | 0.09744 |  | 416.0209 | 0.00023864 |  | 318.8668 | 0.38876 |  | 318.8668 | 0.0035035
| 318.9438 | 0 | 362.7791 | 0.0048453 |  | 318.9438 | 0.02025 |  | 318.9438 | 0.01 |  | 318.9438 | 0.09727 |  | 416.1009 | 0.00019441 |  | 318.9438 | 0.40067 |  | 318.9438 | 0.0047505
| 319.0208 | 0 | 362.8577 | 0.0081183 |  | 319.0209 | 0.01999 |  | 319.0208 | 0 |  | 319.0209 | 0.09223 |  | 416.1809 | -0.00027633 |  | 319.0209 | 0.4075 |  | 319.0208 | 0.0030534
| 319.0979 | 0 | 362.9363 | 0.0039419 |  | 319.0979 | 0.02045 |  | 319.0979 | 0.01 |  | 319.0979 | 0.09441 |  | 416.2609 | 0.00013694 |  | 319.0979 | 0.41474 |  | 319.0979 | 0.0040991
| 319.175 | 0 | 363.0935 | 0.0020655 |  | 319.175 | 0.0202 |  | 319.175 | 0 |  | 319.175 | 0.08872 |  | 416.3409 | -0.00062173 |  | 319.175 | 0.4254 |  | 319.175 | 0.0019735
| 319.252 | 0 | 363.3294 | 0.0052164 |  | 319.252 | 0.02026 |  | 319.252 | 0.01 |  | 319.252 | 0.09473 |  | 416.4209 | 0.00073135 |  | 319.252 | 0.42935 |  | 319.252 | 0.0046111
| 319.3291 | 0 | 363.4866 | 0.0038239 |  | 319.3291 | 0.02008 |  | 319.3291 | 0.01 |  | 319.3291 | 0.08789 |  | 416.5009 | -0.00076324 |  | 319.3291 | 0.44073 |  | 319.3291 | 0.0052802
| 319.4062 | 0 | 363.5653 | 0.0031516 |  | 319.4062 | 0.02027 |  | 319.4062 | 0 |  | 319.4062 | 0.0892 |  | 416.5809 | 0.00020118 |  | 319.4062 | 0.45105 |  | 319.4062 | 0.0024565
| 319.4832 | 0 | 363.6439 | 0.0071311 |  | 319.4832 | 0.02007 |  | 319.4832 | 0 |  | 319.4832 | 0.0841 |  | 416.6609 | -0.0011358 |  | 319.4832 | 0.45619 |  | 319.4832 | 0.0027633
| 319.5603 | 0 | 363.7225 | 0.0039108 |  | 319.5603 | 0.02026 |  | 319.5603 | 0.01 |  | 319.5603 | 0.09045 |  | 416.741 | -6.3968e-06 |  | 319.5603 | 0.4752 |  | 319.5603 | 0.0048778
| 319.6374 | 0 | 363.8012 | 0.0027143 |  | 319.6374 | 0.02023 |  | 319.6374 | 0 |  | 319.6374 | 0.08389 |  | 416.821 | -0.00059756 |  | 319.6374 | 0.4762 |  | 319.6374 | 0.0023973
| 319.7144 | 0 | 363.9585 | 0.0022339 |  | 319.7145 | 0.02044 |  | 319.7144 | 0.01 |  | 319.7145 | 0.08585 |  | 416.901 | -0.0001247 |  | 319.7145 | 0.49049 |  | 319.7144 | 0.0053567
| 319.7915 | 0 | 364.0371 | 0.0052659 |  | 319.7915 | 0.02002 |  | 319.7915 | 0 |  | 319.7915 | 0.08092 |  | 416.981 | -0.00019815 |  | 319.7915 | 0.49635 |  | 319.7915 | 0.0048564
| 319.8686 | 0 | 364.1158 | 0.0005503 |  | 319.8686 | 0.02021 |  | 319.8686 | 0.01 |  | 319.8686 | 0.08395 |  | 417.061 | 0.00024374 |  | 319.8686 | 0.5172 |  | 319.8686 | 0.0056016
| 319.9457 | 0 | 364.1944 | 0.0048551 |  | 319.9457 | 0.01977 |  | 319.9457 | 0.01 |  | 319.9457 | 0.07765 |  | 417.1411 | -0.00039443 |  | 319.9457 | 0.52046 |  | 319.9457 | 0.0058607
| 320.0228 | 0 | 364.4304 | 0.00070885 |  | 320.0228 | 0.02002 |  | 320.0228 | 0.01 |  | 320.0228 | 0.08221 |  | 417.2211 | 6.0911e-05 |  | 320.0228 | 0.53325 |  | 320.0228 | 0.0059156
| 320.0999 | 0 | 364.5877 | 0.0014956 |  | 320.0999 | 0.01996 |  | 320.0999 | 0.01 |  | 320.0999 | 0.07735 |  | 417.3011 | -0.00077413 |  | 320.0999 | 0.53448 |  | 320.0999 | 0.0031898
| 320.177 | 0 | 364.6664 | 0.0066746 |  | 320.177 | 0.02013 |  | 320.177 | 0.01 |  | 320.177 | 0.07834 |  | 417.3811 | 0.00062683 |  | 320.177 | 0.548 |  | 320.177 | 0.0067171
| 320.2541 | 0 | 364.7451 | 0.0042659 |  | 320.2541 | 0.01986 |  | 320.2541 | 0 |  | 320.2541 | 0.07392 |  | 417.4612 | -0.00020115 |  | 320.2541 | 0.55894 |  | 320.2541 | 0.0045577
| 320.3312 | 0 | 364.9024 | 0.0058468 |  | 320.3312 | 0.02001 |  | 320.3312 | 0.01 |  | 320.3312 | 0.07837 |  | 417.5412 | 0.0006744 |  | 320.3312 | 0.5707 |  | 320.3312 | 0.0071153
| 320.4083 | 0 | 365.0598 | 0.0034511 |  | 320.4083 | 0.01987 |  | 320.4083 | 0 |  | 320.4083 | 0.0734 |  | 417.6212 | -3.6564e-05 |  | 320.4083 | 0.58307 |  | 320.4083 | 0.004719
| 320.4854 | 0 | 365.2171 | 0.0027145 |  | 320.4854 | 0.02013 |  | 320.4854 | 0 |  | 320.4854 | 0.07578 |  | 417.7013 | -0.00029745 |  | 320.4854 | 0.58885 |  | 320.4854 | 0.0056732
| 320.5625 | 0 | 365.3745 | 0.0090887 |  | 320.5625 | 0.01991 |  | 320.5625 | 0 |  | 320.5625 | 0.06995 |  | 417.7813 | -0.00028625 |  | 320.5625 | 0.59717 |  | 320.5625 | 0.0039192
| 320.6397 | 0 | 365.4532 | 0.0065627 |  | 320.6397 | 0.02004 |  | 320.6396 | 0.01 |  | 320.6397 | 0.07277 |  | 417.8613 | 0.00020879 |  | 320.6397 | 0.60511 |  | 320.6396 | 0.007453
| 320.7168 | 0 | 365.5319 | 0.0039226 |  | 320.7168 | 0.01989 |  | 320.7168 | 0.01 |  | 320.7168 | 0.06686 |  | 417.9414 | -0.00048181 |  | 320.7168 | 0.62149 |  | 320.7168 | 0.0051536
| 320.7939 | 0 | 365.6106 | 0.0066534 |  | 320.7939 | 0.02007 |  | 320.7939 | 0 |  | 320.7939 | 0.07318 |  | 418.0214 | 0.0013734 |  | 320.7939 | 0.6325 |  | 320.7939 | 0.0064814
| 320.871 | 0 | 365.6893 | 0.0036428 |  | 320.871 | 0.01974 |  | 320.871 | 0 |  | 320.871 | 0.06645 |  | 418.1014 | -0.00039232 |  | 320.871 | 0.63263 |  | 320.871 | 0.0054184
| 320.9481 | 0 | 365.8467 | 0.0049276 |  | 320.9481 | 0.01986 |  | 320.9482 | 0.01 |  | 320.9481 | 0.07075 |  | 418.1815 | 0.00074438 |  | 320.9482 | 0.64278 |  | 320.9482 | 0.007597
| 321.0253 | 0 | 365.9254 | 0.0020982 |  | 321.0253 | 0.01949 |  | 321.0253 | 0 |  | 321.0253 | 0.0646 |  | 418.2615 | -0.0006878 |  | 321.0253 | 0.65313 |  | 321.0253 | 0.0045789
| 321.1024 | 0 | 366.0041 | 0.011007 |  | 321.1024 | 0.01953 |  | 321.1024 | 0 |  | 321.1024 | 0.06868 |  | 418.3416 | 0.00012171 |  | 321.1024 | 0.66806 |  | 321.1024 | 0.0049427
| 321.1796 | 0 | 366.1615 | 0.00037998 |  | 321.1796 | 0.01924 |  | 321.1796 | 0.01 |  | 321.1796 | 0.06353 |  | 418.4216 | -0.00045681 |  | 321.1796 | 0.67341 |  | 321.1796 | 0.0055723
| 321.2567 | 0 | 366.2402 | 0.0014351 |  | 321.2567 | 0.01922 |  | 321.2567 | 0.01 |  | 321.2567 | 0.06598 |  | 418.5017 | -0.00052558 |  | 321.2567 | 0.68615 |  | 321.2567 | 0.0061734
| 321.3338 | 0 | 366.319 | 0.0039095 |  | 321.3338 | 0.01888 |  | 321.3338 | 0.01 |  | 321.3338 | 0.06001 |  | 418.5817 | -0.00041934 |  | 321.3338 | 0.70059 |  | 321.3338 | 0.006397
| 321.411 | 0 | 366.3977 | 0.0017851 |  | 321.411 | 0.01897 |  | 321.411 | 0 |  | 321.411 | 0.06623 |  | 418.6618 | 0.00055383 |  | 321.411 | 0.71359 |  | 321.411 | 0.0065332
| 321.4881 | 0 | 366.4764 | 0.0040136 |  | 321.4881 | 0.0187 |  | 321.4881 | 0 |  | 321.4881 | 0.05978 |  | 418.7418 | -0.00022005 |  | 321.4881 | 0.70051 |  | 321.4881 | 0.0037036
| 321.5653 | 0 | 366.5551 | 0.00041807 |  | 321.5653 | 0.0187 |  | 321.5653 | 0 |  | 321.5653 | 0.0622 |  | 418.8219 | 0.00065125 |  | 321.5653 | 0.70584 |  | 321.5653 | 0.0048773
| 321.6425 | 0 | 366.6339 | 0.009105 |  | 321.6424 | 0.01851 |  | 321.6425 | 0 |  | 321.6424 | 0.05632 |  | 418.9019 | -2.2525e-05 |  | 321.6424 | 0.73707 |  | 321.6425 | 0.0053451
| 321.7196 | 0 | 366.7126 | 0.0004273 |  | 321.7196 | 0.01867 |  | 321.7196 | 0.01 |  | 321.7196 | 0.06175 |  | 418.982 | 0.0006871 |  | 321.7196 | 0.74595 |  | 321.7196 | 0.0066422
| 321.7968 | 0 | 366.8701 | 0.0072319 |  | 321.7968 | 0.01826 |  | 321.7968 | 0 |  | 321.7968 | 0.05666 |  | 419.0621 | -0.00031122 |  | 321.7968 | 0.75033 |  | 321.7968 | 0.0057056
| 321.8739 | 0 | 366.9488 | 0.0079686 |  | 321.8739 | 0.01855 |  | 321.8739 | 0.01 |  | 321.8739 | 0.06043 |  | 419.1422 | 0.0012142 |  | 321.8739 | 0.76301 |  | 321.8739 | 0.0076734
| 321.9511 | 0 | 367.0275 | 0.00064759 |  | 321.9511 | 0.01815 |  | 321.9511 | 0 |  | 321.9511 | 0.05361 |  | 419.2222 | -0.0008163 |  | 321.9511 | 0.76801 |  | 321.9511 | 0.0038206
| 322.0283 | 0 | 367.185 | 0.00080986 |  | 322.0283 | 0.01821 |  | 322.0283 | 0 |  | 322.0283 | 0.05856 |  | 419.3023 | -0.00030681 |  | 322.0283 | 0.78106 |  | 322.0283 | 0.0055731
| 322.1054 | 0 | 367.2638 | 0.0061945 |  | 322.1055 | 0.01791 |  | 322.1054 | 0 |  | 322.1055 | 0.05151 |  | 419.3823 | -8.2691e-05 |  | 322.1055 | 0.79249 |  | 322.1054 | 0.0069312
| 322.1826 | 0 | 367.3425 | 0.0022374 |  | 322.1826 | 0.01804 |  | 322.1826 | 0.01 |  | 322.1826 | 0.05837 |  | 419.4624 | 0.00060555 |  | 322.1826 | 0.80247 |  | 322.1826 | 0.0081688
| 322.2598 | 0 | 367.5788 | 0.0059732 |  | 322.2598 | 0.01765 |  | 322.2598 | 0 |  | 322.2598 | 0.05071 |  | 419.5425 | -0.00043138 |  | 322.2598 | 0.79943 |  | 322.2598 | 0.0071931
| 322.337 | 0 | 367.6575 | 0.0012057 |  | 322.337 | 0.01767 |  | 322.337 | 0 |  | 322.337 | 0.05586 |  | 419.6226 | 2.218e-05 |  | 322.337 | 0.82201 |  | 322.337 | 0.0070273
| 322.4142 | 0 | 367.7363 | 0.0047152 |  | 322.4142 | 0.01737 |  | 322.4142 | 0 |  | 322.4142 | 0.05182 |  | 419.7026 | -0.00011878 |  | 322.4142 | 0.82819 |  | 322.4142 | 0.0068003
| 322.4914 | 0 | 367.8151 | 0.012441 |  | 322.4914 | 0.01751 |  | 322.4914 | 0 |  | 322.4914 | 0.05538 |  | 419.7827 | 0.00056634 |  | 322.4914 | 0.83651 |  | 322.4914 | 0.0081592
| 322.5686 | 0 | 367.8938 | 0.0072776 |  | 322.5686 | 0.01717 |  | 322.5686 | 0 |  | 322.5686 | 0.04758 |  | 419.8628 | -0.00029606 |  | 322.5686 | 0.83871 |  | 322.5686 | 0.0069706
| 322.6458 | 0 | 367.9726 | 0.0025279 |  | 322.6458 | 0.01732 |  | 322.6458 | 0.01 |  | 322.6458 | 0.05441 |  | 419.9429 | 0.00074893 |  | 322.6458 | 0.85074 |  | 322.6458 | 0.0078128
| 322.723 | 0 | 368.0514 | 0.0047361 |  | 322.723 | 0.01693 |  | 322.723 | 0 |  | 322.723 | 0.04922 |  | 420.0229 | 3.0541e-05 |  | 322.723 | 0.85654 |  | 322.723 | 0.0066151
| 322.8002 | 0 | 368.1301 | 0.0080465 |  | 322.8002 | 0.01713 |  | 322.8002 | 0.01 |  | 322.8002 | 0.05314 |  | 420.103 | 0.001345 |  | 322.8002 | 0.86315 |  | 322.8002 | 0.0082124
| 322.8773 | 0 | 368.3665 | 0.0016439 |  | 322.8774 | 0.01683 |  | 322.8773 | 0 |  | 322.8774 | 0.04606 |  | 420.1831 | -0.0007804 |  | 322.8774 | 0.85824 |  | 322.8773 | 0.0065543
| 322.9546 | 0 | 368.4453 | 0.0020711 |  | 322.9546 | 0.01695 |  | 322.9546 | 0.01 |  | 322.9546 | 0.0513 |  | 420.2632 | 0.00017331 |  | 322.9546 | 0.87632 |  | 322.9546 | 0.0085582
| 323.0318 | 0 | 368.524 | 0.0060287 |  | 323.0318 | 0.01668 |  | 323.0318 | 0 |  | 323.0318 | 0.0464 |  | 420.3433 | -0.00039087 |  | 323.0318 | 0.88285 |  | 323.0318 | 0.0073381
| 323.109 | 0 | 368.6028 | 0.0029501 |  | 323.109 | 0.01687 |  | 323.109 | 0 |  | 323.109 | 0.05125 |  | 420.4234 | 0.00041847 |  | 323.109 | 0.90594 |  | 323.109 | 0.0092892
| 323.1862 | 0 | 368.6816 | 0.0048022 |  | 323.1862 | 0.01667 |  | 323.1862 | 0 |  | 323.1862 | 0.04446 |  | 420.5034 | -0.0010327 |  | 323.1862 | 0.90152 |  | 323.1862 | 0.0054664
| 323.2634 | 0 | 368.7604 | 0.0055578 |  | 323.2634 | 0.01697 |  | 323.2634 | 0 |  | 323.2634 | 0.04996 |  | 420.5836 | 0.00055396 |  | 323.2634 | 0.90278 |  | 323.2634 | 0.0068248
| 323.3407 | 0 | 368.8392 | 0.0062734 |  | 323.3407 | 0.01662 |  | 323.3407 | 0 |  | 323.3407 | 0.04397 |  | 420.6636 | -0.00059525 |  | 323.3407 | 0.90505 |  | 323.3407 | 0.0077998
| 323.4179 | 0 | 368.9968 | 0.00079523 |  | 323.4179 | 0.01681 |  | 323.4179 | 0 |  | 323.4179 | 0.04838 |  | 420.7437 | 0.00025802 |  | 323.4179 | 0.91477 |  | 323.4179 | 0.0084399
| 323.4951 | 0 | 369.0756 | 0.0093273 |  | 323.4951 | 0.0166 |  | 323.4951 | 0 |  | 323.4951 | 0.04194 |  | 420.8239 | -0.00019988 |  | 323.4951 | 0.91859 |  | 323.4951 | 0.0079712
| 323.5724 | 0 | 369.1544 | 0.0044157 |  | 323.5723 | 0.01681 |  | 323.5724 | 0.01 |  | 323.5723 | 0.04715 |  | 420.9039 | 0.00056237 |  | 323.5723 | 0.92991 |  | 323.5724 | 0.011165
| 323.6496 | 0 | 369.2332 | 0.00030014 |  | 323.6496 | 0.01661 |  | 323.6496 | 0 |  | 323.6496 | 0.0425 |  | 420.984 | -0.00032527 |  | 323.6496 | 0.93407 |  | 323.6496 | 0.007134
| 323.7268 | 0 | 369.312 | 0.011113 |  | 323.7268 | 0.01695 |  | 323.7268 | 0 |  | 323.7268 | 0.04673 |  | 421.0641 | 0.0001481 |  | 323.7268 | 0.93065 |  | 323.7268 | 0.0079402
| 323.8041 | 0 | 369.3908 | 0.0029741 |  | 323.8041 | 0.01678 |  | 323.804 | 0 |  | 323.8041 | 0.04038 |  | 421.1443 | -0.00065149 |  | 323.8041 | 0.93825 |  | 323.804 | 0.0084042
| 323.8813 | 0 | 369.4696 | 0.0039678 |  | 323.8813 | 0.01698 |  | 323.8813 | 0.01 |  | 323.8813 | 0.04361 |  | 421.2244 | 0.00045289 |  | 323.8813 | 0.94766 |  | 323.8813 | 0.0095126
| 323.9586 | 0 | 369.5484 | 0.0028539 |  | 323.9586 | 0.01664 |  | 323.9586 | 0.01 |  | 323.9586 | 0.04077 |  | 421.3045 | -0.00092031 |  | 323.9586 | 0.95715 |  | 323.9586 | 0.0093674
| 324.0358 | 0 | 369.6273 | 0.00090445 |  | 324.0358 | 0.01683 |  | 324.0358 | 0.01 |  | 324.0358 | 0.04395 |  | 421.3846 | 0.00074484 |  | 324.0358 | 0.96499 |  | 324.0358 | 0.010244
| 324.1131 | 0 | 369.7061 | 0.0026214 |  | 324.113 | 0.01663 |  | 324.1131 | 0 |  | 324.113 | 0.03792 |  | 421.4647 | -0.00021537 |  | 324.1131 | 0.95701 |  | 324.1131 | 0.0085164
| 324.1903 | 0 | 369.8637 | 0.006436 |  | 324.1903 | 0.01687 |  | 324.1903 | 0 |  | 324.1903 | 0.0438 |  | 421.5448 | 0.0011455 |  | 324.1903 | 0.97181 |  | 324.1903 | 0.011292
| 324.2676 | 0 | 369.9426 | 3.5794e-05 |  | 324.2676 | 0.01664 |  | 324.2676 | 0 |  | 324.2676 | 0.03714 |  | 421.6249 | -0.00078656 |  | 324.2676 | 0.96688 |  | 324.2676 | 0.0097383
| 324.3448 | 0 | 370.0214 | 0.0045492 |  | 324.3448 | 0.01687 |  | 324.3448 | 0.01 |  | 324.3448 | 0.04266 |  | 421.705 | -0.00022674 |  | 324.3448 | 0.97287 |  | 324.3448 | 0.010674
| 324.4221 | 0 | 370.1002 | 0.0013751 |  | 324.4221 | 0.01662 |  | 324.4221 | 0 |  | 324.4221 | 0.0366 |  | 421.7851 | -0.00015848 |  | 324.4221 | 0.9616 |  | 324.4221 | 0.010263
| 324.4994 | 0 | 370.179 | 0.0020048 |  | 324.4994 | 0.01678 |  | 324.4994 | 0 |  | 324.4994 | 0.04201 |  | 421.8653 | 0.0008599 |  | 324.4994 | 0.96759 |  | 324.4994 | 0.010489
| 324.5766 | 0 | 370.2579 | 0.0044387 |  | 324.5766 | 0.01643 |  | 324.5766 | 0 |  | 324.5766 | 0.03282 |  | 421.9454 | -0.00058596 |  | 324.5766 | 0.96135 |  | 324.5766 | 0.0083028
| 324.6539 | 0 | 370.4156 | 0.0011735 |  | 324.6539 | 0.01668 |  | 324.6539 | 0 |  | 324.6539 | 0.04277 |  | 422.0255 | 0.00022594 |  | 324.6539 | 0.9721 |  | 324.6539 | 0.011275
| 324.7312 | 0 | 370.4944 | 0.0036223 |  | 324.7312 | 0.01636 |  | 324.7312 | 0 |  | 324.7312 | 0.03288 |  | 422.1056 | -0.00080513 |  | 324.7312 | 0.97772 |  | 324.7312 | 0.011063
| 324.8085 | 0 | 370.5732 | 0.0017929 |  | 324.8085 | 0.01655 |  | 324.8085 | 0.01 |  | 324.8085 | 0.04233 |  | 422.1858 | 0.001006 |  | 324.8085 | 0.98334 |  | 324.8085 | 0.010692
| 324.8857 | 0 | 370.6521 | 0.0090151 |  | 324.8857 | 0.01612 |  | 324.8857 | 0 |  | 324.8857 | 0.0339 |  | 422.2659 | -0.00059888 |  | 324.8858 | 0.98703 |  | 324.8857 | 0.010841
| 324.963 | 0 | 370.731 | 0.005703 |  | 324.963 | 0.01624 |  | 324.963 | 0 |  | 324.963 | 0.03937 |  | 422.346 | 0.00073396 |  | 324.963 | 0.98283 |  | 324.963 | 0.010395
| 325.0403 | 0 | 370.8098 | 0.0089012 |  | 325.0403 | 0.01593 |  | 325.0403 | 0 |  | 325.0403 | 0.0344 |  | 422.4261 | 1.701e-05 |  | 325.0403 | 0.98328 |  | 325.0403 | 0.012555
| 325.1176 | 0 | 370.9675 | 0.006747 |  | 325.1176 | 0.01613 |  | 325.1176 | 0.01 |  | 325.1176 | 0.03674 |  | 422.5063 | 0.00027951 |  | 325.1176 | 0.9883 |  | 325.1176 | 0.013957
| 325.1949 | 0 | 371.0464 | 0.0011955 |  | 325.1949 | 0.01564 |  | 325.1949 | 0 |  | 325.1949 | 0.0309 |  | 422.5864 | -5.3926e-05 |  | 325.1949 | 0.97597 |  | 325.1949 | 0.010798
| 325.2722 | 0 | 371.1252 | 0.0021611 |  | 325.2722 | 0.01591 |  | 325.2722 | 0 |  | 325.2722 | 0.03828 |  | 422.6665 | 4.1038e-05 |  | 325.2722 | 0.99452 |  | 325.2722 | 0.013956
| 325.3495 | 0 | 371.2041 | 0.0045079 |  | 325.3495 | 0.01559 |  | 325.3495 | 0 |  | 325.3495 | 0.03147 |  | 422.7467 | -0.00078946 |  | 325.3495 | 0.9916 |  | 325.3495 | 0.012877
| 325.4268 | 0 | 371.283 | 0.003373 |  | 325.4268 | 0.01592 |  | 325.4268 | 0 |  | 325.4268 | 0.036 |  | 422.8268 | 0.00076979 |  | 325.4268 | 0.98374 |  | 325.4268 | 0.010246
| 325.5041 | 0 | 371.4407 | 0.0068288 |  | 325.5041 | 0.01558 |  | 325.5041 | 0 |  | 325.5041 | 0.02897 |  | 422.907 | -0.00017188 |  | 325.5041 | 0.99189 |  | 325.5041 | 0.012357
| 325.5815 | 0 | 371.5196 | 0.0014254 |  | 325.5814 | 0.01593 |  | 325.5815 | 0.01 |  | 325.5814 | 0.0364 |  | 422.9871 | -0.00030581 |  | 325.5814 | 1 |  | 325.5815 | 0.014006
| 325.6587 | 0 | 371.5984 | 0.011349 |  | 325.6587 | 0.01561 |  | 325.6588 | 0 |  | 325.6587 | 0.03168 |  | 423.0672 | -0.00075214 |  | 325.6588 | 0.98316 |  | 325.6588 | 0.013424
| 325.736 | 0 | 371.7562 | 0.002208 |  | 325.7361 | 0.01555 |  | 325.7361 | 0 |  | 325.7361 | 0.03373 |  | 423.1474 | 0.00041693 |  | 325.7361 | 0.98052 |  | 325.7361 | 0.014102
| 325.8134 | 0 | 371.914 | 0.0077933 |  | 325.8134 | 0.01528 |  | 325.8134 | 0 |  | 325.8134 | 0.02891 |  | 423.2275 | 6.8397e-05 |  | 325.8134 | 0.98217 |  | 325.8134 | 0.015288
| 325.8907 | 0 | 371.9929 | 0.0022902 |  | 325.8907 | 0.01551 |  | 325.8907 | 0 |  | 325.8907 | 0.03308 |  | 423.3076 | 0.00021399 |  | 325.8907 | 0.97436 |  | 325.8907 | 0.015961
| 325.9681 | 0 | 372.0718 | 0.010322 |  | 325.968 | 0.01524 |  | 325.968 | 0 |  | 325.968 | 0.02699 |  | 423.3878 | -0.00014148 |  | 325.968 | 0.97114 |  | 325.968 | 0.01534
| 326.0453 | 0 | 372.1507 | 0.0055055 |  | 326.0454 | 0.01537 |  | 326.0453 | 0 |  | 326.0454 | 0.03142 |  | 423.468 | 8.6621e-05 |  | 326.0454 | 0.98526 |  | 326.0453 | 0.018404
| 326.1227 | 0 | 372.2296 | 0.0068232 |  | 326.1227 | 0.01513 |  | 326.1227 | 0 |  | 326.1227 | 0.02301 |  | 423.5481 | -0.0009405 |  | 326.1227 | 0.99008 |  | 326.1227 | 0.018632
| 326.2 | 0 | 372.3084 | 0.0047106 |  | 326.2 | 0.01538 |  | 326.2 | 0 |  | 326.2 | 0.03404 |  | 423.6283 | 0.00065892 |  | 326.2 | 0.98898 |  | 326.2 | 0.018246
| 326.2774 | 0 | 372.3874 | 0.0019986 |  | 326.2774 | 0.01487 |  | 326.2774 | 0 |  | 326.2774 | 0.02755 |  | 423.7084 | -0.0010788 |  | 326.2774 | 0.97815 |  | 326.2774 | 0.019167
| 326.3547 | 0 | 372.4662 | 0.017337 |  | 326.3547 | 0.01518 |  | 326.3547 | 0 |  | 326.3547 | 0.03204 |  | 423.7886 | 0.00040868 |  | 326.3547 | 0.98222 |  | 326.3547 | 0.020165
| 326.432 | 0 | 372.5452 | 0.0074044 |  | 326.4321 | 0.01504 |  | 326.432 | 0 |  | 326.4321 | 0.02234 |  | 423.8687 | -0.00082258 |  | 326.432 | 0.96291 |  | 326.432 | 0.018158
| 326.5094 | 0 | 372.703 | 0.0037518 |  | 326.5094 | 0.01535 |  | 326.5094 | 0 |  | 326.5094 | 0.03262 |  | 423.9489 | 0.0001675 |  | 326.5094 | 0.97059 |  | 326.5094 | 0.021984
| 326.5867 | 0 | 372.7819 | 0.0012228 |  | 326.5867 | 0.01499 |  | 326.5867 | 0 |  | 326.5867 | 0.02673 |  | 424.0291 | -0.00051343 |  | 326.5867 | 0.9672 |  | 326.5867 | 0.019312
| 326.6641 | 0 | 372.8608 | 0.0074471 |  | 326.6641 | 0.01512 |  | 326.6641 | 0 |  | 326.6641 | 0.03044 |  | 424.1092 | 0.00050116 |  | 326.6641 | 0.95216 |  | 326.6641 | 0.020943
| 326.7415 | 0 | 372.9397 | 0.0017852 |  | 326.7414 | 0.01482 |  | 326.7415 | 0 |  | 326.7414 | 0.02437 |  | 424.1894 | -0.00084106 |  | 326.7415 | 0.95407 |  | 326.7415 | 0.020814
| 326.8188 | 0 | 373.0186 | 0.0040278 |  | 326.8188 | 0.01514 |  | 326.8188 | 0 |  | 326.8188 | 0.02929 |  | 424.2696 | 0.00046286 |  | 326.8188 | 0.95382 |  | 326.8188 | 0.02277
| 326.8962 | 0 | 373.0975 | 0.0016753 |  | 326.8962 | 0.01502 |  | 326.8962 | 0 |  | 326.8962 | 0.02288 |  | 424.3497 | -8.2343e-05 |  | 326.8962 | 0.94741 |  | 326.8962 | 0.021986
| 326.9735 | 0 | 373.1765 | 0.001955 |  | 326.9735 | 0.01524 |  | 326.9735 | 0 |  | 326.9735 | 0.02937 |  | 424.4299 | 5.9376e-05 |  | 326.9735 | 0.93279 |  | 326.9735 | 0.022581
| 327.0509 | 0 | 373.3343 | 0.0032767 |  | 327.0509 | 0.01496 |  | 327.0509 | 0 |  | 327.0509 | 0.02162 |  | 424.5101 | -0.00066488 |  | 327.0509 | 0.92903 |  | 327.0509 | 0.021093
| 327.1283 | 0 | 373.4132 | 0.0028996 |  | 327.1283 | 0.0154 |  | 327.1283 | 0 |  | 327.1283 | 0.02917 |  | 424.5902 | 0.00064005 |  | 327.1283 | 0.95007 |  | 327.1283 | 0.026918
| 327.2057 | 0 | 373.4922 | 0.0050695 |  | 327.2056 | 0.01494 |  | 327.2057 | 0 |  | 327.2056 | 0.01878 |  | 424.6704 | -0.00023391 |  | 327.2056 | 0.93491 |  | 327.2057 | 0.025432
| 327.283 | 0 | 373.6501 | 0.0056975 |  | 327.283 | 0.01524 |  | 327.283 | 0.01 |  | 327.283 | 0.03006 |  | 424.7506 | 0.00018207 |  | 327.283 | 0.92868 |  | 327.283 | 0.026024
| 327.3604 | 0 | 373.729 | 0.0032214 |  | 327.3604 | 0.01488 |  | 327.3604 | 0 |  | 327.3604 | 0.02039 |  | 424.8307 | -0.00076101 |  | 327.3604 | 0.92632 |  | 327.3604 | 0.029731
| 327.4378 | 0 | 373.8869 | 0.0025223 |  | 327.4378 | 0.015 |  | 327.4378 | 0 |  | 327.4378 | 0.02716 |  | 424.9109 | 0.00014819 |  | 327.4378 | 0.92721 |  | 327.4378 | 0.029742
| 327.5152 | 0 | 373.9658 | 0.0034257 |  | 327.5152 | 0.01441 |  | 327.5152 | 0 |  | 327.5152 | 0.02325 |  | 424.9911 | -0.00017847 |  | 327.5152 | 0.90837 |  | 327.5152 | 0.028407
| 327.5926 | 0 | 374.0448 | 0.0057327 |  | 327.5926 | 0.01468 |  | 327.5926 | 0 |  | 327.5926 | 0.02729 |  | 425.0713 | 0.00023926 |  | 327.5926 | 0.90809 |  | 327.5926 | 0.032845
| 327.6699 | 0 | 374.1237 | 0.004076 |  | 327.6699 | 0.01446 |  | 327.67 | 0 |  | 327.6699 | 0.01996 |  | 425.1515 | -0.0006373 |  | 327.6699 | 0.88898 |  | 327.67 | 0.028332
| 327.7473 | 0 | 374.2027 | 0.0033939 |  | 327.7473 | 0.01477 |  | 327.7473 | 0.01 |  | 327.7473 | 0.02649 |  | 425.2317 | 0.00096437 |  | 327.7473 | 0.90739 |  | 327.7473 | 0.03368
| 327.8247 | 0 | 374.2816 | 0.0029745 |  | 327.8247 | 0.01447 |  | 327.8247 | 0 |  | 327.8247 | 0.02088 |  | 425.3119 | -0.0006948 |  | 327.8247 | 0.8823 |  | 327.8247 | 0.03189
| 327.9021 | 0 | 374.4395 | 0.011968 |  | 327.9021 | 0.01469 |  | 327.9021 | 0 |  | 327.9021 | 0.02757 |  | 425.3921 | 0.00041936 |  | 327.9021 | 0.87794 |  | 327.9021 | 0.03524
| 327.9795 | 0 | 374.5185 | 0.001319 |  | 327.9795 | 0.01429 |  | 327.9795 | 0 |  | 327.9795 | 0.01776 |  | 425.4722 | -0.00073605 |  | 327.9795 | 0.85964 |  | 327.9795 | 0.031047
| 328.0569 | 0 | 374.5975 | 0.0033584 |  | 328.0569 | 0.0147 |  | 328.0569 | 0.01 |  | 328.0569 | 0.02737 |  | 425.5524 | 0.0008549 |  | 328.0569 | 0.86511 |  | 328.0569 | 0.039853
| 328.1343 | 0 | 374.6764 | 0.010965 |  | 328.1343 | 0.01441 |  | 328.1343 | 0 |  | 328.1343 | 0.01925 |  | 425.6326 | -0.00049642 |  | 328.1344 | 0.85698 |  | 328.1343 | 0.036638
| 328.2118 | 0 | 374.7554 | 0.0066887 |  | 328.2118 | 0.01473 |  | 328.2118 | 0.01 |  | 328.2118 | 0.02442 |  | 425.7128 | -7.1489e-05 |  | 328.2118 | 0.85729 |  | 328.2118 | 0.041088
| 328.2892 | 0 | 374.8344 | 0.0017521 |  | 328.2892 | 0.0143 |  | 328.2892 | 0 |  | 328.2892 | 0.01853 |  | 425.793 | -0.00016637 |  | 328.2892 | 0.83596 |  | 328.2892 | 0.038125
| 328.3666 | 0 | 374.9133 | 0.0013536 |  | 328.3666 | 0.01431 |  | 328.3666 | 0 |  | 328.3666 | 0.02269 |  | 425.8732 | 0.00082307 |  | 328.3666 | 0.8195 |  | 328.3666 | 0.038166
| 328.444 | 0 | 374.9923 | 0.0085087 |  | 328.444 | 0.0139 |  | 328.444 | 0 |  | 328.444 | 0.01705 |  | 425.9534 | 0.00010809 |  | 328.444 | 0.8151 |  | 328.444 | 0.036546
| 328.5214 | 0 | 375.0713 | 0.010847 |  | 328.5214 | 0.01421 |  | 328.5214 | 0 |  | 328.5214 | 0.02099 |  | 426.0336 | -0.00028913 |  | 328.5214 | 0.82298 |  | 328.5214 | 0.044594
| 328.5989 | 0 | 375.1503 | 0.0011788 |  | 328.5989 | 0.01391 |  | 328.5989 | 0 |  | 328.5989 | 0.01802 |  | 426.1138 | -0.00027685 |  | 328.5989 | 0.80081 |  | 328.5989 | 0.044504
| 328.6763 | 0 | 375.2292 | 0.0012163 |  | 328.6763 | 0.01395 |  | 328.6763 | 0 |  | 328.6763 | 0.0257 |  | 426.194 | 0.00046547 |  | 328.6763 | 0.805 |  | 328.6763 | 0.046558
| 328.7537 | 0 | 375.3082 | 0.0058475 |  | 328.7537 | 0.0137 |  | 328.7537 | 0 |  | 328.7537 | 0.01819 |  | 426.2742 | 0.00030166 |  | 328.7537 | 0.79229 |  | 328.7537 | 0.045686
| 328.8311 | 0 | 375.3872 | 0.0063177 |  | 328.8312 | 0.01359 |  | 328.8311 | 0 |  | 328.8312 | 0.02288 |  | 426.3544 | 0.00037959 |  | 328.8312 | 0.79173 |  | 328.8311 | 0.050553
| 328.9086 | 0 | 375.4662 | 0.0054513 |  | 328.9086 | 0.01367 |  | 328.9086 | 0 |  | 328.9086 | 0.01502 |  | 426.4346 | -0.00087469 |  | 328.9086 | 0.76947 |  | 328.9086 | 0.046867
| 328.986 | 0 | 375.5452 | 0.007609 |  | 328.986 | 0.01345 |  | 328.9861 | 0 |  | 328.986 | 0.02457 |  | 426.5148 | -9.3756e-05 |  | 328.986 | 0.77116 |  | 328.9861 | 0.052683
| 329.0635 | 0 | 375.6242 | 0.0034353 |  | 329.0635 | 0.01332 |  | 329.0635 | 0 |  | 329.0635 | 0.01677 |  | 426.5951 | -0.00023848 |  | 329.0635 | 0.7593 |  | 329.0635 | 0.052443
| 329.1409 | 0 | 375.7032 | 0.013467 |  | 329.1409 | 0.01336 |  | 329.1409 | 0 |  | 329.1409 | 0.02196 |  | 426.6753 | 0.00039994 |  | 329.1409 | 0.7603 |  | 329.1409 | 0.055446
| 329.2184 | 0 | 375.7822 | 0.0050258 |  | 329.2184 | 0.01332 |  | 329.2184 | 0 |  | 329.2184 | 0.01176 |  | 426.7555 | -0.00066667 |  | 329.2184 | 0.73468 |  | 329.2184 | 0.05229
| 329.2958 | 0 | 375.8612 | 0.0045122 |  | 329.2958 | 0.01323 |  | 329.2958 | 0 |  | 329.2958 | 0.0234 |  | 426.8357 | 0.00019149 |  | 329.2958 | 0.73917 |  | 329.2958 | 0.057371
| 329.3733 | 0 | 375.9402 | 0.0020592 |  | 329.3733 | 0.0132 |  | 329.3733 | 0 |  | 329.3733 | 0.01692 |  | 426.9159 | -0.00040955 |  | 329.3733 | 0.72281 |  | 329.3733 | 0.058437
| 329.4507 | 0 | 376.0192 | 0.019183 |  | 329.4508 | 0.0133 |  | 329.4507 | 0 |  | 329.4508 | 0.02215 |  | 426.9961 | 0.00070009 |  | 329.4507 | 0.71772 |  | 329.4507 | 0.06002
| 329.5282 | 0 | 376.0982 | 0.0030188 |  | 329.5282 | 0.01318 |  | 329.5282 | 0 |  | 329.5282 | 0.01416 |  | 427.0764 | -0.00055095 |  | 329.5282 | 0.70228 |  | 329.5282 | 0.061142
| 329.6057 | 0 | 376.2562 | 0.0039518 |  | 329.6057 | 0.01307 |  | 329.6057 | 0 |  | 329.6057 | 0.02118 |  | 427.1566 | -0.00036027 |  | 329.6057 | 0.70396 |  | 329.6057 | 0.065579
| 329.6831 | 0 | 376.3352 | 0.00052115 |  | 329.6831 | 0.01305 |  | 329.6831 | 0 |  | 329.6831 | 0.0133 |  | 427.2368 | -0.0002433 |  | 329.6831 | 0.69096 |  | 329.6831 | 0.064555
| 329.7606 | 0 | 376.4142 | 0.00085724 |  | 329.7606 | 0.01299 |  | 329.7606 | 0 |  | 329.7606 | 0.01252 |  | 427.317 | 0.00030552 |  | 329.7606 | 0.6554 |  | 329.7606 | 0.066216
| 329.8381 | 0 | 376.4933 | 0.0053871 |  | 329.8381 | 0.01307 |  | 329.8381 | 0 |  | 329.8381 | 0.02163 |  | 427.3972 | 0.0013571 |  | 329.8381 | 0.67793 |  | 329.8381 | 0.07251
| 329.9156 | 0 | 376.5723 | 0.00097867 |  | 329.9156 | 0.01308 |  | 329.9156 | 0 |  | 329.9156 | 0.01628 |  | 427.4775 | -0.00024678 |  | 329.9156 | 0.65744 |  | 329.9156 | 0.070963
| 329.993 | 0 | 376.6513 | 0.0045522 |  | 329.993 | 0.01284 |  | 329.993 | 0 |  | 329.993 | 0.01708 |  | 427.5577 | -0.00051255 |  | 329.993 | 0.65335 |  | 329.993 | 0.07643
| 330.0705 | 0 | 376.7303 | 0.0041003 |  | 330.0705 | 0.01282 |  | 330.0705 | 0 |  | 330.0705 | 0.01406 |  | 427.6379 | 0.0011247 |  | 330.0705 | 0.63252 |  | 330.0705 | 0.074859
| 330.148 | 0 | 376.8094 | 0.0056216 |  | 330.148 | 0.01285 |  | 330.148 | 0 |  | 330.148 | 0.02089 |  | 427.7182 | -0.00031237 |  | 330.148 | 0.62633 |  | 330.148 | 0.081132
| 330.2255 | 0 | 376.8884 | 0.0072911 |  | 330.2255 | 0.01284 |  | 330.2255 | 0 |  | 330.2255 | 0.01257 |  | 427.7984 | 0.00066382 |  | 330.2255 | 0.61855 |  | 330.2255 | 0.081383
| 330.303 | 0 | 376.9674 | 0.0086134 |  | 330.303 | 0.01282 |  | 330.303 | 0 |  | 330.303 | 0.02033 |  | 427.8786 | -0.00023716 |  | 330.303 | 0.6081 |  | 330.303 | 0.083447
| 330.3805 | 0 | 377.0465 | 0.0045648 |  | 330.3805 | 0.01285 |  | 330.3805 | 0 |  | 330.3805 | 0.01342 |  | 427.9589 | -0.00012776 |  | 330.3805 | 0.60135 |  | 330.3805 | 0.084729
| 330.458 | 0 | 377.1255 | 0.0044967 |  | 330.458 | 0.01285 |  | 330.458 | 0 |  | 330.458 | 0.01842 |  | 428.0391 | -0.0001631 |  | 330.458 | 0.58611 |  | 330.458 | 0.088226
| 330.5355 | 0 | 377.2045 | 0.0040989 |  | 330.5355 | 0.01295 |  | 330.5355 | 0 |  | 330.5355 | 0.01042 |  | 428.1194 | 0.00090671 |  | 330.5355 | 0.59078 |  | 330.5355 | 0.090087
| 330.613 | 0 | 377.2836 | 0.010077 |  | 330.613 | 0.01306 |  | 330.613 | 0 |  | 330.613 | 0.0186 |  | 428.1996 | 0.00012316 |  | 330.613 | 0.57432 |  | 330.613 | 0.090948
| 330.6905 | 0 | 377.4417 | 0.0024103 |  | 330.6905 | 0.01306 |  | 330.6905 | 0 |  | 330.6905 | 0.01285 |  | 428.2798 | 0.00082893 |  | 330.6905 | 0.56396 |  | 330.6905 | 0.095715
| 330.768 | 0 | 377.5207 | 0.0069218 |  | 330.768 | 0.01338 |  | 330.768 | 0 |  | 330.768 | 0.0165 |  | 428.3601 | 0.00071562 |  | 330.768 | 0.56274 |  | 330.768 | 0.096573
| 330.8455 | 0 | 377.5998 | 0.0067498 |  | 330.8455 | 0.01287 |  | 330.8455 | 0 |  | 330.8455 | 0.01041 |  | 428.4403 | -0.00033385 |  | 330.8455 | 0.5521 |  | 330.8455 | 0.10021
| 330.923 | 0 | 377.7579 | 0.0036086 |  | 330.923 | 0.01315 |  | 330.923 | 0.01 |  | 330.923 | 0.01763 |  | 428.5206 | 0.00015323 |  | 330.923 | 0.54571 |  | 330.923 | 0.10694
| 331.0005 | 0 | 377.8369 | 0.0046971 |  | 331.0005 | 0.01287 |  | 331.0005 | 0 |  | 331.0005 | 0.01135 |  | 428.6008 | -0.00050015 |  | 331.0005 | 0.52018 |  | 331.0005 | 0.10264
| 331.0781 | 0 | 377.916 | 0.0062608 |  | 331.0781 | 0.01318 |  | 331.0781 | 0 |  | 331.0781 | 0.01621 |  | 428.6811 | 0.00051357 |  | 331.0781 | 0.52838 |  | 331.0781 | 0.10951
| 331.1556 | 0 | 377.9951 | 0.0064316 |  | 331.1556 | 0.01286 |  | 331.1556 | 0 |  | 331.1556 | 0.01339 |  | 428.7614 | -0.00027368 |  | 331.1556 | 0.51754 |  | 331.1556 | 0.10796
| 331.2331 | 0 | 378.0741 | 0.001518 |  | 331.2331 | 0.01306 |  | 331.2331 | 0 |  | 331.2331 | 0.01556 |  | 428.8416 | 0.0002996 |  | 331.2331 | 0.51785 |  | 331.2331 | 0.114
| 331.3106 | 0 | 378.1532 | 0.0021616 |  | 331.3106 | 0.01283 |  | 331.3106 | 0 |  | 331.3106 | 0.01132 |  | 428.9218 | 0.00013821 |  | 331.3106 | 0.46028 |  | 331.3106 | 0.10677
| 331.3881 | 0 | 378.2322 | 0.0029451 |  | 331.3882 | 0.01322 |  | 331.3882 | 0 |  | 331.3882 | 0.01612 |  | 429.0021 | -9.3137e-05 |  | 331.3882 | 0.50311 |  | 331.3882 | 0.12147
| 331.4657 | 0 | 378.3904 | 0.0055392 |  | 331.4657 | 0.01297 |  | 331.4657 | 0 |  | 331.4657 | 0.00779 |  | 429.0824 | -0.00023005 |  | 331.4657 | 0.49045 |  | 331.4657 | 0.12043
| 331.5432 | 0 | 378.4695 | 0.0033475 |  | 331.5432 | 0.01325 |  | 331.5432 | 0 |  | 331.5432 | 0.01543 |  | 429.1626 | -0.00073323 |  | 331.5432 | 0.47912 |  | 331.5432 | 0.12731
| 331.6208 | 0 | 378.5485 | 0.0090921 |  | 331.6208 | 0.013 |  | 331.6208 | 0 |  | 331.6208 | 0.0101 |  | 429.2429 | -0.00020339 |  | 331.6208 | 0.45764 |  | 331.6208 | 0.12688
| 331.6983 | 0 | 378.6276 | 0.0035651 |  | 331.6983 | 0.01331 |  | 331.6983 | 0 |  | 331.6983 | 0.01654 |  | 429.3232 | -0.00064255 |  | 331.6983 | 0.46698 |  | 331.6983 | 0.13461
| 331.7758 | 0 | 378.7067 | 0.002101 |  | 331.7759 | 0.01288 |  | 331.7758 | 0 |  | 331.7759 | 0.01051 |  | 429.4034 | 0.00039766 |  | 331.7759 | 0.45664 |  | 331.7758 | 0.13444
| 331.8534 | 0 | 378.7858 | 0.0044301 |  | 331.8534 | 0.0132 |  | 331.8534 | 0 |  | 331.8534 | 0.01682 |  | 429.4837 | -0.00034732 |  | 331.8534 | 0.45674 |  | 331.8534 | 0.13962
| 331.931 | 0 | 378.8649 | 0.0019795 |  | 331.931 | 0.01297 |  | 331.931 | 0 |  | 331.931 | 0.01023 |  | 429.5639 | 0.00057454 |  | 331.931 | 0.4394 |  | 331.931 | 0.14335
| 332.0085 | 0 | 378.9439 | 0.003708 |  | 332.0085 | 0.01326 |  | 332.0085 | 0.01 |  | 332.0085 | 0.01341 |  | 429.6442 | 7.0135e-05 |  | 332.0085 | 0.44349 |  | 332.0085 | 0.15139
| 332.0861 | 0 | 379.023 | 0.0064451 |  | 332.0861 | 0.01305 |  | 332.0861 | 0 |  | 332.0861 | 0.00934 |  | 429.7245 | 0.0012055 |  | 332.0861 | 0.42333 |  | 332.0861 | 0.14714
| 332.1636 | 0 | 379.1021 | 0.008781 |  | 332.1636 | 0.01328 |  | 332.1636 | 0 |  | 332.1636 | 0.01459 |  | 429.8047 | -0.00057869 |  | 332.1636 | 0.42917 |  | 332.1636 | 0.15737
| 332.2412 | 0 | 379.2603 | 0.0025462 |  | 332.2412 | 0.01309 |  | 332.2412 | 0 |  | 332.2412 | 0.00864 |  | 429.885 | -0.00010419 |  | 332.2412 | 0.41928 |  | 332.2412 | 0.16119
| 332.3188 | 0 | 379.4185 | 0.0065119 |  | 332.3188 | 0.01337 |  | 332.3188 | 0.01 |  | 332.3188 | 0.01588 |  | 429.9653 | -0.0002555 |  | 332.3188 | 0.41722 |  | 332.3188 | 0.16389
| 332.3963 | 0 | 379.4976 | 0.011245 |  | 332.3963 | 0.013 |  | 332.3963 | 0 |  | 332.3963 | 0.01032 |  | 430.0456 | -0.00016141 |  | 332.3963 | 0.40357 |  | 332.3963 | 0.16477
| 332.4739 | 0 | 379.6558 | 0.0077371 |  | 332.4739 | 0.0131 |  | 332.4739 | 0 |  | 332.4739 | 0.01513 |  | 430.1259 | -0.0001441 |  | 332.4739 | 0.40138 |  | 332.4739 | 0.16938
| 332.5515 | 0 | 379.735 | 0.0087215 |  | 332.5515 | 0.0131 |  | 332.5515 | 0 |  | 332.5515 | 0.00699 |  | 430.2061 | 0.00080661 |  | 332.5515 | 0.39134 |  | 332.5515 | 0.17352
| 332.6291 | 0 | 379.8141 | 0.0027659 |  | 332.6291 | 0.01335 |  | 332.6291 | 0 |  | 332.6291 | 0.01382 |  | 430.2864 | -0.0010522 |  | 332.6291 | 0.39147 |  | 332.6291 | 0.1784
| 332.7066 | 0 | 379.8932 | 0.0030352 |  | 332.7066 | 0.01304 |  | 332.7066 | 0 |  | 332.7066 | 0.00776 |  | 430.3667 | -8.6467e-05 |  | 332.7066 | 0.38251 |  | 332.7066 | 0.18498
| 332.7842 | 0 | 380.0514 | 0.0034375 |  | 332.7842 | 0.01336 |  | 332.7842 | 0 |  | 332.7842 | 0.01431 |  | 430.447 | -0.00051318 |  | 332.7842 | 0.37943 |  | 332.7842 | 0.18781
| 332.8618 | 0 | 380.1305 | 0.0091632 |  | 332.8618 | 0.01331 |  | 332.8618 | 0 |  | 332.8618 | 0.0086 |  | 430.5273 | 0.00049774 |  | 332.8618 | 0.36601 |  | 332.8618 | 0.18883
| 332.9394 | 0 | 380.2097 | 0.009185 |  | 332.9394 | 0.01344 |  | 332.9394 | 0 |  | 332.9394 | 0.01311 |  | 430.6076 | -8.0883e-05 |  | 332.9394 | 0.35282 |  | 332.9394 | 0.1918
| 333.017 | 0 | 380.2888 | 0.0043016 |  | 333.017 | 0.01315 |  | 333.017 | 0 |  | 333.017 | 0.00795 |  | 430.6878 | 0.00043457 |  | 333.017 | 0.35738 |  | 333.017 | 0.20167
| 333.0946 | 0 | 380.3679 | 0.00033173 |  | 333.0946 | 0.01336 |  | 333.0946 | 0 |  | 333.0946 | 0.01299 |  | 430.7681 | -0.00048062 |  | 333.0946 | 0.35448 |  | 333.0946 | 0.20287
| 333.1722 | 0 | 380.447 | 0.0034156 |  | 333.1722 | 0.01323 |  | 333.1722 | 0 |  | 333.1722 | 0.00695 |  | 430.8484 | -0.00075518 |  | 333.1722 | 0.34079 |  | 333.1722 | 0.20926
| 333.2498 | 0 | 380.5262 | 0.0056016 |  | 333.2498 | 0.01342 |  | 333.2498 | 0 |  | 333.2498 | 0.01307 |  | 430.9287 | 8.5961e-05 |  | 333.2498 | 0.34935 |  | 333.2498 | 0.21445
| 333.3274 | 0 | 380.6053 | 0.008436 |  | 333.3274 | 0.01311 |  | 333.3274 | 0 |  | 333.3274 | 0.00764 |  | 431.009 | 0.00025358 |  | 333.3274 | 0.32891 |  | 333.3274 | 0.21953
| 333.405 | 0 | 380.7636 | 0.0058182 |  | 333.405 | 0.01326 |  | 333.405 | 0 |  | 333.405 | 0.01349 |  | 431.0893 | 0.00024448 |  | 333.405 | 0.32775 |  | 333.405 | 0.22308
| 333.4826 | 0 | 380.9218 | 0.0027824 |  | 333.4826 | 0.01318 |  | 333.4826 | 0 |  | 333.4826 | 0.0081 |  | 431.1696 | -0.00052613 |  | 333.4826 | 0.31911 |  | 333.4826 | 0.22832
| 333.5602 | 0 | 381.001 | 0.0065691 |  | 333.5602 | 0.01347 |  | 333.5602 | 0 |  | 333.5602 | 0.01372 |  | 431.2499 | 0.00075333 |  | 333.5602 | 0.32227 |  | 333.5602 | 0.23528
| 333.6379 | 0 | 381.0801 | 0.0058452 |  | 333.6378 | 0.01327 |  | 333.6378 | 0 |  | 333.6378 | 0.00807 |  | 431.3302 | -0.00044127 |  | 333.6378 | 0.31051 |  | 333.6378 | 0.23978
| 333.7154 | 0 | 381.1593 | 0.0047908 |  | 333.7155 | 0.01345 |  | 333.7155 | 0 |  | 333.7155 | 0.0128 |  | 431.4105 | -0.00035019 |  | 333.7155 | 0.31275 |  | 333.7155 | 0.24975
| 333.7931 | 0 | 381.2384 | 0.00064245 |  | 333.7931 | 0.01335 |  | 333.7931 | 0 |  | 333.7931 | 0.00667 |  | 431.4908 | -0.00058988 |  | 333.7931 | 0.3 |  | 333.7931 | 0.24909
| 333.8707 | 0 | 381.3176 | 0.0010952 |  | 333.8707 | 0.01369 |  | 333.8707 | 0 |  | 333.8707 | 0.01231 |  | 431.5711 | 0.00052196 |  | 333.8707 | 0.29997 |  | 333.8707 | 0.25728
| 333.9483 | 0 | 381.3968 | 0.011813 |  | 333.9483 | 0.01337 |  | 333.9483 | 0.01 |  | 333.9483 | 0.00822 |  | 431.6514 | -0.00027497 |  | 333.9483 | 0.28969 |  | 333.9483 | 0.26418
| 334.026 | 0 | 381.4759 | 0.0017724 |  | 334.026 | 0.01361 |  | 334.026 | 0 |  | 334.026 | 0.01196 |  | 431.7317 | 0.00098322 |  | 334.026 | 0.28593 |  | 334.026 | 0.26917
| 334.1036 | 0 | 381.5551 | 0.0019921 |  | 334.1036 | 0.01349 |  | 334.1036 | 0.01 |  | 334.1036 | 0.00864 |  | 431.812 | 6.8027e-05 |  | 334.1036 | 0.28393 |  | 334.1036 | 0.27108
| 334.1812 | 0 | 381.6342 | 0.0047831 |  | 334.1812 | 0.01378 |  | 334.1812 | 0.01 |  | 334.1812 | 0.01543 |  | 431.8924 | -0.00037203 |  | 334.1812 | 0.28217 |  | 334.1812 | 0.27966
| 334.2588 | 0 | 381.7134 | 0.0064799 |  | 334.2589 | 0.01352 |  | 334.2589 | 0 |  | 334.2589 | 0.00492 |  | 431.9727 | -0.00023314 |  | 334.2589 | 0.27377 |  | 334.2589 | 0.28586
| 334.3365 | 0 | 381.7926 | 0.00011196 |  | 334.3365 | 0.01371 |  | 334.3365 | 0 |  | 334.3365 | 0.01124 |  | 432.053 | -0.00037362 |  | 334.3365 | 0.27595 |  | 334.3365 | 0.29624
| 334.4142 | 0 | 381.9509 | 0.003385 |  | 334.4142 | 0.01369 |  | 334.4142 | 0 |  | 334.4142 | 0.0059 |  | 432.1333 | 0.00024993 |  | 334.4142 | 0.26183 |  | 334.4142 | 0.30263
| 334.4918 | 0 | 382.0301 | 0.009408 |  | 334.4918 | 0.01378 |  | 334.4918 | 0.01 |  | 334.4918 | 0.01155 |  | 432.2136 | -0.00067722 |  | 334.4918 | 0.26735 |  | 334.4918 | 0.30924
| 334.5695 | 0 | 382.1093 | 0.0043368 |  | 334.5695 | 0.01352 |  | 334.5695 | 0 |  | 334.5695 | 0.00598 |  | 432.2939 | -0.00071581 |  | 334.5694 | 0.25869 |  | 334.5695 | 0.31556
| 334.6471 | 0 | 382.1884 | 0.0051154 |  | 334.6471 | 0.01372 |  | 334.6471 | 0 |  | 334.6471 | 0.01178 |  | 432.3742 | 0.00031936 |  | 334.6471 | 0.25733 |  | 334.6471 | 0.32551
| 334.7248 | 0 | 382.3468 | 0.0088651 |  | 334.7248 | 0.01358 |  | 334.7248 | 0 |  | 334.7248 | 0.00607 |  | 432.4546 | -0.00013472 |  | 334.7248 | 0.25179 |  | 334.7248 | 0.33037
| 334.8024 | 0 | 382.426 | 0.0071326 |  | 334.8024 | 0.01365 |  | 334.8024 | 0 |  | 334.8024 | 0.01111 |  | 432.5349 | 0.00018588 |  | 334.8024 | 0.24975 |  | 334.8024 | 0.33437
| 334.8801 | 0 | 382.5844 | 0.00095715 |  | 334.8801 | 0.01346 |  | 334.8801 | 0 |  | 334.8801 | 0.00519 |  | 432.6152 | -3.6887e-05 |  | 334.8801 | 0.24023 |  | 334.8801 | 0.34303
| 334.9577 | 0 | 382.9011 | 0.0035579 |  | 334.9577 | 0.01367 |  | 334.9577 | 0 |  | 334.9577 | 0.01049 |  | 432.6955 | 0.00088205 |  | 334.9577 | 0.24687 |  | 334.9577 | 0.34972
| 335.0354 | 0 | 382.9803 | 0.0058634 |  | 335.0354 | 0.01336 |  | 335.0354 | 0.01 |  | 335.0354 | 0.00683 |  | 432.7759 | 0.00018695 |  | 335.0354 | 0.2419 |  | 335.0354 | 0.35949
| 335.1131 | 0 | 383.0595 | 0.0022487 |  | 335.1131 | 0.01339 |  | 335.1131 | 0.01 |  | 335.1131 | 0.01135 |  | 432.8562 | 0.0011857 |  | 335.1131 | 0.23763 |  | 335.1131 | 0.36909
| 335.1907 | 0 | 383.1387 | 0.0062305 |  | 335.1907 | 0.01315 |  | 335.1907 | 0 |  | 335.1907 | 0.00511 |  | 432.9365 | -0.0010431 |  | 335.1907 | 0.22377 |  | 335.1907 | 0.37038
| 335.2684 | 0 | 383.2179 | 0.00095645 |  | 335.2684 | 0.01331 |  | 335.2684 | 0 |  | 335.2684 | 0.01002 |  | 433.0168 | 0.00054916 |  | 335.2684 | 0.22667 |  | 335.2684 | 0.37767
| 335.3461 | 0 | 383.2971 | 0.0022455 |  | 335.3461 | 0.01316 |  | 335.3461 | 0 |  | 335.3461 | 0.00707 |  | 433.0972 | 0.00031564 |  | 335.3461 | 0.22312 |  | 335.3461 | 0.38756
| 335.4238 | 0 | 383.3763 | 0.00057552 |  | 335.4238 | 0.01323 |  | 335.4238 | 0 |  | 335.4238 | 0.01117 |  | 433.1775 | 4.4953e-05 |  | 335.4238 | 0.21209 |  | 335.4238 | 0.39156
| 335.5015 | 0 | 383.4556 | 0.0017402 |  | 335.5015 | 0.01286 |  | 335.5015 | 0 |  | 335.5015 | 0.00589 |  | 433.2578 | -0.0007457 |  | 335.5015 | 0.21639 |  | 335.5015 | 0.40343
| 335.5792 | 0 | 383.614 | 0.0011777 |  | 335.5792 | 0.01295 |  | 335.5792 | 0.01 |  | 335.5792 | 0.01094 |  | 433.3382 | 0.00015082 |  | 335.5792 | 0.21472 |  | 335.5792 | 0.41311
| 335.6568 | 0 | 383.7724 | 0.0050796 |  | 335.6568 | 0.01278 |  | 335.6568 | 0 |  | 335.6568 | 0.00431 |  | 433.4185 | -0.00044891 |  | 335.6568 | 0.20984 |  | 335.6568 | 0.4204
| 335.7345 | 0 | 383.9309 | 0.0096703 |  | 335.7345 | 0.01283 |  | 335.7345 | 0 |  | 335.7345 | 0.00998 |  | 433.4989 | 0.00096537 |  | 335.7345 | 0.20884 |  | 335.7345 | 0.42788
| 335.8122 | 0 | 384.0101 | 0.0015289 |  | 335.8122 | 0.01251 |  | 335.8122 | 0 |  | 335.8122 | 0.0042 |  | 433.5792 | -0.0003128 |  | 335.8122 | 0.17917 |  | 335.8122 | 0.43058
| 335.8899 | 0 | 384.327 | 0.00011578 |  | 335.8899 | 0.01279 |  | 335.8899 | 0.01 |  | 335.8899 | 0.01049 |  | 433.6595 | 2.9442e-05 |  | 335.8899 | 0.1986 |  | 335.8899 | 0.4467
| 335.9676 | 0 | 384.4855 | 0.0070834 |  | 335.9676 | 0.01241 |  | 335.9676 | 0 |  | 335.9676 | 0.00635 |  | 433.7399 | -0.00092674 |  | 335.9676 | 0.18691 |  | 335.9676 | 0.45041
| 336.0453 | 0 | 384.5648 | 0.0077066 |  | 336.0453 | 0.01247 |  | 336.0453 | 0.01 |  | 336.0453 | 0.00969 |  | 433.8203 | 0.0010639 |  | 336.0453 | 0.19901 |  | 336.0453 | 0.46273
| 336.123 | 0 | 384.7232 | 0.0038336 |  | 336.123 | 0.01217 |  | 336.123 | 0 |  | 336.123 | 0.00418 |  | 433.9006 | -0.00042724 |  | 336.123 | 0.19149 |  | 336.123 | 0.47381
| 336.2007 | 0 | 384.8025 | 0.0060811 |  | 336.2008 | 0.01246 |  | 336.2007 | 0 |  | 336.2008 | 0.00906 |  | 433.9809 | 0.00059428 |  | 336.2008 | 0.19188 |  | 336.2007 | 0.48187
| 336.2785 | 0 | 384.8817 | 0.0012609 |  | 336.2785 | 0.01239 |  | 336.2785 | 0.01 |  | 336.2785 | 0.00488 |  | 434.0613 | -2.4227e-05 |  | 336.2785 | 0.18794 |  | 336.2785 | 0.49055
| 336.3562 | 0 | 385.1988 | 0.0083963 |  | 336.3562 | 0.01253 |  | 336.3562 | 0.01 |  | 336.3562 | 0.00855 |  | 434.1416 | 0.0014864 |  | 336.3562 | 0.18622 |  | 336.3562 | 0.50124
| 336.4339 | 0 | 385.278 | 0.002207 |  | 336.4339 | 0.01203 |  | 336.4339 | 0 |  | 336.4339 | 0.00356 |  | 434.222 | 0.00045755 |  | 336.4339 | 0.18411 |  | 336.4339 | 0.50955
| 336.5116 | 0 | 385.3573 | 0.004236 |  | 336.5116 | 0.01216 |  | 336.5116 | 0.01 |  | 336.5116 | 0.01077 |  | 434.3023 | -2.0996e-05 |  | 336.5116 | 0.18296 |  | 336.5116 | 0.51724
| 336.5894 | 0 | 385.4366 | 0.0012116 |  | 336.5893 | 0.01196 |  | 336.5894 | 0 |  | 336.5893 | 0.00514 |  | 434.3827 | -0.00083409 |  | 336.5893 | 0.17039 |  | 336.5894 | 0.52952
| 336.6671 | 0 | 385.5158 | 0.001687 |  | 336.6671 | 0.01211 |  | 336.6671 | 0 |  | 336.6671 | 0.0085 |  | 434.463 | 0.00010333 |  | 336.6671 | 0.17248 |  | 336.6671 | 0.53676
| 336.7448 | 0 | 385.8329 | 0.0077775 |  | 336.7448 | 0.01186 |  | 336.7448 | 0 |  | 336.7448 | 0.00412 |  | 434.5434 | -0.00036342 |  | 336.7448 | 0.16194 |  | 336.7448 | 0.54101
| 336.8225 | 0 | 386.0708 | 0.00037994 |  | 336.8225 | 0.01205 |  | 336.8225 | 0.01 |  | 336.8225 | 0.00895 |  | 434.6238 | -0.00012059 |  | 336.8225 | 0.17114 |  | 336.8225 | 0.55288
| 336.9003 | 0 | 386.2293 | 0.0030322 |  | 336.9003 | 0.01191 |  | 336.9003 | 0 |  | 336.9003 | 0.00381 |  | 434.7041 | -0.00021131 |  | 336.9003 | 0.16383 |  | 336.9003 | 0.56688
| 336.978 | 0 | 386.3086 | 0.0033254 |  | 336.978 | 0.01216 |  | 336.978 | 0.01 |  | 336.978 | 0.00756 |  | 434.7845 | 4.4e-05 |  | 336.978 | 0.1657 |  | 336.978 | 0.57387
| 337.0558 | 0 | 386.3879 | 0.0021778 |  | 337.0557 | 0.01202 |  | 337.0558 | 0 |  | 337.0557 | 0.00295 |  | 434.8649 | -0.00060204 |  | 337.0557 | 0.16094 |  | 337.0558 | 0.58721
| 337.1335 | 0 | 386.4672 | 0.0026393 |  | 337.1335 | 0.01225 |  | 337.1335 | 0.01 |  | 337.1335 | 0.00941 |  | 434.9452 | 0.00023814 |  | 337.1335 | 0.16059 |  | 337.1335 | 0.59924
| 337.2112 | 0 | 386.5465 | 0.0084499 |  | 337.2112 | 0.01191 |  | 337.2112 | 0.01 |  | 337.2112 | 0.00402 |  | 435.0256 | -0.00032058 |  | 337.2112 | 0.15592 |  | 337.2112 | 0.60796
| 337.289 | 0 | 386.6258 | 0.0011442 |  | 337.289 | 0.01211 |  | 337.289 | 0.01 |  | 337.289 | 0.00898 |  | 435.106 | 0.00056576 |  | 337.289 | 0.15967 |  | 337.289 | 0.61475
| 337.3667 | 0 | 386.7051 | 0.010412 |  | 337.3667 | 0.01185 |  | 337.3667 | 0 |  | 337.3667 | 0.0019 |  | 435.1863 | -0.00058491 |  | 337.3667 | 0.14514 |  | 337.3667 | 0.62408
| 337.4445 | 0 | 386.8637 | 0.0072087 |  | 337.4445 | 0.01205 |  | 337.4445 | 0 |  | 337.4445 | 0.00952 |  | 435.2667 | 1.9509e-05 |  | 337.4445 | 0.15317 |  | 337.4445 | 0.64085
| 337.5222 | 0 | 386.943 | 0.005781 |  | 337.5222 | 0.01195 |  | 337.5222 | 0 |  | 337.5222 | 0.00539 |  | 435.3471 | -0.0010043 |  | 337.5223 | 0.1454 |  | 337.5222 | 0.64997
| 337.6 | 0 | 387.3396 | 0.00051516 |  | 337.6 | 0.01228 |  | 337.6 | 0.01 |  | 337.6 | 0.00929 |  | 435.4275 | 0.0011574 |  | 337.6 | 0.1495 |  | 337.6 | 0.6573
| 337.6778 | 0 | 387.4982 | 0.00013917 |  | 337.6778 | 0.0121 |  | 337.6778 | 0 |  | 337.6778 | 0.00382 |  | 435.5078 | -0.00076517 |  | 337.6778 | 0.13776 |  | 337.6778 | 0.67154
| 337.7556 | 0 | 387.5775 | 0.0034568 |  | 337.7555 | 0.01235 |  | 337.7556 | 0 |  | 337.7555 | 0.00849 |  | 435.5882 | 0.00091264 |  | 337.7555 | 0.14003 |  | 337.7556 | 0.68438
| 337.8333 | 0 | 387.7362 | 0.011573 |  | 337.8333 | 0.01215 |  | 337.8333 | 0 |  | 337.8333 | 0.00427 |  | 435.6686 | -0.00079683 |  | 337.8333 | 0.13521 |  | 337.8333 | 0.69449
| 337.9111 | 0 | 387.8948 | 0.0048088 |  | 337.9111 | 0.01236 |  | 337.9111 | 0 |  | 337.9111 | 0.00697 |  | 435.749 | -6.1405e-05 |  | 337.9111 | 0.13904 |  | 337.9111 | 0.7065
| 337.9889 | 0 | 388.0535 | 0.0058864 |  | 337.9889 | 0.01218 |  | 337.9889 | 0 |  | 337.9889 | 0.00193 |  | 435.8293 | 0.00034892 |  | 337.9889 | 0.13544 |  | 337.9889 | 0.71335
| 338.0666 | 0 | 388.2122 | 0.0024219 |  | 338.0666 | 0.01228 |  | 338.0666 | 0 |  | 338.0666 | 0.00734 |  | 435.9097 | 0.00056297 |  | 338.0666 | 0.14009 |  | 338.0666 | 0.72001
| 338.1444 | 0 | 388.2915 | 0.0037956 |  | 338.1444 | 0.01184 |  | 338.1444 | 0 |  | 338.1444 | 0.00286 |  | 435.9901 | 0.00023727 |  | 338.1444 | 0.1338 |  | 338.1444 | 0.73416
| 338.2222 | 0 | 388.4502 | 0.0016432 |  | 338.2222 | 0.01219 |  | 338.2222 | 0 |  | 338.2222 | 0.00881 |  | 436.0705 | 3.0823e-05 |  | 338.2222 | 0.13316 |  | 338.2222 | 0.7468
| 338.3 | 0 | 388.5296 | 0.0033672 |  | 338.3 | 0.01193 |  | 338.3 | 0 |  | 338.3 | 0.00336 |  | 436.1509 | -0.0010669 |  | 338.3 | 0.12831 |  | 338.3 | 0.75721
| 338.3778 | 0 | 388.6089 | 0.0046646 |  | 338.3778 | 0.01232 |  | 338.3778 | 0.01 |  | 338.3778 | 0.00737 |  | 436.2313 | 0.00086622 |  | 338.3778 | 0.13176 |  | 338.3778 | 0.76884
| 338.4556 | 0 | 388.6883 | 0.0029976 |  | 338.4556 | 0.01224 |  | 338.4556 | 0 |  | 338.4556 | 0.00356 |  | 436.3116 | -0.0005971 |  | 338.4556 | 0.12123 |  | 338.4556 | 0.77977
| 338.5334 | 0 | 388.9263 | 0.0072614 |  | 338.5334 | 0.0123 |  | 338.5334 | 0 |  | 338.5334 | 0.00778 |  | 436.3921 | 0.00025453 |  | 338.5334 | 0.12335 |  | 338.5334 | 0.79594
| 338.6112 | 0 | 389.0057 | 0.0018337 |  | 338.6112 | 0.01203 |  | 338.6111 | 0 |  | 338.6112 | 0.0027 |  | 436.4724 | -0.00020528 |  | 338.6112 | 0.11633 |  | 338.6111 | 0.80174
| 338.689 | 0 | 389.0851 | 0.0061479 |  | 338.6889 | 0.01232 |  | 338.689 | 0.01 |  | 338.6889 | 0.00858 |  | 436.5528 | 0.00051639 |  | 338.689 | 0.12379 |  | 338.689 | 0.81406
| 338.7668 | 0 | 389.1644 | 0.0019734 |  | 338.7668 | 0.01208 |  | 338.7668 | 0 |  | 338.7668 | 0.00265 |  | 436.6332 | 0.00072174 |  | 338.7668 | 0.11567 |  | 338.7668 | 0.81389
| 338.8446 | 0 | 389.2438 | 0.0010743 |  | 338.8446 | 0.01235 |  | 338.8446 | 0.01 |  | 338.8446 | 0.00629 |  | 436.7136 | 0.00088768 |  | 338.8446 | 0.11872 |  | 338.8446 | 0.83594
| 338.9224 | 0 | 389.3232 | 0.0084209 |  | 338.9224 | 0.01206 |  | 338.9224 | 0 |  | 338.9224 | 0.00252 |  | 436.794 | -0.00045335 |  | 338.9224 | 0.11404 |  | 338.9224 | 0.8403
| 339.0002 | 0 | 389.4819 | 0.00075772 |  | 339.0002 | 0.01226 |  | 339.0002 | 0 |  | 339.0002 | 0.00781 |  | 436.8744 | 0.00039396 |  | 339.0002 | 0.11614 |  | 339.0002 | 0.85531
| 339.078 | 0 | 389.5613 | 0.0014874 |  | 339.078 | 0.0121 |  | 339.078 | 0 |  | 339.078 | 0.00251 |  | 436.9548 | -0.00099216 |  | 339.078 | 0.10972 |  | 339.078 | 0.85845
| 339.1558 | 0 | 389.6407 | 0.0018963 |  | 339.1558 | 0.01252 |  | 339.1558 | 0.01 |  | 339.1558 | 0.00766 |  | 437.0352 | 0.0011376 |  | 339.1558 | 0.11751 |  | 339.1558 | 0.87299
| 339.2336 | 0 | 389.7994 | 0.0038146 |  | 339.2336 | 0.01233 |  | 339.2336 | 0 |  | 339.2336 | 0.0012 |  | 437.1156 | -0.00074369 |  | 339.2336 | 0.097593 |  | 339.2336 | 0.8746
| 339.3115 | 0 | 390.0376 | 0.0010799 |  | 339.3114 | 0.01268 |  | 339.3115 | 0 |  | 339.3114 | 0.00699 |  | 437.196 | 0.00072368 |  | 339.3115 | 0.10711 |  | 339.3115 | 0.8867
| 339.3893 | 0 | 390.1169 | 0.0032347 |  | 339.3893 | 0.01242 |  | 339.3893 | 0 |  | 339.3893 | 0.00276 |  | 437.2764 | 0.00041364 |  | 339.3893 | 0.088575 |  | 339.3893 | 0.88673
| 339.4671 | 0 | 390.3551 | 0.0017531 |  | 339.4671 | 0.01256 |  | 339.4671 | 0 |  | 339.4671 | 0.00768 |  | 437.3568 | 0.00012172 |  | 339.4671 | 0.10493 |  | 339.4671 | 0.89295
| 339.5449 | 0 | 390.4345 | 0.00078623 |  | 339.5449 | 0.01226 |  | 339.545 | 0 |  | 339.5449 | 0.00115 |  | 437.4373 | -9.5244e-05 |  | 339.5449 | 0.098366 |  | 339.545 | 0.90385
| 339.6228 | 0 | 390.5933 | 0.001596 |  | 339.6228 | 0.01251 |  | 339.6228 | 0 |  | 339.6228 | 0.00751 |  | 437.5177 | 0.00014481 |  | 339.6228 | 0.10051 |  | 339.6228 | 0.90872
| 339.7006 | 0 | 390.8315 | 0.00090657 |  | 339.7006 | 0.01221 |  | 339.7006 | 0 |  | 339.7006 | 0.00263 |  | 437.5981 | -7.1752e-05 |  | 339.7006 | 0.098035 |  | 339.7006 | 0.92194
| 339.7784 | 0 | 390.9109 | 0.0028654 |  | 339.7785 | 0.01225 |  | 339.7784 | 0 |  | 339.7785 | 0.00672 |  | 437.6785 | 0.00054254 |  | 339.7784 | 0.10001 |  | 339.7784 | 0.93458
| 339.8563 | 0 | 390.9904 | 0.002736 |  | 339.8563 | 0.01221 |  | 339.8563 | 0 |  | 339.8563 | 0.00368 |  | 437.7589 | -0.00043859 |  | 339.8563 | 0.092786 |  | 339.8563 | 0.93504
| 339.9341 | 0 | 391.1492 | 0.0073201 |  | 339.9341 | 0.01236 |  | 339.9341 | 0 |  | 339.9341 | 0.00733 |  | 437.8393 | 0.00024955 |  | 339.9341 | 0.097198 |  | 339.9341 | 0.93899
| 340.012 | 0 | 391.308 | 0.0074163 |  | 340.012 | 0.0122 |  | 340.012 | 0 |  | 340.012 | 0.00289 |  | 437.9197 | -0.00061639 |  | 340.012 | 0.094233 |  | 340.012 | 0.94946
| 340.0898 | 0 | 391.3875 | 0.0054617 |  | 340.0898 | 0.01264 |  | 340.0898 | 0 |  | 340.0898 | 0.00772 |  | 438.0002 | 0.00015038 |  | 340.0898 | 0.090046 |  | 340.0898 | 0.94782
| 340.1677 | 0 | 391.4669 | 8.4174e-05 |  | 340.1677 | 0.01221 |  | 340.1677 | 0 |  | 340.1677 | 0.0031 |  | 438.0806 | -0.00030041 |  | 340.1677 | 0.085691 |  | 340.1677 | 0.9536
| 340.2455 | 0 | 391.6257 | 0.00034995 |  | 340.2455 | 0.01246 |  | 340.2455 | 0 |  | 340.2455 | 0.00627 |  | 438.161 | 0.00073671 |  | 340.2455 | 0.09 |  | 340.2455 | 0.96354
| 340.3234 | 0 | 391.7052 | 0.0027795 |  | 340.3234 | 0.0121 |  | 340.3234 | 0 |  | 340.3234 | 0.00088163 |  | 438.2414 | 0.00019566 |  | 340.3234 | 0.085908 |  | 340.3234 | 0.96825
| 340.4013 | 0 | 391.864 | 0.0012723 |  | 340.4013 | 0.01221 |  | 340.4012 | 0 |  | 340.4013 | 0.00644 |  | 438.3218 | 0.00069726 |  | 340.4013 | 0.088288 |  | 340.4012 | 0.96786
| 340.4791 | 0 | 392.0229 | 0.0062134 |  | 340.4791 | 0.01219 |  | 340.4791 | 0 |  | 340.4791 | 0.00056211 |  | 438.4023 | -0.0005841 |  | 340.4791 | 0.073494 |  | 340.4791 | 0.97032
| 340.557 | 0 | 392.1023 | 0.0083582 |  | 340.557 | 0.01254 |  | 340.557 | 0 |  | 340.557 | 0.00467 |  | 438.4827 | -0.0002594 |  | 340.557 | 0.088005 |  | 340.557 | 0.97594
| 340.6349 | 0 | 392.4201 | 0.0015991 |  | 340.6349 | 0.01223 |  | 340.6349 | 0 |  | 340.6349 | 0.00047132 |  | 438.5631 | -0.00055629 |  | 340.6349 | 0.080492 |  | 340.6349 | 0.9792
| 340.7127 | 0 | 392.4996 | 0.001801 |  | 340.7127 | 0.01254 |  | 340.7127 | 0 |  | 340.7127 | 0.00619 |  | 438.6436 | 0.00047505 |  | 340.7127 | 0.084481 |  | 340.7127 | 0.98091
| 340.7906 | 0 | 392.7379 | 0.0022226 |  | 340.7906 | 0.01219 |  | 340.7906 | 0 |  | 340.7906 | 0.00015015 |  | 438.724 | 3.1809e-07 |  | 340.7906 | 0.078621 |  | 340.7906 | 0.98358
| 340.8685 | 0 | 393.0558 | 0.0030132 |  | 340.8685 | 0.01256 |  | 340.8685 | 0 |  | 340.8685 | 0.0064 |  | 438.8044 | -5.8042e-05 |  | 340.8685 | 0.081133 |  | 340.8685 | 0.9857
| 340.9463 | 0 | 393.2942 | 0.0032546 |  | 340.9464 | 0.01228 |  | 340.9464 | 0 |  | 340.9464 | 0.00201 |  | 438.8849 | -0.0005834 |  | 340.9464 | 0.075315 |  | 340.9464 | 0.98851
| 341.0243 | 0 | 393.3737 | 0.0029365 |  | 341.0242 | 0.01258 |  | 341.0243 | 0 |  | 341.0242 | 0.00666 |  | 438.9653 | 0.00066443 |  | 341.0242 | 0.076421 |  | 341.0243 | 0.99196
| 341.1021 | 0 | 393.5326 | 0.004299 |  | 341.1021 | 0.01237 |  | 341.1021 | 0 |  | 341.1021 | 0.00144 |  | 439.0457 | -0.00065267 |  | 341.1021 | 0.07461 |  | 341.1021 | 1
| 341.18 | 0 | 393.6121 | 0.0080635 |  | 341.18 | 0.01262 |  | 341.18 | 0 |  | 341.18 | 0.00483 |  | 439.1262 | -0.00030015 |  | 341.18 | 0.063385 |  | 341.18 | 0.98413
| 341.2579 | 0 | 393.8505 | 0.0057732 |  | 341.2579 | 0.01224 |  | 341.2579 | 0 |  | 341.2579 | 0.00073209 |  | 439.2066 | -0.00013234 |  | 341.2579 | 0.072544 |  | 341.2579 | 0.98994
| 341.3358 | 0 | 393.93 | 0.0015635 |  | 341.3358 | 0.01256 |  | 341.3358 | 0 |  | 341.3358 | 0.00826 |  | 439.287 | 0.00030598 |  | 341.3358 | 0.074877 |  | 341.3358 | 0.99104
| 341.4137 | 0 | 394.0095 | 0.00022502 |  | 341.4137 | 0.0123 |  | 341.4137 | 0 |  | 341.4137 | 0.00127 |  | 439.3675 | -0.00023092 |  | 341.4137 | 0.072164 |  | 341.4137 | 0.98442
| 341.4916 | 0 | 394.3275 | 2.5698e-05 |  | 341.4916 | 0.01247 |  | 341.4916 | 0 |  | 341.4916 | 0.00801 |  | 439.4479 | 0.0012269 |  | 341.4916 | 0.070411 |  | 341.4916 | 0.98021
| 341.5695 | 0 | 394.407 | 0.0028463 |  | 341.5695 | 0.01212 |  | 341.5695 | 0 |  | 341.5695 | 0.00167 |  | 439.5284 | -0.0010222 |  | 341.5695 | 0.0733 |  | 341.5695 | 0.97766
| 341.6474 | 0 | 394.4865 | 0.0030342 |  | 341.6474 | 0.01258 |  | 341.6474 | 0.01 |  | 341.6474 | 0.00656 |  | 439.6088 | -6.8202e-05 |  | 341.6474 | 0.07373 |  | 341.6474 | 0.97256
| 341.7253 | 0 | 394.566 | 0.0030169 |  | 341.7253 | 0.01248 |  | 341.7253 | 0 |  | 341.7253 | 0.0002745 |  | 439.6893 | -0.00051843 |  | 341.7253 | 0.066498 |  | 341.7253 | 0.96856
| 341.8032 | 0 | 394.6455 | 0.0029924 |  | 341.8032 | 0.01252 |  | 341.8032 | 0 |  | 341.8032 | 0.0079 |  | 439.7697 | 0.00028422 |  | 341.8032 | 0.070822 |  | 341.8032 | 0.95244
| 341.8811 | 0 | 394.8045 | 0.0068117 |  | 341.8811 | 0.01242 |  | 341.8811 | 0 |  | 341.8811 | 0.00026985 |  | 439.8502 | -0.00024378 |  | 341.8811 | 0.065131 |  | 341.8811 | 0.96138
| 341.9591 | 0 | 394.884 | 0.00070148 |  | 341.9591 | 0.01276 |  | 341.9591 | 0 |  | 341.9591 | 0.00714 |  | 439.9306 | 0.00013384 |  | 341.9591 | 0.065858 |  | 341.9591 | 0.95507
| 342.037 | 0 | 394.9635 | 0.0031008 |  | 342.037 | 0.0125 |  | 342.037 | 0 |  | 342.037 | 0.00013704 |  | 440.0111 | 1.1732e-05 |  | 342.037 | 0.063542 |  | 342.037 | 0.94932
| 342.1149 | 0 | 395.043 | 0.00042617 |  | 342.1149 | 0.01278 |  | 342.1149 | 0 |  | 342.1149 | 0.00721 |  | 440.0915 | 2.1344e-05 |  | 342.1149 | 0.07022 |  | 342.1149 | 0.95717
| 342.1928 | 0 | 395.1226 | 0.0024023 |  | 342.1928 | 0.01231 |  | 342.1928 | 0 |  | 342.1928 | 0.00078916 |  | 440.172 | -0.000778 |  | 342.1928 | 0.062638 |  | 342.1928 | 0.94646
| 342.2708 | 0 | 395.4406 | 0.0029413 |  | 342.2708 | 0.01279 |  | 342.2708 | 0 |  | 342.2708 | 0.00775 |  | 440.2524 | 0.0013604 |  | 342.2708 | 0.064562 |  | 342.2708 | 0.94246
| 342.3487 | 0 | 395.5997 | 0.002609 |  | 342.3487 | 0.01251 |  | 342.3487 | 0 |  | 342.3487 | 0.00056706 |  | 440.3329 | 7.0449e-05 |  | 342.3487 | 0.060987 |  | 342.3487 | 0.93127
| 342.4266 | 0 | 395.7588 | 0.0019285 |  | 342.4266 | 0.0128 |  | 342.4266 | 0 |  | 342.4266 | 0.00535 |  | 440.4134 | 0.00010124 |  | 342.4266 | 0.062254 |  | 342.4266 | 0.92008
| 342.5045 | 0 | 395.8383 | 0.0039523 |  | 342.5046 | 0.01238 |  | 342.5045 | 0 |  | 342.5046 | 1.9974e-05 |  | 440.4938 | 0.00038953 |  | 342.5046 | 0.055089 |  | 342.5045 | 0.9115
| 342.5825 | 0 | 395.9974 | 0.00087635 |  | 342.5825 | 0.01263 |  | 342.5825 | 0.01 |  | 342.5825 | 0.00979 |  | 440.5743 | 0.00061104 |  | 342.5825 | 0.06566 |  | 342.5825 | 0.90027
| 342.6604 | 0 | 396.0769 | 0.0027512 |  | 342.6604 | 0.01239 |  | 342.6604 | 0 |  | 342.6604 | 0.00161 |  | 440.6548 | -0.00051745 |  | 342.6604 | 0.054952 |  | 342.6604 | 0.88711
| 342.7384 | 0 | 396.236 | 0.0097045 |  | 342.7384 | 0.01276 |  | 342.7384 | 0 |  | 342.7384 | 0.00505 |  | 440.7352 | -8.1052e-05 |  | 342.7384 | 0.057702 |  | 342.7384 | 0.88317
| 342.8163 | 0 | 396.3951 | 0.0084334 |  | 342.8163 | 0.0125 |  | 342.8163 | 0 |  | 342.8163 | 0.00136 |  | 440.8157 | -0.00046728 |  | 342.8163 | 0.046994 |  | 342.8163 | 0.87718
| 342.8943 | 0 | 396.4746 | 0.0059912 |  | 342.8943 | 0.01284 |  | 342.8943 | 0 |  | 342.8943 | 0.0048 |  | 440.8961 | 0.001253 |  | 342.8943 | 0.062375 |  | 342.8943 | 0.87033
| 342.9722 | 0 | 396.5542 | 0.0051217 |  | 342.9722 | 0.01253 |  | 342.9722 | 0 |  | 342.9722 | 0.00184 |  | 440.9766 | 0.00023035 |  | 342.9722 | 0.043439 |  | 342.9722 | 0.86113
| 343.0502 | 0 | 396.7133 | 0.00094348 |  | 343.0502 | 0.0125 |  | 343.0502 | 0 |  | 343.0502 | 0.00679 |  | 441.0571 | 7.6938e-06 |  | 343.0502 | 0.058514 |  | 343.0502 | 0.85253
| 343.1281 | 0 | 396.8724 | 0.00087498 |  | 343.1281 | 0.01216 |  | 343.1281 | 0 |  | 343.1281 | 0.00348 |  | 441.1375 | 9.437e-05 |  | 343.1281 | 0.048299 |  | 343.1281 | 0.83839
| 343.2061 | 0 | 396.952 | 0.0011369 |  | 343.2061 | 0.01252 |  | 343.2061 | 0 |  | 343.2061 | 0.00614 |  | 441.218 | 0.0005037 |  | 343.2061 | 0.051639 |  | 343.2061 | 0.82742
| 343.2841 | 0 | 397.1111 | 0.0073554 |  | 343.2841 | 0.01226 |  | 343.2841 | 0 |  | 343.2841 | 0.00041949 |  | 441.2985 | 7.355e-05 |  | 343.2841 | 0.045757 |  | 343.2841 | 0.81299
| 343.362 | 0 | 397.1907 | 0.0093664 |  | 343.362 | 0.01255 |  | 343.362 | 0 |  | 343.362 | 0.00485 |  | 441.379 | 0.00033572 |  | 343.362 | 0.050197 |  | 343.362 | 0.80826
| 343.44 | 0 | 397.3498 | 0.0058338 |  | 343.44 | 0.0123 |  | 343.44 | 0 |  | 343.44 | 0.00201 |  | 441.4594 | 0.00041545 |  | 343.44 | 0.046404 |  | 343.44 | 0.79429
| 343.518 | 0 | 397.509 | 0.0023956 |  | 343.518 | 0.01241 |  | 343.518 | 0 |  | 343.518 | 0.00631 |  | 441.5399 | 0.0016359 |  | 343.518 | 0.039696 |  | 343.518 | 0.77656
| 343.596 | 0 | 397.5885 | 0.0011529 |  | 343.5959 | 0.01202 |  | 343.5959 | 0 |  | 343.5959 | 6.0191e-05 |  | 441.6204 | -0.00032966 |  | 343.5959 | 0.050526 |  | 343.5959 | 0.76916
| 343.6739 | 0 | 397.8273 | 0.0033944 |  | 343.6739 | 0.01232 |  | 343.6739 | 0 |  | 343.6739 | 0.00679 |  | 441.7009 | -9.6874e-05 |  | 343.6739 | 0.051075 |  | 343.6739 | 0.75853
| 343.7519 | 0 | 397.9865 | 0.0032286 |  | 343.7519 | 0.01192 |  | 343.7519 | 0 |  | 343.7519 | 0.00233 |  | 441.7814 | -6.1176e-05 |  | 343.7519 | 0.045723 |  | 343.7519 | 0.74613
| 343.8299 | 0 | 398.066 | 0.00033628 |  | 343.8299 | 0.01211 |  | 343.8299 | 0 |  | 343.8299 | 0.007 |  | 441.8618 | -0.00010725 |  | 343.8299 | 0.053451 |  | 343.8299 | 0.74092
| 343.9079 | 0 | 398.1456 | 0.0017801 |  | 343.9079 | 0.01191 |  | 343.9079 | 0 |  | 343.9079 | 0.00187 |  | 441.9424 | -0.00083286 |  | 343.9079 | 0.044435 |  | 343.9079 | 0.72777
| 343.9859 | 0 | 398.2252 | 0.00059793 |  | 343.9859 | 0.01207 |  | 343.9859 | 0 |  | 343.9859 | 0.00558 |  | 442.0228 | -6.7716e-05 |  | 343.9859 | 0.047242 |  | 343.9859 | 0.71696
| 344.0638 | 0 | 398.3844 | 0.00036326 |  | 344.0639 | 0.01178 |  | 344.0638 | 0 |  | 344.0639 | 0.00171 |  | 442.1033 | -6.25e-05 |  | 344.0638 | 0.042313 |  | 344.0638 | 0.70234
| 344.1418 | 0 | 398.464 | 0.00033192 |  | 344.1418 | 0.01213 |  | 344.1418 | 0 |  | 344.1418 | 0.00539 |  | 442.1838 | -3.2923e-05 |  | 344.1418 | 0.049949 |  | 344.1418 | 0.68807
| 344.2199 | 0 | 398.5436 | 0.0077374 |  | 344.2198 | 0.01169 |  | 344.2198 | 0 |  | 344.2198 | 0.00247 |  | 442.2643 | -0.00098817 |  | 344.2198 | 0.040032 |  | 344.2198 | 0.68052
| 344.2978 | 0 | 398.6232 | 0.00080969 |  | 344.2978 | 0.01195 |  | 344.2978 | 0 |  | 344.2978 | 0.00583 |  | 442.3448 | 0.00042339 |  | 344.2978 | 0.054948 |  | 344.2978 | 0.66866
| 344.3758 | 0 | 398.7824 | 0.00077665 |  | 344.3758 | 0.01131 |  | 344.3758 | 0 |  | 344.3758 | 0.00023311 |  | 442.4253 | -0.00076943 |  | 344.3758 | 0.036193 |  | 344.3758 | 0.65808
| 344.4538 | 0 | 398.9417 | 0.0039441 |  | 344.4538 | 0.01157 |  | 344.4538 | 0 |  | 344.4538 | 0.00548 |  | 442.5058 | -0.00015423 |  | 344.4538 | 0.040799 |  | 344.4538 | 0.64539
| 344.5319 | 0 | 399.1009 | 0.0041012 |  | 344.5319 | 0.01122 |  | 344.5319 | 0 |  | 344.5319 | 0.00027446 |  | 442.5863 | -0.00097519 |  | 344.5318 | 0.038268 |  | 344.5319 | 0.63225
| 344.6099 | 0 | 399.2601 | 0.0019233 |  | 344.6099 | 0.01134 |  | 344.6099 | 0 |  | 344.6099 | 0.0048 |  | 442.6667 | -2.1875e-06 |  | 344.6099 | 0.042041 |  | 344.6099 | 0.62545
| 344.6879 | 0 | 399.499 | 0.0035078 |  | 344.6879 | 0.01108 |  | 344.6879 | 0 |  | 344.6879 | 0.00146 |  | 442.7473 | 0.00083343 |  | 344.6879 | 0.040855 |  | 344.6879 | 0.61023
| 344.7659 | 0 | 399.5786 | 0.0046336 |  | 344.7659 | 0.01131 |  | 344.7659 | 0 |  | 344.7659 | 0.00636 |  | 442.8278 | -0.00066511 |  | 344.7659 | 0.044632 |  | 344.7659 | 0.60302
| 344.8439 | 0 | 399.7379 | 0.001014 |  | 344.8439 | 0.01086 |  | 344.8439 | 0 |  | 344.8439 | 0.00225 |  | 442.9083 | -0.00076316 |  | 344.8439 | 0.035351 |  | 344.8439 | 0.58991
| 344.9219 | 0 | 399.8971 | 0.0051207 |  | 344.9219 | 0.01108 |  | 344.9219 | 0 |  | 344.9219 | 0.00538 |  | 442.9888 | 0.00076494 |  | 344.9219 | 0.031212 |  | 344.9219 | 0.57176
| 344.9999 | 0 | 400.0564 | 0.0058027 |  | 344.9999 | 0.01085 |  | 344.9999 | 0 |  | 344.9999 | 0.00162 |  | 443.0693 | -0.00080706 |  | 344.9999 | 0.0044605 |  | 344.9999 | 0.54781
| 345.078 | 0 | 400.136 | 0.0020521 |  | 345.078 | 0.01099 |  | 345.078 | 0 |  | 345.078 | 0.00636 |  | 443.1498 | 3.3926e-05 |  | 345.078 | 0.040216 |  | 345.078 | 0.55038
| 345.156 | 0 | 400.2157 | 0.0026156 |  | 345.156 | 0.01086 |  | 345.156 | 0 |  | 345.156 | 0.00317 |  | 443.2303 | 9.7635e-05 |  | 345.156 | 0.034154 |  | 345.156 | 0.5375
| 345.234 | 0 | 400.2953 | 0.0021627 |  | 345.234 | 0.01094 |  | 345.234 | 0.01 |  | 345.234 | 0.0044 |  | 443.3108 | -0.00028094 |  | 345.234 | 0.04378 |  | 345.234 | 0.52825
| 345.3121 | 0 | 400.375 | 0.0053096 |  | 345.3121 | 0.0104 |  | 345.3121 | 0 |  | 345.3121 | 0.00030817 |  | 443.3913 | -0.00044385 |  | 345.3121 | 0.032992 |  | 345.3121 | 0.52005
| 345.3901 | 0 | 400.4546 | 0.0043372 |  | 345.3901 | 0.01064 |  | 345.3901 | 0 |  | 345.3901 | 0.00533 |  | 443.4718 | -4.3186e-05 |  | 345.3901 | 0.038685 |  | 345.3901 | 0.5081
| 345.4681 | 0 | 400.5343 | 0.001691 |  | 345.4681 | 0.01057 |  | 345.4681 | 0 |  | 345.4681 | 0.00091856 |  | 443.5523 | -0.0003929 |  | 345.4681 | 0.035039 |  | 345.4681 | 0.5007
| 345.5462 | 0 | 400.6139 | 0.0036226 |  | 345.5462 | 0.01053 |  | 345.5462 | 0 |  | 345.5462 | 0.00567 |  | 443.6328 | 0.00045057 |  | 345.5462 | 0.037807 |  | 345.5462 | 0.49116
| 345.6242 | 0 | 400.6936 | 0.004967 |  | 345.6242 | 0.01023 |  | 345.6242 | 0 |  | 345.6242 | 0.00215 |  | 443.7133 | 7.7982e-05 |  | 345.6242 | 0.031495 |  | 345.6242 | 0.47316
| 345.7023 | 0 | 400.8529 | 0.0041563 |  | 345.7023 | 0.01076 |  | 345.7023 | 0 |  | 345.7023 | 0.00511 |  | 443.7939 | -0.00022254 |  | 345.7023 | 0.038949 |  | 345.7023 | 0.4701
| 345.7803 | 0 | 400.9326 | 0.0056836 |  | 345.7803 | 0.01048 |  | 345.7803 | 0 |  | 345.7803 | 0.00317 |  | 443.8744 | -0.00045708 |  | 345.7803 | 0.02943 |  | 345.7803 | 0.45848
| 345.8584 | 0 | 401.0122 | 0.0015916 |  | 345.8584 | 0.01057 |  | 345.8584 | 0 |  | 345.8584 | 0.00742 |  | 443.9549 | -1.4363e-05 |  | 345.8584 | 0.035613 |  | 345.8584 | 0.44506
| 345.9364 | 0 | 401.0919 | 0.00077402 |  | 345.9364 | 0.01019 |  | 345.9364 | 0 |  | 345.9364 | 0.00225 |  | 444.0354 | 0.0010572 |  | 345.9364 | 0.03505 |  | 345.9364 | 0.43425
| 346.0145 | 0 | 401.3309 | 0.0072068 |  | 346.0145 | 0.01057 |  | 346.0145 | 0 |  | 346.0145 | 0.00671 |  | 444.1159 | 0.00053803 |  | 346.0145 | 0.035019 |  | 346.0145 | 0.42963
| 346.0926 | 0 | 401.4105 | 0.00080751 |  | 346.0926 | 0.01038 |  | 346.0926 | 0 |  | 346.0926 | 0.00135 |  | 444.1964 | -0.00079072 |  | 346.0925 | 0.026751 |  | 346.0926 | 0.4221
| 346.1706 | 0 | 401.4902 | 0.0014249 |  | 346.1706 | 0.01068 |  | 346.1706 | 0 |  | 346.1706 | 0.00604 |  | 444.277 | 0.00031507 |  | 346.1706 | 0.035359 |  | 346.1706 | 0.41129
| 346.2487 | 0 | 401.9683 | 0.0080742 |  | 346.2487 | 0.01039 |  | 346.2487 | 0 |  | 346.2487 | 0.00379 |  | 444.3575 | 0.00012233 |  | 346.2487 | 0.034434 |  | 346.2487 | 0.39958
| 346.3268 | 0 | 402.1277 | 0.00068494 |  | 346.3268 | 0.01116 |  | 346.3268 | 0 |  | 346.3268 | 0.00338 |  | 444.438 | 6.5886e-05 |  | 346.3267 | 0.033297 |  | 346.3268 | 0.39263
| 346.4048 | 0 | 402.2073 | 0.0061627 |  | 346.4048 | 0.01107 |  | 346.4048 | 0 |  | 346.4048 | 0.00145 |  | 444.5186 | -0.00022963 |  | 346.4048 | 0.027352 |  | 346.4048 | 0.38522
| 346.4829 | 0 | 402.287 | 0.0051079 |  | 346.4829 | 0.01159 |  | 346.4829 | 0 |  | 346.4829 | 0.00343 |  | 444.5991 | 0.00041216 |  | 346.4829 | 0.028048 |  | 346.4829 | 0.37602
| 346.561 | 0 | 402.6058 | 0.0094696 |  | 346.561 | 0.01146 |  | 346.561 | 0 |  | 346.561 | 0.00183 |  | 444.6796 | -0.00043256 |  | 346.561 | 0.027015 |  | 346.561 | 0.36834
| 346.639 | 0 | 402.6855 | 0.0048067 |  | 346.639 | 0.01163 |  | 346.639 | 0 |  | 346.639 | 0.00611 |  | 444.7601 | 0.00058754 |  | 346.6391 | 0.033253 |  | 346.639 | 0.36228
| 346.7171 | 0 | 402.7652 | 0.0037594 |  | 346.7171 | 0.01126 |  | 346.7171 | 0 |  | 346.7171 | 0.00203 |  | 444.8407 | 0.00084003 |  | 346.7171 | 0.025338 |  | 346.7171 | 0.35238
| 346.7952 | 0 | 402.9246 | 0.0029262 |  | 346.7952 | 0.01161 |  | 346.7952 | 0 |  | 346.7952 | 0.0057 |  | 444.9212 | -0.00056921 |  | 346.7952 | 0.032202 |  | 346.7952 | 0.34833
| 346.8733 | 0 | 403.2435 | 0.0042061 |  | 346.8733 | 0.01119 |  | 346.8733 | 0 |  | 346.8733 | 0.00048278 |  | 445.0017 | -0.00036363 |  | 346.8733 | 0.02947 |  | 346.8733 | 0.33605
| 346.9514 | 0 | 403.4029 | 0.0014239 |  | 346.9514 | 0.01143 |  | 346.9514 | 0 |  | 346.9514 | 0.00686 |  | 445.0823 | 0.00045527 |  | 346.9514 | 0.022736 |  | 346.9514 | 0.32465
| 347.0295 | 0 | 403.4826 | 0.0030543 |  | 347.0295 | 0.01127 |  | 347.0295 | 0 |  | 347.0295 | 0.00051886 |  | 445.1628 | -0.00020636 |  | 347.0295 | 0.027261 |  | 347.0295 | 0.32633
| 347.1076 | 0 | 403.6421 | 0.0016797 |  | 347.1076 | 0.0115 |  | 347.1076 | 0 |  | 347.1076 | 0.00464 |  | 445.2433 | 0.0010813 |  | 347.1076 | 0.023039 |  | 347.1076 | 0.31568
| 347.1857 | 0 | 403.7218 | 0.004564 |  | 347.1857 | 0.01148 |  | 347.1857 | 0 |  | 347.1857 | 0.0011 |  | 445.3239 | -0.00069796 |  | 347.1857 | 0.022771 |  | 347.1857 | 0.3071
| 347.2638 | 0 | 403.8015 | 0.0019858 |  | 347.2638 | 0.01219 |  | 347.2638 | 0 |  | 347.2638 | 0.00667 |  | 445.4044 | 0.00049342 |  | 347.2638 | 0.025275 |  | 347.2638 | 0.3044
| 347.3419 | 0 | 404.1204 | 0.0034106 |  | 347.3419 | 0.01198 |  | 347.3419 | 0 |  | 347.3419 | 0.00047005 |  | 445.485 | 0.00035251 |  | 347.3419 | 0.022642 |  | 347.3419 | 0.29478
| 347.42 | 0 | 404.2002 | 0.0037928 |  | 347.42 | 0.01218 |  | 347.42 | 0 |  | 347.42 | 0.00453 |  | 445.5655 | 0.00019968 |  | 347.42 | 0.031531 |  | 347.42 | 0.29207
| 347.4981 | 0 | 404.5191 | 0.0014331 |  | 347.4981 | 0.01197 |  | 347.4981 | 0 |  | 347.4981 | 0.00229 |  | 445.6461 | -0.00065964 |  | 347.4981 | 0.01644 |  | 347.4981 | 0.28457
| 347.5762 | 0 | 404.6786 | 0.0041656 |  | 347.5762 | 0.01219 |  | 347.5762 | 0.01 |  | 347.5762 | 0.00551 |  | 445.7266 | 0.00058291 |  | 347.5762 | 0.032954 |  | 347.5762 | 0.28282
| 347.6543 | 0 | 404.7584 | 0.005262 |  | 347.6543 | 0.0118 |  | 347.6543 | 0 |  | 347.6543 | 0.00288 |  | 445.8072 | -0.00020574 |  | 347.6543 | 0.022031 |  | 347.6543 | 0.275
| 347.7324 | 0 | 404.8381 | 0.0038093 |  | 347.7324 | 0.01192 |  | 347.7325 | 0 |  | 347.7324 | 0.00481 |  | 445.8877 | -2.2907e-05 |  | 347.7324 | 0.028731 |  | 347.7325 | 0.26681
| 347.8106 | 0 | 405.0774 | 0.0020747 |  | 347.8106 | 0.01177 |  | 347.8106 | 0 |  | 347.8106 | 0.00192 |  | 445.9682 | -0.00054981 |  | 347.8106 | 0.013235 |  | 347.8106 | 0.25763
| 347.8887 | 0 | 405.1571 | 0.0012454 |  | 347.8887 | 0.01205 |  | 347.8887 | 0 |  | 347.8887 | 0.00595 |  | 446.0488 | -8.9681e-05 |  | 347.8887 | 0.028483 |  | 347.8887 | 0.25973
| 347.9668 | 0 | 405.3167 | 0.0023415 |  | 347.9668 | 0.01165 |  | 347.9668 | 0 |  | 347.9668 | 0.00306 |  | 446.1293 | -0.00041549 |  | 347.9668 | 0.020555 |  | 347.9668 | 0.25103
| 348.0449 | 0 | 405.3964 | 0.00031986 |  | 348.0449 | 0.01193 |  | 348.045 | 0 |  | 348.0449 | 0.00574 |  | 446.2099 | -0.00045756 |  | 348.0449 | 0.023192 |  | 348.045 | 0.24936
| 348.1231 | 0 | 405.4762 | 0.00089809 |  | 348.1231 | 0.01168 |  | 348.1231 | 0 |  | 348.1231 | 0.00019312 |  | 446.2905 | -0.00087676 |  | 348.1231 | 0.015177 |  | 348.1231 | 0.2444
| 348.2012 | 0 | 405.556 | 0.0051994 |  | 348.2012 | 0.01204 |  | 348.2012 | 0.01 |  | 348.2012 | 0.00571 |  | 446.371 | 1.6675e-05 |  | 348.2012 | 0.028138 |  | 348.2012 | 0.24323
| 348.2793 | 0 | 405.6357 | 0.0014904 |  | 348.2793 | 0.01142 |  | 348.2793 | 0 |  | 348.2793 | 0.00033406 |  | 446.4516 | -0.00026872 |  | 348.2793 | 0.01616 |  | 348.2793 | 0.23739
| 348.3575 | 0 | 405.7155 | 0.0062307 |  | 348.3575 | 0.0116 |  | 348.3575 | 0 |  | 348.3575 | 0.0044 |  | 446.5321 | 0.00047889 |  | 348.3575 | 0.025144 |  | 348.3575 | 0.23591
| 348.4356 | 0 | 405.875 | 0.0018103 |  | 348.4356 | 0.01113 |  | 348.4356 | 0 |  | 348.4356 | 0.00054331 |  | 446.6127 | -0.00022223 |  | 348.4356 | 0.020293 |  | 348.4356 | 0.22522
| 348.5138 | 0 | 406.1942 | 0.0039059 |  | 348.5138 | 0.01132 |  | 348.5138 | 0 |  | 348.5138 | 0.00491 |  | 446.6932 | 0.00012154 |  | 348.5138 | 0.018171 |  | 348.5138 | 0.22213
| 348.5919 | 0 | 406.5931 | 0.0041407 |  | 348.5919 | 0.01106 |  | 348.5919 | 0 |  | 348.5919 | 0.00142 |  | 446.7738 | -0.00043513 |  | 348.5919 | 0.01583 |  | 348.5919 | 0.21667
| 348.6701 | 0 | 406.7527 | 0.0096911 |  | 348.6701 | 0.01133 |  | 348.6701 | 0 |  | 348.6701 | 0.00538 |  | 446.8544 | 0.0013124 |  | 348.6701 | 0.023807 |  | 348.6701 | 0.21895
| 348.7482 | 0 | 406.8325 | 0.0038023 |  | 348.7482 | 0.01133 |  | 348.7482 | 0 |  | 348.7482 | 0.00342 |  | 446.9349 | 0.00066582 |  | 348.7482 | 0.011846 |  | 348.7482 | 0.20812
| 348.8264 | 0 | 406.9123 | 0.00080209 |  | 348.8264 | 0.01136 |  | 348.8264 | 0 |  | 348.8264 | 0.00378 |  | 447.0155 | -0.0005228 |  | 348.8264 | 0.0093303 |  | 348.8264 | 0.20559
| 348.9045 | 0 | 406.9921 | 0.0031696 |  | 348.9045 | 0.01153 |  | 348.9045 | 0 |  | 348.9045 | 0.00221 |  | 447.0961 | -0.00042922 |  | 348.9045 | 0.018055 |  | 348.9045 | 0.20571
| 348.9827 | 0 | 407.0719 | 0.0036956 |  | 348.9827 | 0.01157 |  | 348.9827 | 0 |  | 348.9827 | 0.00612 |  | 447.1766 | 0.00018577 |  | 348.9827 | 0.021254 |  | 348.9827 | 0.20224
| 349.0609 | 0 | 407.1517 | 0.0012875 |  | 349.0609 | 0.01148 |  | 349.0609 | 0 |  | 349.0609 | 0.00094899 |  | 447.2572 | -0.00014284 |  | 349.0608 | 0.020218 |  | 349.0609 | 0.19643
| 349.139 | 0 | 407.2315 | 0.00039003 |  | 349.139 | 0.01138 |  | 349.139 | 0 |  | 349.139 | 0.0035 |  | 447.3378 | -0.00067773 |  | 349.139 | 0.02531 |  | 349.139 | 0.19978
| 349.2172 | 0 | 407.4709 | 0.0011971 |  | 349.2172 | 0.01134 |  | 349.2172 | 0 |  | 349.2172 | 0.00084632 |  | 447.4184 | -0.00014161 |  | 349.2172 | 0.016921 |  | 349.2172 | 0.19334
| 349.2953 | 0 | 407.5507 | 0.0039159 |  | 349.2953 | 0.0115 |  | 349.2953 | 0 |  | 349.2953 | 0.0049 |  | 447.4989 | -0.00027866 |  | 349.2953 | 0.012629 |  | 349.2953 | 0.18609
| 349.3735 | 0 | 407.6306 | 0.0024711 |  | 349.3735 | 0.01162 |  | 349.3735 | 0 |  | 349.3735 | 0.00132 |  | 447.5795 | 3.7891e-05 |  | 349.3735 | 0.015597 |  | 349.3735 | 0.18481
| 349.4517 | 0 | 407.7104 | 0.00022407 |  | 349.4517 | 0.01167 |  | 349.4517 | 0 |  | 349.4517 | 0.00454 |  | 447.6601 | 0.0001707 |  | 349.4517 | 0.019262 |  | 349.4517 | 0.18426
| 349.5299 | 0 | 407.7902 | 0.0003443 |  | 349.5299 | 0.01159 |  | 349.5299 | 0 |  | 349.5299 | 3.8318e-05 |  | 447.7407 | -0.00035394 |  | 349.5299 | 0.013629 |  | 349.5299 | 0.18163
| 349.6081 | 0 | 407.9498 | 0.00014729 |  | 349.6081 | 0.01189 |  | 349.6081 | 0 |  | 349.6081 | 0.00413 |  | 447.8212 | 0.00057578 |  | 349.6081 | 0.019595 |  | 349.6081 | 0.18107
| 349.6862 | 0 | 408.0296 | 0.0050867 |  | 349.6862 | 0.01208 |  | 349.6862 | 0 |  | 349.6862 | 0.00562 |  | 447.9018 | -3.959e-06 |  | 349.6862 | 0.021826 |  | 349.6862 | 0.17673
| 349.7644 | 0 | 408.1893 | 0.0039308 |  | 349.7644 | 0.01195 |  | 349.7644 | 0 |  | 349.7644 | 0.00294 |  | 447.9824 | 0.0013122 |  | 349.7644 | 0.013743 |  | 349.7644 | 0.16973
| 349.8426 | 0 | 408.2691 | 0.0019197 |  | 349.8426 | 0.01218 |  | 349.8426 | 0 |  | 349.8426 | 0.004 |  | 448.063 | -0.00055893 |  | 349.8426 | 0.019086 |  | 349.8426 | 0.16841
| 349.9208 | 0 | 408.3489 | 0.0091866 |  | 349.9208 | 0.01225 |  | 349.9208 | 0 |  | 349.9208 | 0.00139 |  | 448.1436 | 0.00052127 |  | 349.9208 | 0.013563 |  | 349.9208 | 0.16651
| 349.999 | 0 | 408.5086 | 0.00045018 |  | 349.999 | 0.01217 |  | 349.999 | 0 |  | 349.999 | 0.0046 |  | 448.2242 | -0.00086234 |  | 349.999 | 0.017908 |  | 349.999 | 0.16225
| 350.0772 | 0 | 408.5884 | 0.0059708 |  | 350.0772 | 0.0121 |  | 350.0772 | 0 |  | 350.0772 | 0.0017 |  | 448.3047 | 0.0012877 |  | 350.0772 | 0.015968 |  | 350.0772 | 0.15941
| 350.1554 | 0 | 408.6683 | 0.0032812 |  | 350.1554 | 0.0119 |  | 350.1554 | 0 |  | 350.1554 | 0.00426 |  | 448.3853 | -0.00070023 |  | 350.1554 | 0.019314 |  | 350.1554 | 0.15829
| 350.2336 | 0 | 408.828 | 0.00083863 |  | 350.2336 | 0.01216 |  | 350.2336 | 0 |  | 350.2336 | 0.00334 |  | 448.4659 | 0.00050745 |  | 350.2336 | 0.010893 |  | 350.2336 | 0.15583
| 350.3118 | 0 | 408.9877 | 0.004975 |  | 350.3118 | 0.01212 |  | 350.3118 | 0 |  | 350.3118 | 0.00515 |  | 448.5465 | -0.00017049 |  | 350.3118 | 0.020051 |  | 350.3118 | 0.15492
| 350.39 | 0 | 409.1474 | 0.00040117 |  | 350.39 | 0.01225 |  | 350.39 | 0 |  | 350.39 | 0.00171 |  | 448.6271 | 4.9803e-05 |  | 350.39 | 0.0126 |  | 350.39 | 0.15156
| 350.4682 | 0 | 409.2272 | 0.0022887 |  | 350.4682 | 0.01219 |  | 350.4682 | 0 |  | 350.4682 | 0.00305 |  | 448.7077 | -0.00010811 |  | 350.4682 | 0.018419 |  | 350.4682 | 0.15111
| 350.5464 | 0 | 409.3071 | 0.0027763 |  | 350.5464 | 0.01226 |  | 350.5464 | 0 |  | 350.5464 | 0.00174 |  | 448.7883 | 0.0010776 |  | 350.5464 | 0.012408 |  | 350.5464 | 0.14756
| 350.6246 | 0 | 409.4668 | 0.0012324 |  | 350.6246 | 0.0125 |  | 350.6246 | 0 |  | 350.6246 | 0.00429 |  | 448.8689 | -0.00017804 |  | 350.6246 | 0.016839 |  | 350.6246 | 0.14836
| 350.7029 | 0 | 409.7064 | 0.00065234 |  | 350.7029 | 0.01219 |  | 350.7029 | 0 |  | 350.7029 | 0.00134 |  | 448.9495 | 0.00036993 |  | 350.7029 | 0.013416 |  | 350.7029 | 0.14553
| 350.7811 | 0 | 409.7862 | 0.0029322 |  | 350.7811 | 0.01248 |  | 350.7811 | 0 |  | 350.7811 | 0.0032 |  | 449.0301 | -0.00011243 |  | 350.7811 | 0.01404 |  | 350.7811 | 0.14212
| 350.8593 | 0 | 409.8661 | 0.0069413 |  | 350.8593 | 0.01203 |  | 350.8593 | 0 |  | 350.8593 | 0.00288 |  | 449.1107 | 0.0002128 |  | 350.8593 | 0.013089 |  | 350.8593 | 0.14267
| 350.9375 | 0 | 409.946 | 0.0012571 |  | 350.9375 | 0.01223 |  | 350.9375 | 0 |  | 350.9375 | 0.0028 |  | 449.1913 | 0.0001807 |  | 350.9375 | 0.018801 |  | 350.9375 | 0.13485
| 351.0158 | 0 | 410.1057 | 0.0030189 |  | 351.0158 | 0.0119 |  | 351.0158 | 0 |  | 351.0158 | 0.00216 |  | 449.2719 | -0.00020654 |  | 351.0158 | 0.010463 |  | 351.0158 | 0.13831
| 351.094 | 0 | 410.2654 | 0.0017767 |  | 351.094 | 0.01209 |  | 351.094 | 0 |  | 351.094 | 0.00375 |  | 449.3524 | 9.5867e-05 |  | 351.094 | 0.016636 |  | 351.094 | 0.13732
| 351.1722 | 0 | 410.3453 | 0.002312 |  | 351.1722 | 0.01169 |  | 351.1722 | 0 |  | 351.1722 | 0.00058424 |  | 449.4331 | 0.0010654 |  | 351.1722 | 0.010768 |  | 351.1722 | 0.13114
| 351.2505 | 0 | 410.5051 | 0.0099018 |  | 351.2505 | 0.01181 |  | 351.2505 | 0 |  | 351.2505 | 0.00405 |  | 449.5137 | -0.00038367 |  | 351.2505 | 0.018825 |  | 351.2505 | 0.13186
| 351.3287 | 0 | 410.5849 | 0.004814 |  | 351.3287 | 0.01145 |  | 351.3287 | 0 |  | 351.3287 | 0.00131 |  | 449.5943 | -0.00011529 |  | 351.3287 | 0.0080725 |  | 351.3287 | 0.12793
| 351.4069 | 0 | 410.6648 | 0.0015643 |  | 351.4069 | 0.01184 |  | 351.407 | 0 |  | 351.4069 | 0.00459 |  | 449.6749 | -0.00070536 |  | 351.4069 | 0.020393 |  | 351.407 | 0.12916
| 351.4852 | 0 | 410.8246 | 0.0075144 |  | 351.4852 | 0.01175 |  | 351.4852 | 0 |  | 351.4852 | 0.00238 |  | 449.7555 | 0.00028675 |  | 351.4852 | 0.010224 |  | 351.4852 | 0.12567
| 351.5634 | 0 | 411.1441 | 0.006113 |  | 351.5634 | 0.01188 |  | 351.5634 | 0 |  | 351.5634 | 0.00478 |  | 449.8361 | -0.00056618 |  | 351.5634 | 0.01431 |  | 351.5634 | 0.12495
| 351.6417 | 0 | 411.4637 | 0.0051001 |  | 351.6417 | 0.01158 |  | 351.6417 | 0 |  | 351.6417 | 0.00163 |  | 449.9167 | 0.00041252 |  | 351.6417 | 0.0084155 |  | 351.6417 | 0.12022
| 351.7199 | 0 | 411.5436 | 0.0007305 |  | 351.7199 | 0.01194 |  | 351.7199 | 0 |  | 351.7199 | 0.00199 |  | 449.9973 | -0.00039806 |  | 351.7199 | 0.014209 |  | 351.7199 | 0.1227
| 351.7982 | 0 | 411.6235 | 0.0015087 |  | 351.7982 | 0.01146 |  | 351.7982 | 0 |  | 351.7982 | 0.00079089 |  | 450.0779 | 0.00025594 |  | 351.7982 | 0.0077271 |  | 351.7982 | 0.11901
| 351.8764 | 0 | 411.7035 | 0.0020798 |  | 351.8764 | 0.01167 |  | 351.8764 | 0 |  | 351.8764 | 0.00369 |  | 450.1585 | -0.00033876 |  | 351.8764 | 0.014045 |  | 351.8764 | 0.11576
| 351.9547 | 0 | 411.7834 | 0.0028292 |  | 351.9547 | 0.01145 |  | 351.9547 | 0 |  | 351.9547 | 0.0028 |  | 450.2392 | 0.00054525 |  | 351.9547 | 0.0080992 |  | 351.9547 | 0.11241
| 352.033 | 0 | 411.8633 | 0.0010322 |  | 352.033 | 0.01178 |  | 352.033 | 0 |  | 352.033 | 0.00332 |  | 450.3198 | -0.00046781 |  | 352.033 | 0.013838 |  | 352.033 | 0.11347
| 352.1112 | 0 | 411.9432 | 0.0029469 |  | 352.1112 | 0.01174 |  | 352.1112 | 0 |  | 352.1112 | 0.00119 |  | 450.4004 | 4.7465e-05 |  | 352.1112 | 0.0087722 |  | 352.1112 | 0.11112
| 352.1895 | 0 | 412.0231 | 5.8317e-05 |  | 352.1895 | 0.01187 |  | 352.1895 | 0 |  | 352.1895 | 0.00373 |  | 450.481 | 0.00029024 |  | 352.1895 | 0.011652 |  | 352.1895 | 0.11345
| 352.2678 | 0 | 412.103 | 0.00080034 |  | 352.2678 | 0.01179 |  | 352.2678 | 0 |  | 352.2678 | 0.00148 |  | 450.5616 | 0.00043394 |  | 352.2678 | 0.0048236 |  | 352.2678 | 0.10699
| 352.346 | 0 | 412.3427 | 0.0024383 |  | 352.346 | 0.01198 |  | 352.346 | 0 |  | 352.346 | 0.00469 |  | 450.6422 | -0.0001078 |  | 352.346 | 0.014285 |  | 352.346 | 0.10974
| 352.4243 | 0 | 412.5026 | 0.0033914 |  | 352.4243 | 0.01165 |  | 352.4243 | 0 |  | 352.4243 | 0.00111 |  | 450.7229 | 0.00045613 |  | 352.4243 | 0.011059 |  | 352.4243 | 0.10652
| 352.5026 | 0 | 412.7424 | 0.0040131 |  | 352.5026 | 0.01183 |  | 352.5026 | 0 |  | 352.5026 | 0.00304 |  | 450.8035 | -0.00075395 |  | 352.5026 | 0.013054 |  | 352.5026 | 0.10575
| 352.5809 | 0 | 413.0621 | 0.0006663 |  | 352.5809 | 0.01142 |  | 352.5809 | 0 |  | 352.5809 | 0.00218 |  | 450.8841 | 0.00031603 |  | 352.5809 | 0.0088875 |  | 352.5809 | 0.10369
| 352.6592 | 0 | 413.142 | 0.0063104 |  | 352.6592 | 0.01179 |  | 352.6591 | 0 |  | 352.6592 | 0.0036 |  | 450.9648 | -5.7406e-05 |  | 352.6592 | 0.015328 |  | 352.6591 | 0.10489
| 352.7375 | 0 | 413.222 | 0.0045152 |  | 352.7375 | 0.01165 |  | 352.7375 | 0 |  | 352.7375 | 0.00031782 |  | 451.0454 | -6.6668e-05 |  | 352.7374 | 0.0089033 |  | 352.7375 | 0.1004
| 352.8157 | 0 | 413.3019 | 0.00213 |  | 352.8157 | 0.01199 |  | 352.8157 | 0 |  | 352.8157 | 0.00544 |  | 451.126 | -0.00064584 |  | 352.8157 | 0.013664 |  | 352.8157 | 0.10318
| 352.894 | 0 | 413.3819 | 0.00068878 |  | 352.894 | 0.01173 |  | 352.894 | 0 |  | 352.894 | 0.00155 |  | 451.2066 | 0.00012375 |  | 352.894 | 0.0065755 |  | 352.894 | 0.099341
| 352.9723 | 0 | 413.4618 | 0.0031719 |  | 352.9723 | 0.01197 |  | 352.9723 | 0 |  | 352.9723 | 0.00371 |  | 451.2873 | -0.00050672 |  | 352.9723 | 0.014345 |  | 352.9723 | 0.098524
| 353.0506 | 0 | 413.5417 | 0.00015459 |  | 353.0506 | 0.01186 |  | 353.0506 | 0 |  | 353.0506 | 0.00044605 |  | 451.3679 | -8.1944e-07 |  | 353.0506 | 0.0057327 |  | 353.0506 | 0.096026
| 353.1289 | 0 | 413.6217 | 0.002263 |  | 353.1289 | 0.01216 |  | 353.1289 | 0.01 |  | 353.1289 | 0.00327 |  | 451.4485 | 0.00025629 |  | 353.1289 | 0.017496 |  | 353.1289 | 0.099256
| 353.2072 | 0 | 413.7017 | 0.0003939 |  | 353.2072 | 0.01191 |  | 353.2072 | 0 |  | 353.2072 | 0.00083192 |  | 451.5292 | 5.5511e-05 |  | 353.2072 | 0.0083336 |  | 353.2072 | 0.09345
| 353.2855 | 0 | 413.8615 | 0.0032694 |  | 353.2855 | 0.01211 |  | 353.2855 | 0 |  | 353.2855 | 0.00426 |  | 451.6098 | -3.0722e-05 |  | 353.2855 | 0.0087773 |  | 353.2855 | 0.094609
| 353.3638 | 0 | 413.9415 | 0.0027391 |  | 353.3638 | 0.01185 |  | 353.3638 | 0 |  | 353.3638 | 0.00154 |  | 451.6904 | -0.00055002 |  | 353.3638 | 0.001366 |  | 353.3638 | 0.089171
| 353.4421 | 0 | 414.0215 | 0.0068188 |  | 353.4421 | 0.012 |  | 353.4421 | 0 |  | 353.4421 | 0.00221 |  | 451.7711 | 5.1362e-05 |  | 353.4421 | 0.01211 |  | 353.4421 | 0.090952
| 353.5204 | 0 | 414.1014 | 0.0018863 |  | 353.5204 | 0.01163 |  | 353.5204 | 0 |  | 353.5204 | 0.000609 |  | 451.8517 | -0.00084666 |  | 353.5204 | 0.0065425 |  | 353.5204 | 0.088537
| 353.5987 | 0 | 414.2613 | 0.0056933 |  | 353.5988 | 0.01178 |  | 353.5988 | 0 |  | 353.5988 | 0.00463 |  | 451.9323 | 0.00021588 |  | 353.5988 | 0.01031 |  | 353.5988 | 0.088118
| 353.6771 | 0 | 414.3413 | 0.020934 |  | 353.6771 | 0.01151 |  | 353.6771 | 0 |  | 353.6771 | 0.00086054 |  | 452.013 | 0.00012486 |  | 353.6771 | 0.0087083 |  | 353.6771 | 0.08623
| 353.7554 | 0 | 414.4213 | 0.0029533 |  | 353.7554 | 0.01187 |  | 353.7554 | 0 |  | 353.7554 | 0.00435 |  | 452.0936 | 8.4776e-06 |  | 353.7554 | 0.0070561 |  | 353.7554 | 0.084743
| 353.8337 | 0 | 414.5012 | 0.0038538 |  | 353.8337 | 0.01168 |  | 353.8337 | 0 |  | 353.8337 | 0.00207 |  | 452.1743 | -0.00060106 |  | 353.8337 | -0.00024721 |  | 353.8337 | 0.080194
| 353.9121 | 0 | 414.6612 | 0.0065568 |  | 353.912 | 0.01187 |  | 353.912 | 0 |  | 353.912 | 0.00298 |  | 452.2549 | 0.00040429 |  | 353.912 | 0.0053638 |  | 353.912 | 0.083509
| 353.9904 | 0 | 414.7411 | 0.0029663 |  | 353.9904 | 0.01168 |  | 353.9904 | 0 |  | 353.9904 | 0.0018 |  | 452.3356 | -9.227e-05 |  | 353.9904 | 0.0057974 |  | 353.9904 | 0.083581
| 354.0687 | 0 | 414.8211 | 0.0010085 |  | 354.0687 | 0.01182 |  | 354.0687 | 0 |  | 354.0687 | 0.00357 |  | 452.4162 | 0.00019749 |  | 354.0687 | 0.0066083 |  | 354.0687 | 0.076037
| 354.147 | 0 | 414.9011 | 0.0042922 |  | 354.147 | 0.01152 |  | 354.147 | 0 |  | 354.147 | 0.00144 |  | 452.4969 | -0.00024037 |  | 354.147 | 0.0071588 |  | 354.147 | 0.077562
| 354.2254 | 0 | 414.981 | 0.00098076 |  | 354.2254 | 0.01169 |  | 354.2254 | 0 |  | 354.2254 | 0.00255 |  | 452.5775 | 0.00017992 |  | 354.2254 | 0.0086592 |  | 354.2254 | 0.077482
| 354.3037 | 0 | 415.301 | 0.0033329 |  | 354.3037 | 0.01135 |  | 354.3037 | 0 |  | 354.3037 | 0.00091799 |  | 452.6582 | -0.00029523 |  | 354.3037 | 0.0044257 |  | 354.3037 | 0.077744
| 354.382 | 0 | 415.4609 | 0.00061274 |  | 354.382 | 0.01183 |  | 354.382 | 0 |  | 354.382 | 0.0031 |  | 452.7388 | 0.00016679 |  | 354.382 | 0.010531 |  | 354.382 | 0.076074
| 354.4604 | 0 | 415.6209 | 0.0030172 |  | 354.4604 | 0.01144 |  | 354.4604 | 0 |  | 354.4604 | 0.00077946 |  | 452.8195 | -0.00057267 |  | 354.4604 | 0.0057742 |  | 354.4604 | 0.078083
| 354.5387 | 0 | 415.8609 | 0.001804 |  | 354.5387 | 0.0116 |  | 354.5387 | 0 |  | 354.5387 | 0.00399 |  | 452.9001 | -0.00015439 |  | 354.5387 | 0.013798 |  | 354.5387 | 0.078963
| 354.6171 | 0 | 416.0209 | 0.0049293 |  | 354.6171 | 0.01136 |  | 354.6171 | 0 |  | 354.6171 | 0.00219 |  | 452.9808 | 0.00030724 |  | 354.6171 | 0.0033996 |  | 354.6171 | 0.074316
| 354.6954 | 0 | 416.1009 | 0.0011028 |  | 354.6954 | 0.01162 |  | 354.6954 | 0 |  | 354.6954 | 0.00307 |  | 453.0614 | 0.0011521 |  | 354.6954 | 0.012858 |  | 354.6954 | 0.0768
| 354.7738 | 0 | 416.1809 | 0.00073095 |  | 354.7738 | 0.01151 |  | 354.7738 | 0 |  | 354.7738 | 0.00074828 |  | 453.1421 | 0.00023988 |  | 354.7738 | 0.0073038 |  | 354.7738 | 0.074327
| 354.8521 | 0 | 416.2609 | 0.0027138 |  | 354.8521 | 0.01171 |  | 354.8521 | 0 |  | 354.8521 | 0.00281 |  | 453.2227 | -0.00020218 |  | 354.8521 | 0.010581 |  | 354.8521 | 0.072235
| 354.9305 | 0 | 416.4209 | 0.0051356 |  | 354.9305 | 0.01149 |  | 354.9305 | 0 |  | 354.9305 | 0.00095715 |  | 453.3034 | 0.00017737 |  | 354.9305 | 0.0077691 |  | 354.9305 | 0.072925
| 355.0088 | 0 | 416.5809 | 0.0014654 |  | 355.0088 | 0.01177 |  | 355.0089 | 0 |  | 355.0088 | 0.00287 |  | 453.3841 | 0.0020256 |  | 355.0089 | 0.0098823 |  | 355.0089 | 0.070461
| 355.0872 | 0 | 416.981 | 0.00084659 |  | 355.0872 | 0.01148 |  | 355.0872 | 0 |  | 355.0872 | 0.00044373 |  | 453.4648 | -0.00030299 |  | 355.0872 | 0.005748 |  | 355.0872 | 0.070848
| 355.1656 | 0 | 417.061 | 0.0014567 |  | 355.1656 | 0.01159 |  | 355.1656 | 0 |  | 355.1656 | 0.00481 |  | 453.5454 | 0.00023947 |  | 355.1656 | 0.0088701 |  | 355.1656 | 0.071283
| 355.244 | 0 | 417.1411 | 0.00099128 |  | 355.2439 | 0.01139 |  | 355.244 | 0 |  | 355.2439 | 0.00145 |  | 453.6261 | -0.0001483 |  | 355.244 | 0.0043352 |  | 355.244 | 0.069742
| 355.3223 | 0 | 417.3811 | 0.003125 |  | 355.3223 | 0.01157 |  | 355.3223 | 0 |  | 355.3223 | 0.00396 |  | 453.7067 | 0.0011252 |  | 355.3223 | 0.012159 |  | 355.3223 | 0.071211
| 355.4007 | 0 | 417.4612 | 0.0016194 |  | 355.4007 | 0.01126 |  | 355.4007 | 0 |  | 355.4007 | 0.00108 |  | 453.7874 | -7.9516e-05 |  | 355.4007 | 0.0028618 |  | 355.4007 | 0.067705
| 355.4791 | 0 | 417.5412 | 0.0036366 |  | 355.4791 | 0.01158 |  | 355.4791 | 0 |  | 355.4791 | 0.00252 |  | 453.8681 | 0.00025914 |  | 355.4791 | 0.011223 |  | 355.4791 | 0.068051
| 355.5574 | 0 | 417.6212 | 0.002676 |  | 355.5575 | 0.01145 |  | 355.5574 | 0 |  | 355.5575 | 0.00115 |  | 453.9487 | -0.00070606 |  | 355.5574 | 0.0050866 |  | 355.5574 | 0.066404
| 355.6358 | 0 | 417.7813 | 0.0017306 |  | 355.6358 | 0.01176 |  | 355.6358 | 0 |  | 355.6358 | 0.00333 |  | 454.0294 | -0.00062015 |  | 355.6358 | 0.0091631 |  | 355.6358 | 0.065151
| 355.7142 | 0 | 417.8613 | 0.0011724 |  | 355.7142 | 0.01156 |  | 355.7142 | 0 |  | 355.7142 | 0.00059707 |  | 454.1101 | -0.00012315 |  | 355.7142 | 0.0062752 |  | 355.7142 | 0.065727
| 355.7926 | 0 | 418.0214 | 0.0081759 |  | 355.7926 | 0.01176 |  | 355.7926 | 0.01 |  | 355.7926 | 0.00282 |  | 454.1908 | -6.5611e-05 |  | 355.7926 | 0.009053 |  | 355.7926 | 0.066067
| 355.871 | 0 | 418.1815 | 0.0054268 |  | 355.871 | 0.01159 |  | 355.871 | 0 |  | 355.871 | 0.00107 |  | 454.2714 | -0.00032711 |  | 355.871 | 0.0040078 |  | 355.871 | 0.064334
| 355.9494 | 0 | 418.6618 | 0.0015648 |  | 355.9494 | 0.01181 |  | 355.9494 | 0 |  | 355.9494 | 0.00304 |  | 454.3521 | 0.0015075 |  | 355.9494 | 0.0078059 |  | 355.9494 | 0.061498
| 356.0278 | 0 | 418.7418 | 0.0011689 |  | 356.0278 | 0.01158 |  | 356.0278 | 0 |  | 356.0278 | 0.00172 |  | 454.4328 | -0.00062239 |  | 356.0278 | 0.0061787 |  | 356.0278 | 0.063926
| 356.1062 | 0 | 418.8219 | 0.0073963 |  | 356.1062 | 0.01189 |  | 356.1062 | 0 |  | 356.1062 | 0.00323 |  | 454.5135 | 0.00024993 |  | 356.1062 | 0.0096956 |  | 356.1062 | 0.061523
| 356.1846 | 0 | 418.9019 | 0.0026664 |  | 356.1846 | 0.01153 |  | 356.1846 | 0 |  | 356.1846 | 0.00038719 |  | 454.5941 | -0.00013326 |  | 356.1846 | 0.0061338 |  | 356.1846 | 0.059514
| 356.263 | 0 | 418.982 | 0.0034967 |  | 356.263 | 0.01181 |  | 356.263 | 0 |  | 356.263 | 0.00245 |  | 454.6748 | 0.00083844 |  | 356.263 | 0.0048134 |  | 356.263 | 0.057547
| 356.3414 | 0 | 419.0621 | 0.0014679 |  | 356.3414 | 0.01148 |  | 356.3414 | 0 |  | 356.3414 | 0.00079418 |  | 454.7555 | 0.00021672 |  | 356.3414 | 0.0057215 |  | 356.3414 | 0.05607
| 356.4198 | 0 | 419.1422 | 0.0086579 |  | 356.4198 | 0.01174 |  | 356.4198 | 0 |  | 356.4198 | 0.00427 |  | 454.8362 | 0.00018162 |  | 356.4198 | 0.01032 |  | 356.4198 | 0.059624
| 356.4982 | 0 | 419.3823 | 0.0028127 |  | 356.4982 | 0.01155 |  | 356.4982 | 0 |  | 356.4982 | 0.00056851 |  | 454.9169 | -0.00052414 |  | 356.4982 | 0.0053726 |  | 356.4982 | 0.057373
| 356.5766 | 0 | 419.4624 | 0.0033998 |  | 356.5766 | 0.01163 |  | 356.5766 | 0 |  | 356.5766 | 0.00324 |  | 454.9976 | 0.0006707 |  | 356.5766 | 0.01138 |  | 356.5766 | 0.058412
| 356.655 | 0 | 419.5425 | 0.00020535 |  | 356.655 | 0.01126 |  | 356.655 | 0 |  | 356.655 | 0.00020266 |  | 455.0782 | -0.00037526 |  | 356.655 | 0.0042842 |  | 356.655 | 0.057068
| 356.7334 | 0 | 419.7026 | 0.0022917 |  | 356.7334 | 0.01139 |  | 356.7334 | 0 |  | 356.7334 | 0.00163 |  | 455.1589 | 0.00016268 |  | 356.7334 | 0.012813 |  | 356.7334 | 0.05941
| 356.8119 | 0 | 419.7827 | 0.0050896 |  | 356.8118 | 0.01124 |  | 356.8119 | 0 |  | 356.8118 | 0.00168 |  | 455.2396 | 0.00039166 |  | 356.8118 | 0.0041391 |  | 356.8119 | 0.055382
| 356.8903 | 0 | 419.8628 | 6.3395e-05 |  | 356.8903 | 0.01136 |  | 356.8903 | 0 |  | 356.8903 | 0.00445 |  | 455.3203 | 0.00038243 |  | 356.8903 | 0.010879 |  | 356.8903 | 0.053812
| 356.9687 | 0 | 419.9429 | 0.003849 |  | 356.9687 | 0.01098 |  | 356.9687 | 0 |  | 356.9687 | 0.00201 |  | 455.401 | -0.00017513 |  | 356.9687 | 0.0056602 |  | 356.9687 | 0.053935
| 357.0471 | 0 | 420.0229 | 0.0030311 |  | 357.0471 | 0.01124 |  | 357.0471 | 0 |  | 357.0471 | 0.00354 |  | 455.4817 | -0.00022828 |  | 357.0471 | 0.0090313 |  | 357.0471 | 0.055968
| 357.1255 | 0 | 420.103 | 0.010992 |  | 357.1255 | 0.01097 |  | 357.1255 | 0 |  | 357.1255 | 0.00279 |  | 455.5624 | -0.00015919 |  | 357.1256 | 0.0014156 |  | 357.1255 | 0.049646
| 357.204 | 0 | 420.3433 | 0.00019088 |  | 357.204 | 0.01136 |  | 357.204 | 0 |  | 357.204 | 0.00115 |  | 455.6431 | 0.000848 |  | 357.204 | 0.010267 |  | 357.204 | 0.053849
| 357.2824 | 0 | 420.4234 | 0.0061848 |  | 357.2824 | 0.01117 |  | 357.2824 | 0 |  | 357.2824 | 0.0014 |  | 455.7238 | -0.00049023 |  | 357.2824 | 0.0038689 |  | 357.2824 | 0.051178
| 357.3608 | 0 | 420.5836 | 0.0018811 |  | 357.3609 | 0.01134 |  | 357.3608 | 0 |  | 357.3609 | 0.00347 |  | 455.8044 | 0.00059873 |  | 357.3609 | 0.0066181 |  | 357.3608 | 0.053042
| 357.4393 | 0 | 420.7437 | 0.0026256 |  | 357.4393 | 0.01118 |  | 357.4393 | 0 |  | 357.4393 | 0.00108 |  | 455.8852 | 0.00033496 |  | 357.4393 | 0.003581 |  | 357.4393 | 0.051226
| 357.5177 | 0 | 420.8239 | 0.00057967 |  | 357.5177 | 0.01139 |  | 357.5177 | 0 |  | 357.5177 | 0.00365 |  | 455.9659 | 0.00044259 |  | 357.5177 | 0.010392 |  | 357.5177 | 0.050477
| 357.5962 | 0 | 420.9039 | 0.0023293 |  | 357.5962 | 0.01103 |  | 357.5962 | 0 |  | 357.5962 | 0.00212 |  | 456.0465 | -0.0005826 |  | 357.5962 | 0.0016311 |  | 357.5962 | 0.048659
| 357.6746 | 0 | 420.984 | 0.0017202 |  | 357.6746 | 0.01128 |  | 357.6746 | 0 |  | 357.6746 | 0.00379 |  | 456.1273 | 0.00021512 |  | 357.6746 | 0.0096093 |  | 357.6746 | 0.050653
| 357.7531 | 0 | 421.0641 | 0.0017467 |  | 357.7531 | 0.01096 |  | 357.7531 | 0 |  | 357.7531 | 0.00329 |  | 456.2079 | 0.00023771 |  | 357.7531 | 0.0021229 |  | 357.7531 | 0.049405
| 357.8315 | 0 | 421.2244 | 0.0015167 |  | 357.8315 | 0.0113 |  | 357.8315 | 0 |  | 357.8315 | 0.00441 |  | 456.2887 | 0.00054725 |  | 357.8315 | 0.008652 |  | 357.8315 | 0.048066
| 357.91 | 0 | 421.3846 | 0.0067374 |  | 357.91 | 0.01102 |  | 357.91 | 0 |  | 357.91 | 0.00121 |  | 456.3694 | -0.0012956 |  | 357.91 | 0.0053919 |  | 357.91 | 0.046715
| 357.9884 | 0 | 421.4647 | 0.00043889 |  | 357.9884 | 0.01122 |  | 357.9884 | 0 |  | 357.9884 | 0.00367 |  | 456.4501 | 0.00043275 |  | 357.9884 | 0.0064705 |  | 357.9884 | 0.04766
| 358.0669 | 0 | 421.5448 | 0.0067778 |  | 358.0669 | 0.01097 |  | 358.0669 | 0 |  | 358.0669 | 0.003 |  | 456.5308 | 0.00029201 |  | 358.0669 | 0.0039283 |  | 358.0669 | 0.045873
| 358.1454 | 0 | 421.7851 | 0.0017412 |  | 358.1454 | 0.01132 |  | 358.1454 | 0 |  | 358.1454 | 0.0033 |  | 456.6115 | 0.00055198 |  | 358.1454 | 0.0049085 |  | 358.1454 | 0.043983
| 358.2238 | 0 | 421.8653 | 0.0057328 |  | 358.2238 | 0.01119 |  | 358.2238 | 0 |  | 358.2238 | 0.00148 |  | 456.6922 | -0.00030174 |  | 358.2238 | 0.0048623 |  | 358.2238 | 0.045825
| 358.3023 | 0 | 422.0255 | 0.00024093 |  | 358.3023 | 0.0115 |  | 358.3023 | 0 |  | 358.3023 | 0.00296 |  | 456.7729 | -0.00020666 |  | 358.3023 | 0.010353 |  | 358.3023 | 0.045054
| 358.3808 | 0 | 422.1858 | 0.0048288 |  | 358.3808 | 0.01136 |  | 358.3808 | 0 |  | 358.3808 | 0.00117 |  | 456.8536 | 0.00031997 |  | 358.3808 | 0.0042464 |  | 358.3808 | 0.046246
| 358.4592 | 0 | 422.346 | 0.0055773 |  | 358.4592 | 0.01163 |  | 358.4592 | 0 |  | 358.4592 | 0.00454 |  | 456.9343 | 0.00067802 |  | 358.4592 | 0.010426 |  | 358.4592 | 0.045196
| 358.5377 | 0 | 422.4261 | 0.0019116 |  | 358.5377 | 0.0114 |  | 358.5377 | 0 |  | 358.5377 | 0.00117 |  | 457.015 | -0.0005162 |  | 358.5377 | 0.00074684 |  | 358.5377 | 0.042724
| 358.6162 | 0 | 422.5063 | 0.00083049 |  | 358.6162 | 0.01169 |  | 358.6162 | 0 |  | 358.6162 | 0.00287 |  | 457.0957 | 0.00087579 |  | 358.6162 | 0.0075844 |  | 358.6162 | 0.044972
| 358.6947 | 0 | 422.5864 | 0.0033551 |  | 358.6947 | 0.01146 |  | 358.6947 | 0 |  | 358.6947 | 0.00233 |  | 457.1765 | 0.00013988 |  | 358.6947 | 0.0032728 |  | 358.6947 | 0.043137
| 358.7732 | 0 | 422.6665 | 0.0017731 |  | 358.7731 | 0.01162 |  | 358.7732 | 0 |  | 358.7731 | 0.00414 |  | 457.2572 | 0.0005143 |  | 358.7731 | 0.0066821 |  | 358.7732 | 0.044489
| 358.8516 | 0 | 422.8268 | 0.0053367 |  | 358.8516 | 0.01147 |  | 358.8516 | 0 |  | 358.8516 | 0.00256 |  | 457.3379 | -0.00031361 |  | 358.8516 | 0.0016646 |  | 358.8516 | 0.041765
| 358.9301 | 0 | 422.907 | 0.00050108 |  | 358.9301 | 0.01181 |  | 358.9301 | 0 |  | 358.9301 | 0.00254 |  | 457.4186 | -0.00020172 |  | 358.9301 | 0.0046047 |  | 358.9301 | 0.038945
| 359.0086 | 0 | 423.1474 | 0.0029669 |  | 359.0086 | 0.01154 |  | 359.0086 | 0 |  | 359.0086 | 0.00074809 |  | 457.4993 | -0.0011227 |  | 359.0086 | 0.0041988 |  | 359.0086 | 0.03995
| 359.0871 | 0 | 423.2275 | 0.0043844 |  | 359.0871 | 0.01192 |  | 359.0871 | 0 |  | 359.0871 | 0.00283 |  | 457.58 | 0.00068574 |  | 359.0871 | 0.0090934 |  | 359.0871 | 0.04319
| 359.1656 | 0 | 423.3076 | 0.00081841 |  | 359.1656 | 0.01146 |  | 359.1656 | 0 |  | 359.1656 | 0.00152 |  | 457.6608 | -0.00010734 |  | 359.1656 | 0.0050097 |  | 359.1656 | 0.040317
| 359.2441 | 0 | 423.6283 | 0.0055115 |  | 359.2441 | 0.01187 |  | 359.2441 | 0 |  | 359.2441 | 0.00245 |  | 457.7415 | -0.00035436 |  | 359.2441 | 0.0081388 |  | 359.2441 | 0.040195
| 359.3226 | 0 | 423.7886 | 0.0018305 |  | 359.3226 | 0.01167 |  | 359.3226 | 0 |  | 359.3226 | 0.00134 |  | 457.8222 | -0.00041281 |  | 359.3226 | 0.0031424 |  | 359.3226 | 0.03885
| 359.4011 | 0 | 423.9489 | 0.00061028 |  | 359.4011 | 0.01174 |  | 359.4011 | 0 |  | 359.4011 | 0.00411 |  | 457.903 | 0.0001771 |  | 359.4011 | 0.0045724 |  | 359.4011 | 0.039525
| 359.4796 | 0 | 424.1092 | 0.0010778 |  | 359.4796 | 0.01147 |  | 359.4796 | 0 |  | 359.4796 | 0.00245 |  | 457.9837 | -0.00078022 |  | 359.4796 | 0.0035056 |  | 359.4796 | 0.035988
| 359.5581 | 0 | 424.2696 | 0.0037745 |  | 359.5581 | 0.01184 |  | 359.5581 | 0 |  | 359.5581 | 0.00139 |  | 458.0644 | 0.00017501 |  | 359.5581 | 0.0070031 |  | 359.5581 | 0.036818
| 359.6366 | 0 | 424.3497 | 0.00086471 |  | 359.6366 | 0.01139 |  | 359.6366 | 0 |  | 359.6366 | 0.00049515 |  | 458.1451 | -0.00069939 |  | 359.6366 | 0.0058949 |  | 359.6366 | 0.037085
| 359.7151 | 0 | 424.5902 | 0.0045981 |  | 359.7151 | 0.0115 |  | 359.7151 | 0 |  | 359.7151 | 0.0055 |  | 458.2259 | 0.0007452 |  | 359.7151 | 0.0072707 |  | 359.7151 | 0.035801
| 359.7936 | 0 | 424.9109 | 0.00097874 |  | 359.7937 | 0.01106 |  | 359.7936 | 0 |  | 359.7937 | 0.00126 |  | 458.3066 | -0.00064124 |  | 359.7936 | -0.0021448 |  | 359.7936 | 0.035705
| 359.8722 | 0 | 424.9911 | 0.00074386 |  | 359.8722 | 0.01137 |  | 359.8722 | 0 |  | 359.8722 | 0.00524 |  | 458.3873 | -2.6173e-05 |  | 359.8722 | 0.010193 |  | 359.8722 | 0.035989
| 359.9507 | 0 | 425.2317 | 0.0087803 |  | 359.9507 | 0.01115 |  | 359.9507 | 0 |  | 359.9507 | 0.00322 |  | 458.468 | -0.00016812 |  | 359.9507 | 0.0061686 |  | 359.9507 | 0.036576
| 360.0292 | 0 | 425.3921 | 0.0010177 |  | 360.0292 | 0.01142 |  | 360.0292 | 0 |  | 360.0292 | 0.00477 |  | 458.5488 | 0.00048948 |  | 360.0292 | 0.0090373 |  | 360.0292 | 0.035764
| 360.1077 | 0 | 425.5524 | 0.0055837 |  | 360.1077 | 0.01096 |  | 360.1077 | 0 |  | 360.1077 | 0.00274 |  | 458.6295 | -4.5402e-06 |  | 360.1077 | 0.0067178 |  | 360.1077 | 0.032298
| 360.1862 | 0 | 425.793 | 0.0017135 |  | 360.1863 | 0.01103 |  | 360.1862 | 0 |  | 360.1863 | 0.00423 |  | 458.7102 | 0.00039679 |  | 360.1863 | 0.0052115 |  | 360.1862 | 0.034689
| 360.2648 | 0 | 425.8732 | 0.0057641 |  | 360.2648 | 0.01074 |  | 360.2648 | 0 |  | 360.2648 | 0.00396 |  | 458.791 | -0.002285 |  | 360.2648 | 0.0023748 |  | 360.2648 | 0.032839
| 360.3433 | 0 | 425.9534 | 0.0028116 |  | 360.3433 | 0.011 |  | 360.3433 | 0 |  | 360.3433 | 0.00221 |  | 458.8717 | -0.001722 |  | 360.3433 | 0.0088071 |  | 360.3433 | 0.034834
| 360.4218 | 0 | 426.194 | 0.0043996 |  | 360.4219 | 0.01075 |  | 360.4218 | 0 |  | 360.4219 | 0.00065123 |  | 458.9525 | -0.0023096 |  | 360.4219 | -1.6422e-05 |  | 360.4218 | 0.032525
| 360.5004 | 0 | 426.2742 | 0.0042762 |  | 360.5004 | 0.01098 |  | 360.5004 | 0.01 |  | 360.5004 | 0.00455 |  | 459.0332 | -0.0016876 |  | 360.5004 | 0.0080326 |  | 360.5004 | 0.033889
| 360.5789 | 0 | 426.3544 | 0.0021828 |  | 360.5789 | 0.01098 |  | 360.5789 | 0 |  | 360.5789 | 0.00286 |  | 459.114 | -0.0023468 |  | 360.5789 | 0.0011981 |  | 360.5789 | 0.029786
| 360.6575 | 0 | 426.5148 | 0.00050948 |  | 360.6575 | 0.01127 |  | 360.6575 | 0 |  | 360.6575 | 0.00247 |  | 459.1947 | -0.001719 |  | 360.6575 | 0.0094906 |  | 360.6575 | 0.033357
| 360.736 | 0 | 426.5951 | 0.00062524 |  | 360.736 | 0.01116 |  | 360.736 | 0 |  | 360.736 | 0.00275 |  |  |  |  | 360.736 | 0.0048719 |  | 360.736 | 0.03042
| 360.8146 | 0 | 426.6753 | 0.00078706 |  | 360.8146 | 0.01164 |  | 360.8146 | 0 |  | 360.8146 | 0.00453 |  |  |  |  | 360.8146 | 0.0093357 |  | 360.8146 | 0.031906
| 360.8931 | 0 | 426.8357 | 0.00030345 |  | 360.8931 | 0.01122 |  | 360.8931 | 0 |  | 360.8931 | 0.00418 |  |  |  |  | 360.8931 | 0.0037887 |  | 360.8931 | 0.030137
| 360.9717 | 0 | 426.9961 | 0.0030377 |  | 360.9717 | 0.01164 |  | 360.9717 | 0 |  | 360.9717 | 0.00372 |  |  |  |  | 360.9717 | 0.0095342 |  | 360.9717 | 0.031765
| 361.0502 | 0 | 427.2368 | 0.00011291 |  | 361.0502 | 0.01122 |  | 361.0502 | 0 |  | 361.0502 | 0.00339 |  |  |  |  | 361.0502 | 0.0025539 |  | 361.0502 | 0.027799
| 361.1288 | 0 | 427.317 | 0.0019121 |  | 361.1288 | 0.01161 |  | 361.1288 | 0 |  | 361.1288 | 0.0062 |  |  |  |  | 361.1288 | 0.0053601 |  | 361.1288 | 0.029281
| 361.2073 | 0 | 427.3972 | 0.013187 |  | 361.2073 | 0.0111 |  | 361.2073 | 0 |  | 361.2073 | 0.00194 |  |  |  |  | 361.2073 | 0.0019933 |  | 361.2073 | 0.027956
| 361.2859 | 0 | 427.6379 | 0.0075307 |  | 361.2859 | 0.01142 |  | 361.2859 | 0 |  | 361.2859 | 0.00099046 |  |  |  |  | 361.2859 | 0.012207 |  | 361.2859 | 0.028146
| 361.3645 | 0 | 427.7984 | 0.0047444 |  | 361.3645 | 0.01112 |  | 361.3645 | 0 |  | 361.3645 | 0.00408 |  |  |  |  | 361.3645 | 0.0027723 |  | 361.3645 | 0.027909
| 361.443 | 0 | 428.0391 | 0.0016124 |  | 361.443 | 0.01134 |  | 361.443 | 0 |  | 361.443 | 0.00385 |  |  |  |  | 361.443 | 0.0052166 |  | 361.443 | 0.026514
| 361.5216 | 0 | 428.1194 | 0.006443 |  | 361.5216 | 0.01106 |  | 361.5216 | 0 |  | 361.5216 | 0.0014 |  |  |  |  | 361.5216 | 0.0017132 |  | 361.5216 | 0.028476
| 361.6002 | 0 | 428.1996 | 0.0026874 |  | 361.6002 | 0.01155 |  | 361.6002 | 0 |  | 361.6002 | 0.00261 |  |  |  |  | 361.6002 | 0.0095226 |  | 361.6002 | 0.026124
| 361.6787 | 0 | 428.2798 | 0.0051618 |  | 361.6787 | 0.01147 |  | 361.6787 | 0 |  | 361.6787 | 0.00264 |  |  |  |  | 361.6787 | -0.00043407 |  | 361.6787 | 0.02525
| 361.7573 | 0 | 428.3601 | 0.0088883 |  | 361.7573 | 0.01169 |  | 361.7573 | 0 |  | 361.7573 | 0.00322 |  |  |  |  | 361.7573 | 0.005948 |  | 361.7573 | 0.027922
| 361.8359 | 0 | 428.5206 | 0.0014753 |  | 361.8359 | 0.01147 |  | 361.8359 | 0 |  | 361.8359 | 0.00226 |  |  |  |  | 361.8359 | 0.001919 |  | 361.8359 | 0.024731
| 361.9145 | 0 | 428.6811 | 0.0064925 |  | 361.9145 | 0.0118 |  | 361.9145 | 0 |  | 361.9145 | 0.00262 |  |  |  |  | 361.9145 | 0.0045981 |  | 361.9145 | 0.025515
| 361.9931 | 0 | 428.8416 | 0.0024896 |  | 361.9931 | 0.01171 |  | 361.9931 | 0 |  | 361.9931 | 0.00121 |  |  |  |  | 361.9931 | 0.0025088 |  | 361.9931 | 0.02581
| 362.0717 | 0 | 429.0021 | 0.0029768 |  | 362.0716 | 0.01223 |  | 362.0717 | 0 |  | 362.0716 | 0.00403 |  |  |  |  | 362.0717 | 0.010035 |  | 362.0717 | 0.026964
| 362.1502 | 0 | 429.4034 | 0.0026509 |  | 362.1502 | 0.01186 |  | 362.1502 | 0 |  | 362.1502 | 0.00398 |  |  |  |  | 362.1502 | -0.00079536 |  | 362.1502 | 0.021438
| 362.2288 | 0 | 429.5639 | 0.0035645 |  | 362.2288 | 0.01188 |  | 362.2288 | 0 |  | 362.2288 | 0.00381 |  |  |  |  | 362.2288 | 0.0044642 |  | 362.2288 | 0.022691
| 362.3074 | 0 | 429.6442 | 0.0037661 |  | 362.3074 | 0.01161 |  | 362.3074 | 0 |  | 362.3074 | 0.00114 |  |  |  |  | 362.3074 | 0.0038906 |  | 362.3074 | 0.022067
| 362.386 | 0 | 429.7245 | 0.0090987 |  | 362.386 | 0.01176 |  | 362.386 | 0 |  | 362.386 | 0.00422 |  |  |  |  | 362.386 | 0.0027013 |  | 362.386 | 0.023518
| 362.4646 | 0 | 429.9653 | 0.002614 |  | 362.4646 | 0.01127 |  | 362.4646 | 0 |  | 362.4646 | 0.00139 |  |  |  |  | 362.4646 | 0.00065757 |  | 362.4646 | 0.022115
| 362.5432 | 0 | 430.1259 | 0.0011179 |  | 362.5432 | 0.01138 |  | 362.5432 | 0 |  | 362.5432 | 0.00356 |  |  |  |  | 362.5432 | 0.0074345 |  | 362.5432 | 0.024411
| 362.6218 | 0 | 430.2061 | 0.0060871 |  | 362.6218 | 0.01121 |  | 362.6218 | 0 |  | 362.6218 | 0.00254 |  |  |  |  | 362.6218 | -0.0032799 |  | 362.6218 | 0.023174
| 362.7004 | 0 | 430.5273 | 0.0021961 |  | 362.7004 | 0.01131 |  | 362.7004 | 0 |  | 362.7004 | 0.00196 |  |  |  |  | 362.7004 | -0.00020527 |  | 362.7004 | 0.023335
| 362.779 | 0 | 430.6076 | 0.0012622 |  | 362.779 | 0.01072 |  | 362.7791 | 0 |  | 362.779 | 0.00241 |  |  |  |  | 362.779 | -0.0017472 |  | 362.7791 | 0.019436
| 362.8577 | 0 | 430.6878 | 0.0012541 |  | 362.8576 | 0.01106 |  | 362.8577 | 0 |  | 362.8576 | 0.00464 |  |  |  |  | 362.8577 | 0.004181 |  | 362.8577 | 0.023439
| 362.9363 | 0 | 431.009 | 0.002958 |  | 362.9363 | 0.01063 |  | 362.9363 | 0 |  | 362.9363 | 0.00188 |  |  |  |  | 362.9363 | -0.00020602 |  | 362.9363 | 0.020114
| 363.0149 | 0 | 431.2499 | 0.0063789 |  | 363.0149 | 0.01098 |  | 363.0149 | 0 |  | 363.0149 | 0.00481 |  |  |  |  | 363.0149 | 0.0039192 |  | 363.0149 | 0.016802
| 363.0935 | 0 | 431.5711 | 0.0040397 |  | 363.0935 | 0.01075 |  | 363.0935 | 0 |  | 363.0935 | 0.00494 |  |  |  |  | 363.0935 | -0.001736 |  | 363.0935 | 0.017327
| 363.1721 | 0 | 431.7317 | 0.0010751 |  | 363.1721 | 0.01097 |  | 363.1721 | 0 |  | 363.1721 | 0.00535 |  |  |  |  | 363.1721 | 0.0011778 |  | 363.1721 | 0.018125
| 363.2507 | 0 | 431.812 | 0.0018838 |  | 363.2507 | 0.01073 |  | 363.2507 | 0 |  | 363.2507 | 0.00184 |  |  |  |  | 363.2507 | 0.00075094 |  | 363.2507 | 0.019611
| 363.3294 | 0 | 432.1333 | 0.004919 |  | 363.3294 | 0.01098 |  | 363.3294 | 0 |  | 363.3294 | 0.00185 |  |  |  |  | 363.3294 | 0.0044003 |  | 363.3294 | 0.019284
| 363.408 | 0 | 432.4546 | 0.001894 |  | 363.408 | 0.01064 |  | 363.408 | 0 |  | 363.408 | 0.00082466 |  |  |  |  | 363.408 | -0.0042479 |  | 363.408 | 0.016235
| 363.4866 | 0 | 432.5349 | 0.00097484 |  | 363.4866 | 0.01094 |  | 363.4866 | 0 |  | 363.4866 | 0.00351 |  |  |  |  | 363.4866 | 0.0031261 |  | 363.4866 | 0.019418
| 363.5653 | 0 | 432.6955 | 0.00086068 |  | 363.5653 | 0.01047 |  | 363.5653 | 0 |  | 363.5653 | 0.00404 |  |  |  |  | 363.5653 | -0.0022981 |  | 363.5653 | 0.017429
| 363.6439 | 0 | 432.7759 | 0.0046943 |  | 363.6439 | 0.01061 |  | 363.6439 | 0 |  | 363.6439 | 0.00373 |  |  |  |  | 363.6439 | 0.013579 |  | 363.6439 | 0.018652
| 363.7225 | 0 | 432.8562 | 0.010657 |  | 363.7225 | 0.01043 |  | 363.7225 | 0 |  | 363.7225 | 0.00411 |  |  |  |  | 363.7225 | 0.0038389 |  | 363.7225 | 0.017458
| 363.8012 | 0 | 433.0168 | 0.0028275 |  | 363.8012 | 0.01045 |  | 363.8012 | 0 |  | 363.8012 | 0.00294 |  |  |  |  | 363.8012 | 0.0051974 |  | 363.8012 | 0.019434
| 363.8798 | 0 | 433.0972 | 0.0053752 |  | 363.8798 | 0.01007 |  | 363.8798 | 0 |  | 363.8798 | 0.00478 |  |  |  |  | 363.8798 | -0.00093158 |  | 363.8798 | 0.016585
| 363.9585 | 0 | 433.4989 | 0.0066208 |  | 363.9585 | 0.01018 |  | 363.9585 | 0 |  | 363.9585 | 0.00401 |  |  |  |  | 363.9585 | 0.0056622 |  | 363.9585 | 0.018942
| 364.0371 | 0 | 433.8203 | 0.0089472 |  | 364.0371 | 0.00966 |  | 364.0371 | 0 |  | 364.0371 | 0.00457 |  |  |  |  | 364.0371 | 0.0030218 |  | 364.0371 | 0.016804
| 364.1157 | 0 | 433.9809 | 0.0012228 |  | 364.1158 | 0.01021 |  | 364.1158 | 0 |  | 364.1158 | 0.00324 |  |  |  |  | 364.1158 | 0.0023555 |  | 364.1158 | 0.01738
| 364.1944 | 0 | 434.0613 | 0.0032124 |  | 364.1944 | 0.01026 |  | 364.1944 | 0 |  | 364.1944 | 0.00246 |  |  |  |  | 364.1944 | 0.0014218 |  | 364.1944 | 0.016164
| 364.2731 | 0 | 434.1416 | 0.012466 |  | 364.2731 | 0.01063 |  | 364.2731 | 0 |  | 364.2731 | 0.00606 |  |  |  |  | 364.2731 | 0.0050011 |  | 364.2731 | 0.016632
| 364.3517 | 0 | 434.463 | 0.0021086 |  | 364.3517 | 0.01042 |  | 364.3517 | 0 |  | 364.3517 | 0.00264 |  |  |  |  | 364.3517 | -0.0073542 |  | 364.3517 | 0.012772
| 364.4304 | 0 | 434.7041 | 0.0017958 |  | 364.4304 | 0.0108 |  | 364.4304 | 0 |  | 364.4304 | 0.00113 |  |  |  |  | 364.4304 | 0.0058297 |  | 364.4304 | 0.014998
| 364.5091 | 0 | 435.0256 | 0.00045626 |  | 364.5091 | 0.01052 |  | 364.5091 | 0 |  | 364.5091 | 0.00036936 |  |  |  |  | 364.5091 | -0.0033317 |  | 364.5091 | 0.013395
| 364.5877 | 0 | 435.106 | 0.0048646 |  | 364.5877 | 0.0108 |  | 364.5877 | 0 |  | 364.5877 | 0.00428 |  |  |  |  | 364.5877 | 0.0034469 |  | 364.5877 | 0.015208
| 364.6664 | 0 | 435.4275 | 0.0094575 |  | 364.6664 | 0.01046 |  | 364.6664 | 0 |  | 364.6664 | 0.00428 |  |  |  |  | 364.6664 | -0.0021189 |  | 364.6664 | 0.014509
| 364.7451 | 0 | 435.5882 | 0.0017835 |  | 364.745 | 0.01087 |  | 364.7451 | 0 |  | 364.745 | 0.0051 |  |  |  |  | 364.7451 | 0.0069296 |  | 364.7451 | 0.01616
| 364.8237 | 0 | 435.8293 | 0.0015473 |  | 364.8237 | 0.01053 |  | 364.8237 | 0 |  | 364.8237 | 0.00141 |  |  |  |  | 364.8237 | -0.0023191 |  | 364.8237 | 0.013136
| 364.9024 | 0 | 435.9097 | 0.0011098 |  | 364.9024 | 0.01096 |  | 364.9024 | 0 |  | 364.9024 | 0.00377 |  |  |  |  | 364.9024 | 0.0073296 |  | 364.9024 | 0.013028
| 364.9811 | 0 | 435.9901 | 0.0048814 |  | 364.9811 | 0.01076 |  | 364.9811 | 0 |  | 364.9811 | 0.00254 |  |  |  |  | 364.9811 | -0.00026837 |  | 364.9811 | 0.011
| 365.0598 | 0 | 436.2313 | 0.0012207 |  | 365.0598 | 0.01112 |  | 365.0598 | 0 |  | 365.0598 | 0.0049 |  |  |  |  | 365.0598 | 0.0032231 |  | 365.0598 | 0.013548
| 365.1384 | 0 | 436.3921 | 0.0016474 |  | 365.1384 | 0.01088 |  | 365.1384 | 0 |  | 365.1384 | 0.00504 |  |  |  |  | 365.1384 | -0.0038371 |  | 365.1384 | 0.01222
| 365.2171 | 0 | 436.6332 | 0.0085638 |  | 365.2171 | 0.01111 |  | 365.2171 | 0 |  | 365.2171 | 0.00243 |  |  |  |  | 365.2171 | 0.0084636 |  | 365.2171 | 0.013402
| 365.2958 | 0 | 436.7136 | 0.0071806 |  | 365.2958 | 0.01091 |  | 365.2958 | 0 |  | 365.2958 | 0.00383 |  |  |  |  | 365.2958 | -0.0084116 |  | 365.2958 | 0.010237
| 365.3745 | 0 | 436.8744 | 0.0010474 |  | 365.3745 | 0.01123 |  | 365.3745 | 0 |  | 365.3745 | 0.00427 |  |  |  |  | 365.3745 | 0.0045487 |  | 365.3745 | 0.016089
| 365.4532 | 0 | 437.0352 | 0.0084491 |  | 365.4532 | 0.01094 |  | 365.4532 | 0 |  | 365.4532 | 0.00436 |  |  |  |  | 365.4532 | -0.00092797 |  | 365.4532 | 0.012694
| 365.5319 | 0 | 437.2764 | 0.0067966 |  | 365.5319 | 0.01137 |  | 365.5319 | 0 |  | 365.5319 | 0.00649 |  |  |  |  | 365.5319 | 0.0078276 |  | 365.5319 | 0.014163
| 365.6106 | 0 | 437.3568 | 0.0014911 |  | 365.6106 | 0.01116 |  | 365.6106 | 0 |  | 365.6106 | 0.00562 |  |  |  |  | 365.6106 | -0.0016578 |  | 365.6106 | 0.013306
| 365.6893 | 0 | 437.5981 | 0.00098146 |  | 365.6893 | 0.01144 |  | 365.6893 | 0 |  | 365.6893 | 0.00346 |  |  |  |  | 365.6893 | 0.0092842 |  | 365.6893 | 0.01266
| 365.768 | 0 | 437.6785 | 0.0030335 |  | 365.768 | 0.01131 |  | 365.768 | 0 |  | 365.768 | 0.00528 |  |  |  |  | 365.768 | -0.0012335 |  | 365.768 | 0.0095048
| 365.8467 | 0 | 438.161 | 0.0013895 |  | 365.8467 | 0.01172 |  | 365.8467 | 0 |  | 365.8467 | 0.00501 |  |  |  |  | 365.8467 | 0.0052146 |  | 365.8467 | 0.014336
| 365.9254 | 0 | 438.2414 | 0.006023 |  | 365.9254 | 0.01147 |  | 365.9254 | 0 |  | 365.9254 | 0.00354 |  |  |  |  | 365.9254 | -0.0058831 |  | 365.9254 | 0.0071397
| 366.0041 | 0 | 438.3218 | 0.0045748 |  | 366.0041 | 0.01206 |  | 366.0041 | 0 |  | 366.0041 | 0.00342 |  |  |  |  | 366.0041 | 0.0067849 |  | 366.0041 | 0.013989
| 366.0828 | 0 | 438.6436 | 0.0023227 |  | 366.0828 | 0.01165 |  | 366.0828 | 0 |  | 366.0828 | 0.00185 |  |  |  |  | 366.0828 | -0.0049002 |  | 366.0828 | 0.01054
| 366.1615 | 0 | 438.9653 | 0.0053748 |  | 366.1615 | 0.01177 |  | 366.1615 | 0 |  | 366.1615 | 0.00449 |  |  |  |  | 366.1615 | 0.001734 |  | 366.1615 | 0.010888
| 366.2402 | 0 | 439.2066 | 0.00026716 |  | 366.2402 | 0.01135 |  | 366.2402 | 0 |  | 366.2402 | 0.00285 |  |  |  |  | 366.2402 | -0.0067807 |  | 366.2402 | 0.0078143
| 366.319 | 0 | 439.287 | 0.0026834 |  | 366.3189 | 0.01161 |  | 366.319 | 0 |  | 366.3189 | 0.00458 |  |  |  |  | 366.319 | 0.0021632 |  | 366.319 | 0.012548
| 366.3977 | 0 | 439.4479 | 0.0020436 |  | 366.3977 | 0.01144 |  | 366.3977 | 0 |  | 366.3977 | 0.00433 |  |  |  |  | 366.3977 | 0.00063986 |  | 366.3977 | 0.0086733
| 366.4764 | 0 | 439.9306 | 1.3905e-05 |  | 366.4764 | 0.01174 |  | 366.4764 | 0 |  | 366.4764 | 0.00556 |  |  |  |  | 366.4764 | 0.0082025 |  | 366.4764 | 0.012351
| 366.5551 | 0 | 440.2524 | 0.010511 |  | 366.5551 | 0.0113 |  | 366.5551 | 0 |  | 366.5551 | 0.00206 |  |  |  |  | 366.5551 | -0.0069172 |  | 366.5551 | 0.0081499
| 366.6338 | 0 | 440.4938 | 0.0065451 |  | 366.6338 | 0.01166 |  | 366.6339 | 0 |  | 366.6338 | 0.00569 |  |  |  |  | 366.6339 | 0.003345 |  | 366.6339 | 0.011648
| 366.7126 | 0 | 440.5743 | 0.0038912 |  | 366.7126 | 0.01145 |  | 366.7126 | 0 |  | 366.7126 | 0.00061022 |  |  |  |  | 366.7126 | -0.0030045 |  | 366.7126 | 0.0093742
| 366.7913 | 0 | 440.8961 | 0.0092868 |  | 366.7913 | 0.0119 |  | 366.7913 | 0 |  | 366.7913 | 0.00593 |  |  |  |  | 366.7913 | 0.0044535 |  | 366.7913 | 0.0080222
| 366.8701 | 0 | 441.1375 | 0.003436 |  | 366.87 | 0.01159 |  | 366.8701 | 0 |  | 366.87 | 0.00526 |  |  |  |  | 366.87 | -0.00037395 |  | 366.8701 | 0.010926
| 366.9488 | 0 | 441.218 | 0.0037807 |  | 366.9488 | 0.01187 |  | 366.9488 | 0 |  | 366.9488 | 0.00379 |  |  |  |  | 366.9488 | 0.011833 |  | 366.9488 | 0.010178
| 367.0275 | 0 | 441.2985 | 7.1347e-05 |  | 367.0275 | 0.01149 |  | 367.0275 | 0 |  | 367.0275 | 0.00343 |  |  |  |  | 367.0275 | -0.0024676 |  | 367.0275 | 0.0093395
| 367.1063 | 0 | 441.4594 | 0.0062874 |  | 367.1063 | 0.01201 |  | 367.1063 | 0 |  | 367.1063 | 0.00337 |  |  |  |  | 367.1063 | 0.0064515 |  | 367.1063 | 0.008701
| 367.185 | 0 | 441.5399 | 0.012263 |  | 367.185 | 0.01167 |  | 367.185 | 0 |  | 367.185 | 0.00077524 |  |  |  |  | 367.185 | -0.00094871 |  | 367.185 | 0.0094063
| 367.2638 | 0 | 441.7814 | 0.0029709 |  | 367.2638 | 0.01196 |  | 367.2638 | 0 |  | 367.2638 | 0.00279 |  |  |  |  | 367.2638 | 0.008674 |  | 367.2638 | 0.011785
| 367.3425 | 0 | 442.1033 | 0.0019535 |  | 367.3425 | 0.01173 |  | 367.3425 | 0 |  | 367.3425 | 0.00333 |  |  |  |  | 367.3425 | -0.00016987 |  | 367.3425 | 0.0092258
| 367.4213 | 0 | 442.7473 | 0.0087625 |  | 367.4213 | 0.01192 |  | 367.4213 | 0 |  | 367.4213 | 0.00461 |  |  |  |  | 367.4213 | 0.0064993 |  | 367.4213 | 0.00909
| 367.5 | 0 | 442.9888 | 0.0025049 |  | 367.5 | 0.01158 |  | 367.5 | 0 |  | 367.5 | 0.00452 |  |  |  |  | 367.5 | -0.0033703 |  | 367.5 | 0.0059581
| 367.5788 | 0 | 443.3913 | 0.00054785 |  | 367.5788 | 0.01191 |  | 367.5788 | 0 |  | 367.5788 | 0.00408 |  |  |  |  | 367.5788 | 0.0015384 |  | 367.5788 | 0.010065
| 367.6575 | 0 | 443.7133 | 0.0026107 |  | 367.6575 | 0.01143 |  | 367.6575 | 0 |  | 367.6575 | 0.00293 |  |  |  |  | 367.6575 | 0.00020288 |  | 367.6575 | 0.0091958
| 367.7363 | 0 | 444.0354 | 0.012757 |  | 367.7363 | 0.01176 |  | 367.7363 | 0 |  | 367.7363 | 0.00384 |  |  |  |  | 367.7363 | 0.011122 |  | 367.7363 | 0.0092888
| 367.8151 | 0 | 444.1159 | 0.0030272 |  | 367.815 | 0.01129 |  | 367.8151 | 0 |  | 367.815 | 0.00311 |  |  |  |  | 367.815 | -0.00073067 |  | 367.8151 | 0.0076646
| 367.8938 | 0 | 444.3575 | 0.0028436 |  | 367.8938 | 0.01148 |  | 367.8938 | 0 |  | 367.8938 | 0.0037 |  |  |  |  | 367.8938 | 0.007504 |  | 367.8938 | 0.010989
| 367.9726 | 0 | 444.7601 | 0.0046986 |  | 367.9726 | 0.01101 |  | 367.9726 | 0 |  | 367.9726 | 0.00213 |  |  |  |  | 367.9726 | 0.00020054 |  | 367.9726 | 0.0093391
| 368.0514 | 0 | 444.8407 | 0.0030607 |  | 368.0514 | 0.01144 |  | 368.0514 | 0 |  | 368.0514 | 0.00473 |  |  |  |  | 368.0514 | 0.0059493 |  | 368.0514 | 0.010588
| 368.1301 | 0 | 445.0823 | 0.003443 |  | 368.1301 | 0.01124 |  | 368.1301 | 0 |  | 368.1301 | 0.00324 |  |  |  |  | 368.1301 | 0.00049345 |  | 368.1301 | 0.0079309
| 368.2089 | 0 | 445.2433 | 0.00076387 |  | 368.2089 | 0.01163 |  | 368.2089 | 0 |  | 368.2089 | 0.00351 |  |  |  |  | 368.2089 | 0.00068984 |  | 368.2089 | 0.0053398
| 368.2877 | 0 | 445.4044 | 0.0033198 |  | 368.2877 | 0.01136 |  | 368.2877 | 0 |  | 368.2877 | 0.00384 |  |  |  |  | 368.2877 | -0.0016595 |  | 368.2877 | 0.0072003
| 368.3665 | 0 | 445.485 | 0.0013366 |  | 368.3665 | 0.01187 |  | 368.3665 | 0 |  | 368.3665 | 0.00536 |  |  |  |  | 368.3665 | 0.0032125 |  | 368.3665 | 0.0075615
| 368.4452 | 0 | 445.7266 | 0.0040896 |  | 368.4452 | 0.01149 |  | 368.4453 | 0 |  | 368.4452 | 0.00151 |  |  |  |  | 368.4452 | -0.00048425 |  | 368.4453 | 0.0038047
| 368.524 | 0 | 446.5321 | 0.00043032 |  | 368.524 | 0.01171 |  | 368.524 | 0 |  | 368.524 | 0.00485 |  |  |  |  | 368.524 | 0.0044604 |  | 368.524 | 0.0076171
| 368.6028 | 0 | 446.6932 | 0.00040316 |  | 368.6028 | 0.01138 |  | 368.6028 | 0 |  | 368.6028 | 0.00088731 |  |  |  |  | 368.6028 | -0.0041989 |  | 368.6028 | 0.0084712
| 368.6816 | 0 | 446.8544 | 0.0015965 |  | 368.6816 | 0.01159 |  | 368.6816 | 0 |  | 368.6816 | 0.00238 |  |  |  |  | 368.6816 | 0.0088573 |  | 368.6816 | 0.0088201
| 368.7604 | 0 | 446.9349 | 0.0071568 |  | 368.7604 | 0.01124 |  | 368.7604 | 0 |  | 368.7604 | 0.00482 |  |  |  |  | 368.7604 | 0.00066378 |  | 368.7604 | 0.0073901
| 368.8392 | 0 | 447.2572 | 0.0016376 |  | 368.8392 | 0.01105 |  | 368.8392 | 0 |  | 368.8392 | 0.00249 |  |  |  |  | 368.8392 | 0.006121 |  | 368.8392 | 0.0081959
| 368.918 | 0 | 447.5795 | 0.0034578 |  | 368.918 | 0.01115 |  | 368.918 | 0 |  | 368.918 | 0.00554 |  |  |  |  | 368.918 | -0.0013734 |  | 368.918 | 0.005526
| 368.9968 | 0 | 447.6601 | 0.00015297 |  | 368.9968 | 0.01099 |  | 368.9968 | 0 |  | 368.9968 | 0.00376 |  |  |  |  | 368.9968 | 0.0037861 |  | 368.9968 | 0.0069547
| 369.0756 | 0 | 447.8212 | 0.0013042 |  | 369.0756 | 0.01084 |  | 369.0756 | 0 |  | 369.0756 | 0.00277 |  |  |  |  | 369.0756 | -0.0077822 |  | 369.0756 | 0.0058898
| 369.1544 | 0 | 447.9018 | 0.0031517 |  | 369.1544 | 0.01096 |  | 369.1544 | 0 |  | 369.1544 | 0.00383 |  |  |  |  | 369.1544 | 0.0042944 |  | 369.1544 | 0.0085237
| 369.2332 | 0 | 447.9824 | 0.010419 |  | 369.2332 | 0.01088 |  | 369.2332 | 0 |  | 369.2332 | 0.00193 |  |  |  |  | 369.2332 | -0.00068352 |  | 369.2332 | 0.0064273
| 369.312 | 0 | 448.1436 | 0.0018588 |  | 369.312 | 0.01092 |  | 369.312 | 0.01 |  | 369.312 | 0.0052 |  |  |  |  | 369.312 | 0.0070006 |  | 369.312 | 0.0097036
| 369.3908 | 0 | 448.3047 | 0.011241 |  | 369.3908 | 0.01078 |  | 369.3908 | 0 |  | 369.3908 | 0.0023 |  |  |  |  | 369.3908 | -0.0017285 |  | 369.3908 | 0.0054072
| 369.4696 | 0 | 448.5465 | 0.0012915 |  | 369.4696 | 0.01076 |  | 369.4696 | 0 |  | 369.4696 | 0.00698 |  |  |  |  | 369.4696 | 0.0048079 |  | 369.4696 | 0.0078255
| 369.5484 | 0 | 448.7883 | 0.0039975 |  | 369.5484 | 0.01061 |  | 369.5484 | 0 |  | 369.5484 | 0.00103 |  |  |  |  | 369.5484 | -0.0077273 |  | 369.5484 | 0.0045469
| 369.6273 | 0 | 448.8689 | 0.0017549 |  | 369.6273 | 0.01075 |  | 369.6273 | 0 |  | 369.6273 | 0.00534 |  |  |  |  | 369.6273 | 0.0046331 |  | 369.6273 | 0.006292
| 369.7061 | 0 | 448.9495 | 0.0014959 |  | 369.7061 | 0.01067 |  | 369.7061 | 0 |  | 369.7061 | 0.00327 |  |  |  |  | 369.7061 | -0.0025541 |  | 369.7061 | 0.0054362
| 369.7849 | 0 | 449.1107 | 0.00015581 |  | 369.7849 | 0.01096 |  | 369.7849 | 0 |  | 369.7849 | 0.00421 |  |  |  |  | 369.7849 | -0.0040348 |  | 369.7849 | 0.0060317
| 369.8637 | 0 | 449.1913 | 0.0037714 |  | 369.8637 | 0.01089 |  | 369.8637 | 0 |  | 369.8637 | 0.00339 |  |  |  |  | 369.8637 | 0.0024137 |  | 369.8637 | 0.0061577
| 369.9426 | 0 | 449.4331 | 0.0028934 |  | 369.9425 | 0.01094 |  | 369.9426 | 0 |  | 369.9425 | 0.0007364 |  |  |  |  | 369.9426 | -0.0032036 |  | 369.9426 | 0.0060213
| 370.0214 | 0 | 449.5137 | 1.4441e-05 |  | 370.0214 | 0.01084 |  | 370.0214 | 0 |  | 370.0214 | 0.00365 |  |  |  |  | 370.0214 | 0.0029122 |  | 370.0214 | 0.0066439
| 370.1002 | 0 | 449.9167 | 0.0011122 |  | 370.1002 | 0.01083 |  | 370.1002 | 0 |  | 370.1002 | 0.00118 |  |  |  |  | 370.1002 | -0.0025488 |  | 370.1002 | 0.0062211
| 370.1791 | 0 | 450.1585 | 9.2508e-05 |  | 370.1791 | 0.01085 |  | 370.179 | 0 |  | 370.1791 | 0.00351 |  |  |  |  | 370.179 | 0.0025819 |  | 370.179 | 0.0069561
| 370.2579 | 0 | 450.2392 | 0.0035522 |  | 370.2579 | 0.01088 |  | 370.2579 | 0 |  | 370.2579 | 0.00317 |  |  |  |  | 370.2579 | 0.00013918 |  | 370.2579 | 0.0049062
| 370.3367 | 0 | 450.481 | 0.0041849 |  | 370.3367 | 0.01081 |  | 370.3367 | 0 |  | 370.3367 | 0.00221 |  |  |  |  | 370.3367 | 0.0068438 |  | 370.3367 | 0.0037614
| 370.4156 | 0 | 450.5616 | 0.0059713 |  | 370.4156 | 0.01085 |  | 370.4156 | 0 |  | 370.4156 | 0.00176 |  |  |  |  | 370.4156 | -0.0054834 |  | 370.4156 | 0.0061847
| 370.4944 | 0 | 450.8841 | 0.0015403 |  | 370.4944 | 0.01112 |  | 370.4944 | 0 |  | 370.4944 | 0.00259 |  |  |  |  | 370.4944 | 0.0027166 |  | 370.4944 | 0.0060507
| 370.5732 | 0 | 451.2066 | 0.0040014 |  | 370.5732 | 0.01124 |  | 370.5732 | 0 |  | 370.5732 | 0.00101 |  |  |  |  | 370.5733 | -0.0017693 |  | 370.5732 | 0.0049158
| 370.6521 | 0 | 451.4485 | 0.0046211 |  | 370.6521 | 0.01129 |  | 370.6521 | 0 |  | 370.6521 | 0.00477 |  |  |  |  | 370.6521 | 0.0067442 |  | 370.6521 | 0.0070044
| 370.731 | 0 | 452.013 | 0.0039295 |  | 370.731 | 0.01113 |  | 370.731 | 0 |  | 370.731 | 0.00173 |  |  |  |  | 370.731 | 0.0019896 |  | 370.731 | 0.0071386
| 370.8098 | 0 | 452.2549 | 0.0001414 |  | 370.8098 | 0.0113 |  | 370.8098 | 0 |  | 370.8098 | 0.00435 |  |  |  |  | 370.8098 | 0.0070598 |  | 370.8098 | 0.0086299
| 370.8887 | 0 | 452.3356 | 0.0020859 |  | 370.8887 | 0.01086 |  | 370.8887 | 0 |  | 370.8887 | 0.00342 |  |  |  |  | 370.8887 | -0.00047797 |  | 370.8887 | 0.003747
| 370.9675 | 0 | 452.4162 | 1.2049e-06 |  | 370.9675 | 0.01121 |  | 370.9675 | 0 |  | 370.9675 | 0.00469 |  |  |  |  | 370.9675 | 0.0074964 |  | 370.9675 | 0.0081124
| 371.0464 | 0 | 452.6582 | 0.00065359 |  | 371.0464 | 0.01092 |  | 371.0464 | 0 |  | 371.0464 | 0.00016689 |  |  |  |  | 371.0464 | -0.0047978 |  | 371.0464 | 0.00469
| 371.1252 | 0 | 452.9808 | 0.0077807 |  | 371.1252 | 0.01109 |  | 371.1252 | 0 |  | 371.1252 | 0.0034 |  |  |  |  | 371.1252 | 0.0065167 |  | 371.1252 | 0.0063948
| 371.2041 | 0 | 453.0614 | 0.0091227 |  | 371.2041 | 0.01102 |  | 371.2041 | 0 |  | 371.2041 | 0.00384 |  |  |  |  | 371.2041 | -0.0017964 |  | 371.2041 | 0.003692
| 371.283 | 0 | 453.3034 | 0.0025971 |  | 371.283 | 0.01117 |  | 371.283 | 0 |  | 371.283 | 0.00396 |  |  |  |  | 371.283 | 0.0065829 |  | 371.283 | 0.0052788
| 371.3619 | 0 | 453.3841 | 0.016153 |  | 371.3618 | 0.0112 |  | 371.3618 | 0 |  | 371.3618 | 0.00506 |  |  |  |  | 371.3618 | -0.0019614 |  | 371.3618 | 0.0042827
| 371.4407 | 0 | 453.7067 | 0.0097566 |  | 371.4407 | 0.01143 |  | 371.4407 | 0 |  | 371.4407 | 0.00323 |  |  |  |  | 371.4407 | 0.0059026 |  | 371.4407 | 0.0073586
| 371.5196 | 0 | 453.7874 | 0.0003182 |  | 371.5196 | 0.01141 |  | 371.5196 | 0 |  | 371.5196 | 0.004 |  |  |  |  | 371.5196 | -0.0031578 |  | 371.5196 | 0.0033164
| 371.5985 | 0 | 454.2714 | 3.2617e-05 |  | 371.5985 | 0.01163 |  | 371.5984 | 0 |  | 371.5985 | 0.00366 |  |  |  |  | 371.5985 | 0.010381 |  | 371.5984 | 0.0069611
| 371.6773 | 0 | 454.3521 | 0.013376 |  | 371.6773 | 0.01134 |  | 371.6773 | 0 |  | 371.6773 | 0.00275 |  |  |  |  | 371.6773 | -0.0016672 |  | 371.6773 | 0.0018375
| 371.7562 | 0 | 454.5941 | 0.0011995 |  | 371.7562 | 0.01139 |  | 371.7562 | 0 |  | 371.7562 | 0.00233 |  |  |  |  | 371.7562 | 0.0046148 |  | 371.7562 | 0.0052411
| 371.8351 | 0 | 454.6748 | 0.0061184 |  | 371.8351 | 0.01117 |  | 371.8351 | 0 |  | 371.8351 | 0.00163 |  |  |  |  | 371.8351 | -0.0074496 |  | 371.8351 | 0.002001
| 371.914 | 0 | 454.9976 | 0.003841 |  | 371.914 | 0.01143 |  | 371.914 | 0 |  | 371.914 | 0.00509 |  |  |  |  | 371.914 | 0.0044749 |  | 371.914 | 0.0063321
| 371.9929 | 0 | 455.2396 | 0.006236 |  | 371.9929 | 0.0112 |  | 371.9929 | 0 |  | 371.9929 | 0.00362 |  |  |  |  | 371.9929 | -0.0017695 |  | 371.9929 | 0.0035138
| 372.0718 | 0 | 455.3203 | 0.0025472 |  | 372.0718 | 0.01155 |  | 372.0718 | 0 |  | 372.0718 | 0.00198 |  |  |  |  | 372.0718 | 0.0071786 |  | 372.0718 | 0.0067726
| 372.1507 | 0 | 455.5624 | 0.0016578 |  | 372.1507 | 0.01121 |  | 372.1507 | 0 |  | 372.1507 | 0.00184 |  |  |  |  | 372.1507 | -0.0013375 |  | 372.1507 | 0.0053427
| 372.2296 | 0 | 455.6431 | 0.0049678 |  | 372.2296 | 0.01128 |  | 372.2296 | 0 |  | 372.2296 | 0.00246 |  |  |  |  | 372.2296 | 0.0036801 |  | 372.2296 | 0.0063183
| 372.3084 | 0 | 455.8044 | 0.00028735 |  | 372.3084 | 0.01092 |  | 372.3084 | 0 |  | 372.3084 | 0.00184 |  |  |  |  | 372.3085 | -0.00070389 |  | 372.3084 | 0.0044581
| 372.3874 | 0 | 455.8852 | 0.0048419 |  | 372.3874 | 0.01123 |  | 372.3874 | 0 |  | 372.3874 | 0.00348 |  |  |  |  | 372.3874 | 0.0055864 |  | 372.3874 | 0.0052675
| 372.4663 | 0 | 455.9659 | 0.0036191 |  | 372.4663 | 0.01092 |  | 372.4662 | 0 |  | 372.4663 | 0.00148 |  |  |  |  | 372.4663 | 0.0060941 |  | 372.4662 | 0.0075371
| 372.5452 | 0 | 456.2079 | 0.0052605 |  | 372.5452 | 0.01128 |  | 372.5452 | 0 |  | 372.5452 | 0.00421 |  |  |  |  | 372.5452 | 0.0075069 |  | 372.5452 | 0.0061728
| 372.6241 | 0 | 456.2887 | 0.0028408 |  | 372.6241 | 0.01092 |  | 372.6241 | 0 |  | 372.6241 | 0.00216 |  |  |  |  | 372.6241 | -0.0026385 |  | 372.6241 | 0.0019233
| 372.703 | 0 | 456.4501 | 0.00054543 |  | 372.703 | 0.01141 |  | 372.703 | 0 |  | 372.703 | 0.00474 |  |  |  |  | 372.703 | 0.0019983 |  | 372.703 | 0.0048337
| 372.7819 | 0 | 456.5308 | 0.0079739 |  | 372.7819 | 0.01137 |  | 372.7819 | 0 |  | 372.7819 | 0.00319 |  |  |  |  | 372.7819 | -0.00046761 |  | 372.7819 | 0.0032739
| 372.8608 | 0 | 456.6115 | 0.0040393 |  | 372.8608 | 0.01163 |  | 372.8608 | 0 |  | 372.8608 | 0.00593 |  |  |  |  | 372.8608 | 0.0030573 |  | 372.8608 | 0.0048519
| 372.9397 | 0 | 456.8536 | 0.005587 |  | 372.9397 | 0.01131 |  | 372.9397 | 0 |  | 372.9397 | 0.00256 |  |  |  |  | 372.9397 | -0.0034315 |  | 372.9397 | 0.0019002
| 373.0186 | 0 | 456.9343 | 0.004004 |  | 373.0186 | 0.01165 |  | 373.0186 | 0 |  | 373.0186 | 0.00055433 |  |  |  |  | 373.0186 | 0.0038219 |  | 373.0186 | 0.0045834
| 373.0975 | 0 | 457.0957 | 0.0001623 |  | 373.0976 | 0.0115 |  | 373.0975 | 0 |  | 373.0976 | 0.00355 |  |  |  |  | 373.0975 | 0.00020769 |  | 373.0975 | 0.0029016
| 373.1765 | 0 | 457.1765 | 0.003929 |  | 373.1765 | 0.01158 |  | 373.1765 | 0 |  | 373.1765 | 0.00396 |  |  |  |  | 373.1765 | 0.0053778 |  | 373.1765 | 0.003513
| 373.2554 | 0 | 457.2572 | 0.0029476 |  | 373.2554 | 0.01148 |  | 373.2554 | 0 |  | 373.2554 | 0.00325 |  |  |  |  | 373.2554 | -0.0035348 |  | 373.2554 | 0.0026138
| 373.3343 | 0 | 457.58 | 0.0050317 |  | 373.3343 | 0.01158 |  | 373.3343 | 0 |  | 373.3343 | 0.00411 |  |  |  |  | 373.3343 | 0.0052226 |  | 373.3343 | 0.0051564
| 373.4132 | 0 | 457.8222 | 0.00013894 |  | 373.4133 | 0.0114 |  | 373.4132 | 0 |  | 373.4133 | 0.00263 |  |  |  |  | 373.4133 | 0.0031459 |  | 373.4132 | 0.0033515
| 373.4922 | 0 | 458.2259 | 0.0060338 |  | 373.4922 | 0.01181 |  | 373.4922 | 0 |  | 373.4922 | 0.00334 |  |  |  |  | 373.4922 | 0.0019664 |  | 373.4922 | 0.0041178
| 373.5711 | 0 | 458.468 | 0.0036097 |  | 373.5711 | 0.01168 |  | 373.5711 | 0 |  | 373.5711 | 0.00076991 |  |  |  |  | 373.5711 | -0.0092087 |  | 373.5711 | -0.00086928
| 373.6501 | 0 | 458.5488 | 0.00273 |  | 373.6501 | 0.01212 |  | 373.6501 | 0 |  | 373.6501 | 0.00212 |  |  |  |  | 373.6501 | 0.0059114 |  | 373.6501 | 0.0030636
| 373.729 | 0 |  |  |  | 373.729 | 0.01199 |  | 373.729 | 0 |  | 373.729 | 0.0039 |  |  |  |  | 373.729 | 0.0016234 |  | 373.729 | 0.0028987
| 373.8079 | 0 |  |  |  | 373.8079 | 0.01224 |  | 373.8079 | 0 |  | 373.8079 | 0.00148 |  |  |  |  | 373.8079 | -0.0011915 |  | 373.8079 | 0.0015345
| 373.8869 | 0 |  |  |  | 373.8869 | 0.012 |  | 373.8869 | 0 |  | 373.8869 | 0.00197 |  |  |  |  | 373.8869 | -0.0021996 |  | 373.8869 | 0.0037651
| 373.9658 | 0 |  |  |  | 373.9658 | 0.01228 |  | 373.9658 | 0 |  | 373.9658 | 0.00436 |  |  |  |  | 373.9658 | 0.003092 |  | 373.9658 | 0.0025682
| 374.0448 | 0 |  |  |  | 374.0448 | 0.01195 |  | 374.0448 | 0 |  | 374.0448 | 0.00155 |  |  |  |  | 374.0448 | -0.0043741 |  | 374.0448 | 0.0042232
| 374.1237 | 0 |  |  |  | 374.1237 | 0.01221 |  | 374.1237 | 0 |  | 374.1237 | 0.00176 |  |  |  |  | 374.1237 | 0.0025963 |  | 374.1237 | 0.0054093
| 374.2027 | 0 |  |  |  | 374.2027 | 0.01215 |  | 374.2027 | 0 |  | 374.2027 | 0.00121 |  |  |  |  | 374.2027 | -0.0017557 |  | 374.2027 | 0.0035752
| 374.2816 | 0 |  |  |  | 374.2816 | 0.01243 |  | 374.2816 | 0 |  | 374.2816 | 0.00428 |  |  |  |  | 374.2816 | 0.0019147 |  | 374.2816 | 0.0044739
| 374.3606 | 0 |  |  |  | 374.3606 | 0.01213 |  | 374.3606 | 0 |  | 374.3606 | 0.00241 |  |  |  |  | 374.3606 | -0.0043101 |  | 374.3606 | 0.0013611
| 374.4395 | 0 |  |  |  | 374.4395 | 0.01211 |  | 374.4395 | 0 |  | 374.4395 | 0.0027 |  |  |  |  | 374.4395 | 0.0060329 |  | 374.4395 | 0.0048421
| 374.5185 | 0 |  |  |  | 374.5185 | 0.01184 |  | 374.5185 | 0 |  | 374.5185 | 0.00277 |  |  |  |  | 374.5185 | -0.004362 |  | 374.5185 | 0.0024863
| 374.5975 | 0 |  |  |  | 374.5975 | 0.01212 |  | 374.5975 | 0 |  | 374.5975 | 0.00277 |  |  |  |  | 374.5975 | 0.0023172 |  | 374.5975 | 0.0037621
| 374.6764 | 0 |  |  |  | 374.6764 | 0.01178 |  | 374.6764 | 0 |  | 374.6764 | 0.00273 |  |  |  |  | 374.6764 | -0.0003822 |  | 374.6764 | 0.0031937
| 374.7554 | 0 |  |  |  | 374.7554 | 0.0121 |  | 374.7554 | 0 |  | 374.7554 | 0.00333 |  |  |  |  | 374.7554 | 0.00069491 |  | 374.7554 | 0.0038392
| 374.8344 | 0 |  |  |  | 374.8344 | 0.01196 |  | 374.8344 | 0 |  | 374.8344 | 0.00254 |  |  |  |  | 374.8344 | -0.0011639 |  | 374.8344 | 0.0021431
| 374.9133 | 0 |  |  |  | 374.9133 | 0.01231 |  | 374.9133 | 0 |  | 374.9133 | 0.00212 |  |  |  |  | 374.9133 | -0.00033875 |  | 374.9133 | 0.003056
| 374.9923 | 0 |  |  |  | 374.9923 | 0.012 |  | 374.9923 | 0 |  | 374.9923 | 0.00189 |  |  |  |  | 374.9923 | 4.0182e-06 |  | 374.9923 | 0.0035426
| 375.0713 | 0 |  |  |  | 375.0713 | 0.01227 |  | 375.0713 | 0 |  | 375.0713 | 0.00373 |  |  |  |  | 375.0713 | 0.0039883 |  | 375.0713 | 0.0043386
| 375.1503 | 0 |  |  |  | 375.1503 | 0.01213 |  | 375.1503 | 0 |  | 375.1503 | 0.0029 |  |  |  |  | 375.1503 | -0.00090348 |  | 375.1503 | 0.0023947
| 375.2292 | 0 |  |  |  | 375.2293 | 0.01228 |  | 375.2292 | 0 |  | 375.2293 | 0.00368 |  |  |  |  | 375.2293 | -0.00105 |  | 375.2292 | 0.0032251
| 375.3082 | 0 |  |  |  | 375.3082 | 0.01206 |  | 375.3082 | 0 |  | 375.3082 | 0.00137 |  |  |  |  | 375.3082 | -0.0041 |  | 375.3082 | 0.0029956
| 375.3872 | 0 |  |  |  | 375.3872 | 0.01223 |  | 375.3872 | 0 |  | 375.3872 | 0.00429 |  |  |  |  | 375.3872 | 0.0052119 |  | 375.3872 | 0.0039729
| 375.4662 | 0 |  |  |  | 375.4662 | 0.0118 |  | 375.4662 | 0 |  | 375.4662 | 0.00274 |  |  |  |  | 375.4662 | -0.00010769 |  | 375.4662 | 0.0038015
| 375.5452 | 0 |  |  |  | 375.5452 | 0.01194 |  | 375.5452 | 0 |  | 375.5452 | 0.00254 |  |  |  |  | 375.5452 | 0.0050598 |  | 375.5452 | 0.0045504
| 375.6242 | 0 |  |  |  | 375.6242 | 0.01154 |  | 375.6242 | 0 |  | 375.6242 | 0.00181 |  |  |  |  | 375.6242 | -0.0015106 |  | 375.6242 | 0.002238
| 375.7032 | 0 |  |  |  | 375.7032 | 0.01172 |  | 375.7032 | 0 |  | 375.7032 | 0.00503 |  |  |  |  | 375.7032 | 0.0050634 |  | 375.7032 | 0.0053857
| 375.7822 | 0 |  |  |  | 375.7822 | 0.01155 |  | 375.7822 | 0 |  | 375.7822 | 0.0022 |  |  |  |  | 375.7822 | 9.5571e-05 |  | 375.7822 | 0.0024637
| 375.8612 | 0 |  |  |  | 375.8612 | 0.01165 |  | 375.8612 | 0 |  | 375.8612 | 0.00177 |  |  |  |  | 375.8612 | 0.0050961 |  | 375.8612 | 0.0039142
| 375.9402 | 0 |  |  |  | 375.9402 | 0.0113 |  | 375.9402 | 0 |  | 375.9402 | 0.00212 |  |  |  |  | 375.9402 | -0.0048118 |  | 375.9402 | 0.0010429
| 376.0192 | 0 |  |  |  | 376.0192 | 0.01152 |  | 376.0192 | 0 |  | 376.0192 | 0.00439 |  |  |  |  | 376.0192 | 0.0049894 |  | 376.0192 | 0.0053206
| 376.0982 | 0 |  |  |  | 376.0982 | 0.0112 |  | 376.0982 | 0 |  | 376.0982 | 0.00197 |  |  |  |  | 376.0982 | -0.0023424 |  | 376.0982 | 0.0021971
| 376.1772 | 0 |  |  |  | 376.1772 | 0.01138 |  | 376.1772 | 0 |  | 376.1772 | 0.00174 |  |  |  |  | 376.1772 | 0.0032225 |  | 376.1772 | 0.0017548
| 376.2562 | 0 |  |  |  | 376.2562 | 0.01112 |  | 376.2562 | 0 |  | 376.2562 | 0.00152 |  |  |  |  | 376.2562 | -0.0031805 |  | 376.2562 | 0.0013082
| 376.3352 | 0 |  |  |  | 376.3352 | 0.01135 |  | 376.3352 | 0 |  | 376.3352 | 0.00528 |  |  |  |  | 376.3352 | 0.0035248 |  | 376.3352 | 0.0037593
| 376.4142 | 0 |  |  |  | 376.4143 | 0.01122 |  | 376.4142 | 0 |  | 376.4143 | 0.00315 |  |  |  |  | 376.4143 | -0.0029636 |  | 376.4142 | 0.0017421
| 376.4933 | 0 |  |  |  | 376.4933 | 0.01144 |  | 376.4933 | 0 |  | 376.4933 | 0.00337 |  |  |  |  | 376.4933 | 0.0020253 |  | 376.4933 | 0.0030152
| 376.5723 | 0 |  |  |  | 376.5723 | 0.01135 |  | 376.5723 | 0 |  | 376.5723 | 0.0025 |  |  |  |  | 376.5723 | -0.002349 |  | 376.5723 | 0.0014508
| 376.6513 | 0 |  |  |  | 376.6513 | 0.0117 |  | 376.6513 | 0 |  | 376.6513 | 0.00381 |  |  |  |  | 376.6513 | 0.0034764 |  | 376.6513 | 0.0036891
| 376.7303 | 0 |  |  |  | 376.7303 | 0.01146 |  | 376.7303 | 0 |  | 376.7303 | 0.00179 |  |  |  |  | 376.7303 | -0.0020758 |  | 376.7303 | 0.0022922
| 376.8094 | 0 |  |  |  | 376.8094 | 0.01163 |  | 376.8094 | 0 |  | 376.8094 | 0.00362 |  |  |  |  | 376.8094 | 0.0053987 |  | 376.8094 | 0.0039537
| 376.8884 | 0 |  |  |  | 376.8884 | 0.0113 |  | 376.8884 | 0 |  | 376.8884 | 0.0014 |  |  |  |  | 376.8884 | -0.00259 |  | 376.8884 | 0.0021721
| 376.9674 | 0 |  |  |  | 376.9674 | 0.0116 |  | 376.9674 | 0 |  | 376.9674 | 0.00327 |  |  |  |  | 376.9674 | 0.0030477 |  | 376.9674 | 0.0038942
| 377.0465 | 0 |  |  |  | 377.0465 | 0.01134 |  | 377.0465 | 0 |  | 377.0465 | 0.00427 |  |  |  |  | 377.0465 | 0.0026293 |  | 377.0465 | 0.0027998
| 377.1255 | 0 |  |  |  | 377.1255 | 0.01154 |  | 377.1255 | 0 |  | 377.1255 | 0.00311 |  |  |  |  | 377.1255 | 0.0015721 |  | 377.1255 | 0.0043732
| 377.2045 | 0 |  |  |  | 377.2045 | 0.01129 |  | 377.2045 | 0 |  | 377.2045 | 0.00188 |  |  |  |  | 377.2045 | -0.0022077 |  | 377.2045 | 0.0014333
| 377.2836 | 0 |  |  |  | 377.2836 | 0.01155 |  | 377.2836 | 0 |  | 377.2836 | 0.00277 |  |  |  |  | 377.2836 | 0.0043677 |  | 377.2836 | 0.0043042
| 377.3626 | 0 |  |  |  | 377.3626 | 0.01124 |  | 377.3626 | 0 |  | 377.3626 | 0.00207 |  |  |  |  | 377.3626 | -0.0043415 |  | 377.3626 | 0.0010177
| 377.4417 | 0 |  |  |  | 377.4417 | 0.01158 |  | 377.4417 | 0 |  | 377.4417 | 0.00292 |  |  |  |  | 377.4417 | 0.0034738 |  | 377.4417 | 0.0030675
| 377.5207 | 0 |  |  |  | 377.5207 | 0.01142 |  | 377.5207 | 0 |  | 377.5207 | 0.00174 |  |  |  |  | 377.5207 | -0.00043266 |  | 377.5207 | 0.003452
| 377.5998 | 0 |  |  |  | 377.5998 | 0.01161 |  | 377.5998 | 0 |  | 377.5998 | 0.00509 |  |  |  |  | 377.5998 | 0.0057273 |  | 377.5998 | 0.0025756
| 377.6788 | 0 |  |  |  | 377.6788 | 0.01123 |  | 377.6788 | 0 |  | 377.6788 | 0.00384 |  |  |  |  | 377.6788 | 0.00027304 |  | 377.6788 | 0.00080972
| 377.7579 | 0 |  |  |  | 377.7579 | 0.01153 |  | 377.7579 | 0 |  | 377.7579 | 0.00322 |  |  |  |  | 377.7579 | 0.0001775 |  | 377.7579 | 0.0024363
| 377.8369 | 0 |  |  |  | 377.8369 | 0.01143 |  | 377.8369 | 0 |  | 377.8369 | 0.00181 |  |  |  |  | 377.8369 | -0.0029359 |  | 377.8369 | 0.0011193
| 377.916 | 0 |  |  |  | 377.916 | 0.01169 |  | 377.916 | 0 |  | 377.916 | 0.00281 |  |  |  |  | 377.916 | 0.0020705 |  | 377.916 | 0.001462
| 377.9951 | 0 |  |  |  | 377.995 | 0.01133 |  | 377.9951 | 0 |  | 377.995 | 0.00099332 |  |  |  |  | 377.995 | -3.2856e-05 |  | 377.9951 | 0.0018772
| 378.0741 | 0 |  |  |  | 378.0741 | 0.01163 |  | 378.0741 | 0 |  | 378.0741 | 0.00363 |  |  |  |  | 378.0741 | 0.0020557 |  | 378.0741 | 0.0022219
| 378.1532 | 0 |  |  |  | 378.1532 | 0.0115 |  | 378.1532 | 0 |  | 378.1532 | 0.00333 |  |  |  |  | 378.1532 | -0.0037995 |  | 378.1532 | 0.0015918
| 378.2322 | 0 |  |  |  | 378.2322 | 0.01169 |  | 378.2322 | 0 |  | 378.2322 | 0.00369 |  |  |  |  | 378.2322 | 0.0033684 |  | 378.2322 | 0.0029799
| 378.3113 | 0 |  |  |  | 378.3113 | 0.01151 |  | 378.3113 | 0 |  | 378.3113 | 0.00157 |  |  |  |  | 378.3113 | -0.0031095 |  | 378.3113 | 0.00068353
| 378.3904 | 0 |  |  |  | 378.3904 | 0.01171 |  | 378.3904 | 0 |  | 378.3904 | 0.00287 |  |  |  |  | 378.3904 | 0.0041549 |  | 378.3904 | 0.0051119
| 378.4694 | 0 |  |  |  | 378.4695 | 0.01137 |  | 378.4695 | 0 |  | 378.4695 | 0.00258 |  |  |  |  | 378.4695 | 2.4398e-05 |  | 378.4695 | 0.00075944
| 378.5485 | 0 |  |  |  | 378.5485 | 0.01156 |  | 378.5485 | 0 |  | 378.5485 | 0.00376 |  |  |  |  | 378.5485 | 0.0028367 |  | 378.5485 | 0.0038183
| 378.6276 | 0 |  |  |  | 378.6276 | 0.01116 |  | 378.6276 | 0 |  | 378.6276 | 0.00308 |  |  |  |  | 378.6276 | 0.00037503 |  | 378.6276 | 0.0021218
| 378.7067 | 0 |  |  |  | 378.7067 | 0.01132 |  | 378.7067 | 0 |  | 378.7067 | 0.00222 |  |  |  |  | 378.7067 | 0.0020847 |  | 378.7067 | 0.0040112
| 378.7858 | 0 |  |  |  | 378.7858 | 0.01114 |  | 378.7858 | 0 |  | 378.7858 | 0.00221 |  |  |  |  | 378.7858 | 0.0015811 |  | 378.7858 | 0.0013381
| 378.8649 | 0 |  |  |  | 378.8649 | 0.01147 |  | 378.8649 | 0 |  | 378.8649 | 0.00237 |  |  |  |  | 378.8649 | 0.00026014 |  | 378.8649 | 0.00083596
| 378.9439 | 0 |  |  |  | 378.9439 | 0.01114 |  | 378.9439 | 0 |  | 378.9439 | 0.0008208 |  |  |  |  | 378.9439 | -0.003436 |  | 378.9439 | 0.00068808
| 379.023 | 0 |  |  |  | 379.023 | 0.01137 |  | 379.023 | 0 |  | 379.023 | 0.00187 |  |  |  |  | 379.023 | 0.0012483 |  | 379.023 | 0.0025174
| 379.1021 | 0 |  |  |  | 379.1021 | 0.01101 |  | 379.1021 | 0 |  | 379.1021 | 0.00458 |  |  |  |  | 379.1021 | -0.002282 |  | 379.1021 | 0.0028245
| 379.1812 | 0 |  |  |  | 379.1812 | 0.01133 |  | 379.1812 | 0 |  | 379.1812 | 0.00302 |  |  |  |  | 379.1812 | 0.0038676 |  | 379.1812 | 0.0010015
| 379.2603 | 0 |  |  |  | 379.2603 | 0.01114 |  | 379.2603 | 0 |  | 379.2603 | 0.00263 |  |  |  |  | 379.2603 | -0.0019146 |  | 379.2603 | -0.0005407
| 379.3394 | 0 |  |  |  | 379.3394 | 0.01151 |  | 379.3394 | 0 |  | 379.3394 | 0.00286 |  |  |  |  | 379.3394 | 0.005263 |  | 379.3394 | 0.0013672
| 379.4185 | 0 |  |  |  | 379.4185 | 0.01118 |  | 379.4185 | 0 |  | 379.4185 | 0.00227 |  |  |  |  | 379.4185 | -0.0019848 |  | 379.4185 | 0.0022804
| 379.4976 | 0 |  |  |  | 379.4976 | 0.01147 |  | 379.4976 | 0 |  | 379.4976 | 0.00209 |  |  |  |  | 379.4976 | 0.0081781 |  | 379.4976 | 0.0029194
| 379.5767 | 0 |  |  |  | 379.5767 | 0.01136 |  | 379.5767 | 0 |  | 379.5767 | 0.00272 |  |  |  |  | 379.5767 | -0.0029931 |  | 379.5767 | 0.00022976
| 379.6558 | 0 |  |  |  | 379.6558 | 0.01191 |  | 379.6558 | 0 |  | 379.6558 | 0.00397 |  |  |  |  | 379.6558 | 0.0072282 |  | 379.6558 | 0.0045524
| 379.735 | 0 |  |  |  | 379.7349 | 0.01154 |  | 379.735 | 0 |  | 379.7349 | 0.00243 |  |  |  |  | 379.7349 | -0.0023682 |  | 379.735 | 0.0017484
| 379.8141 | 0 |  |  |  | 379.8141 | 0.01192 |  | 379.8141 | 0 |  | 379.8141 | 0.00208 |  |  |  |  | 379.8141 | 0.0025983 |  | 379.8141 | 0.0018192
| 379.8932 | 0 |  |  |  | 379.8932 | 0.01149 |  | 379.8932 | 0 |  | 379.8932 | 0.00303 |  |  |  |  | 379.8932 | -0.0055294 |  | 379.8932 | 0.00038318
| 379.9723 | 0 |  |  |  | 379.9723 | 0.01171 |  | 379.9723 | 0 |  | 379.9723 | 0.00329 |  |  |  |  | 379.9723 | 0.0027623 |  | 379.9723 | 0.0021539
| 380.0514 | 0 |  |  |  | 380.0514 | 0.01149 |  | 380.0514 | 0 |  | 380.0514 | 0.00265 |  |  |  |  | 380.0514 | -0.001062 |  | 380.0514 | 0.0013705
| 380.1305 | 0 |  |  |  | 380.1305 | 0.01159 |  | 380.1305 | 0 |  | 380.1305 | 0.00253 |  |  |  |  | 380.1305 | 0.0056591 |  | 380.1305 | 0.0026155
| 380.2097 | 0 |  |  |  | 380.2097 | 0.01132 |  | 380.2097 | 0 |  | 380.2097 | 0.0032 |  |  |  |  | 380.2096 | 0.001905 |  | 380.2097 | 0.0022989
| 380.2888 | 0 |  |  |  | 380.2888 | 0.01156 |  | 380.2888 | 0 |  | 380.2888 | 0.00209 |  |  |  |  | 380.2888 | 0.00099936 |  | 380.2888 | 0.002524
| 380.3679 | 0 |  |  |  | 380.3679 | 0.01136 |  | 380.3679 | 0 |  | 380.3679 | 0.00261 |  |  |  |  | 380.3679 | -0.0072203 |  | 380.3679 | 0.00013026
| 380.447 | 0 |  |  |  | 380.447 | 0.01164 |  | 380.447 | 0 |  | 380.447 | 0.00374 |  |  |  |  | 380.447 | 0.0028594 |  | 380.447 | 0.0018143
| 380.5261 | 0 |  |  |  | 380.5262 | 0.01119 |  | 380.5262 | 0 |  | 380.5262 | 0.00134 |  |  |  |  | 380.5262 | -0.0021098 |  | 380.5262 | 0.00099133
| 380.6053 | 0 |  |  |  | 380.6053 | 0.01132 |  | 380.6053 | 0 |  | 380.6053 | 0.00209 |  |  |  |  | 380.6053 | 0.00017619 |  | 380.6053 | 0.0031307
| 380.6844 | 0 |  |  |  | 380.6844 | 0.01104 |  | 380.6844 | 0 |  | 380.6844 | 0.00391 |  |  |  |  | 380.6844 | -0.0058596 |  | 380.6844 | -0.00055216
| 380.7636 | 0 |  |  |  | 380.7636 | 0.01122 |  | 380.7636 | 0 |  | 380.7636 | 0.00305 |  |  |  |  | 380.7636 | -8.2193e-05 |  | 380.7636 | 0.0033231
| 380.8427 | 0 |  |  |  | 380.8427 | 0.01083 |  | 380.8427 | 0 |  | 380.8427 | 0.00262 |  |  |  |  | 380.8427 | -0.0080736 |  | 380.8427 | 0.00065298
| 380.9218 | 0 |  |  |  | 380.9219 | 0.01102 |  | 380.9218 | 0 |  | 380.9219 | 0.00486 |  |  |  |  | 380.9219 | 0.0049131 |  | 380.9218 | 0.0014768
| 381.001 | 0 |  |  |  | 381.001 | 0.01058 |  | 381.001 | 0 |  | 381.001 | 0.00306 |  |  |  |  | 381.001 | -0.0026685 |  | 381.001 | 0.0017406
| 381.0801 | 0 |  |  |  | 381.0801 | 0.01085 |  | 381.0801 | 0 |  | 381.0801 | 0.00367 |  |  |  |  | 381.0801 | 0.0027815 |  | 381.0801 | 0.0024837
| 381.1593 | 0 |  |  |  | 381.1593 | 0.01067 |  | 381.1593 | 0 |  | 381.1593 | 0.00411 |  |  |  |  | 381.1593 | -0.0015049 |  | 381.1593 | 0.00099608
| 381.2384 | 0 |  |  |  | 381.2384 | 0.0109 |  | 381.2384 | 0 |  | 381.2384 | 0.00308 |  |  |  |  | 381.2384 | 0.0024223 |  | 381.2384 | 0.003644
| 381.3176 | 0 |  |  |  | 381.3176 | 0.01053 |  | 381.3176 | 0 |  | 381.3176 | 0.00363 |  |  |  |  | 381.3176 | -0.0044357 |  | 381.3176 | 0.0005895
| 381.3968 | 0 |  |  |  | 381.3967 | 0.01071 |  | 381.3968 | 0 |  | 381.3967 | 0.00515 |  |  |  |  | 381.3968 | 0.0058948 |  | 381.3968 | 0.0027607
| 381.4759 | 0 |  |  |  | 381.4759 | 0.01059 |  | 381.4759 | 0 |  | 381.4759 | 0.00277 |  |  |  |  | 381.4759 | 0.00032336 |  | 381.4759 | 0.00050342
| 381.555 | 0 |  |  |  | 381.5551 | 0.01064 |  | 381.5551 | 0 |  | 381.5551 | 0.00607 |  |  |  |  | 381.5551 | 0.0033362 |  | 381.5551 | 0.00077629
| 381.6342 | 0 |  |  |  | 381.6342 | 0.01017 |  | 381.6342 | 0 |  | 381.6342 | 0.00382 |  |  |  |  | 381.6342 | -0.0013597 |  | 381.6342 | -1.1e-05
| 381.7134 | 0 |  |  |  | 381.7134 | 0.01042 |  | 381.7134 | 0 |  | 381.7134 | 0.0049 |  |  |  |  | 381.7134 | 0.00063854 |  | 381.7134 | 0.0031585
| 381.7926 | 0 |  |  |  | 381.7926 | 0.00982 |  | 381.7926 | 0 |  | 381.7926 | 0.00274 |  |  |  |  | 381.7926 | -0.0038792 |  | 381.7926 | 0.0011225
| 381.8717 | 0 |  |  |  | 381.8717 | 0.01041 |  | 381.8717 | 0 |  | 381.8717 | 0.00507 |  |  |  |  | 381.8717 | 0.0034592 |  | 381.8717 | 0.0010082
| 381.9509 | 0 |  |  |  | 381.9509 | 0.01022 |  | 381.9509 | 0 |  | 381.9509 | 0.00398 |  |  |  |  | 381.9509 | -0.00092072 |  | 381.9509 | 0.0014447
| 382.0301 | 0 |  |  |  | 382.0301 | 0.01058 |  | 382.0301 | 0 |  | 382.0301 | 0.00479 |  |  |  |  | 382.0301 | 0.0033616 |  | 382.0301 | 0.0031849
| 382.1092 | 0 |  |  |  | 382.1092 | 0.01035 |  | 382.1093 | 0 |  | 382.1092 | 0.00355 |  |  |  |  | 382.1092 | -0.0003066 |  | 382.1093 | 0.0025489
| 382.1884 | 0 |  |  |  | 382.1884 | 0.01083 |  | 382.1884 | 0 |  | 382.1884 | 0.00478 |  |  |  |  | 382.1884 | 0.0052527 |  | 382.1884 | 0.0013339
| 382.2676 | 0 |  |  |  | 382.2676 | 0.0105 |  | 382.2676 | 0 |  | 382.2676 | 0.00515 |  |  |  |  | 382.2676 | -0.0082029 |  | 382.2676 | -0.0001114
| 382.3468 | 0 |  |  |  | 382.3468 | 0.01073 |  | 382.3468 | 0 |  | 382.3468 | 0.0056 |  |  |  |  | 382.3468 | 0.0022235 |  | 382.3468 | 0.0031661
| 382.426 | 0 |  |  |  | 382.426 | 0.01042 |  | 382.426 | 0 |  | 382.426 | 0.00338 |  |  |  |  | 382.426 | -0.0056033 |  | 382.426 | 0.0021562
| 382.5052 | 0 |  |  |  | 382.5052 | 0.01083 |  | 382.5052 | 0 |  | 382.5052 | 0.00151 |  |  |  |  | 382.5052 | -0.0011342 |  | 382.5052 | 0.00037886
| 382.5843 | 0 |  |  |  | 382.5843 | 0.01072 |  | 382.5844 | 0 |  | 382.5843 | 0.00409 |  |  |  |  | 382.5843 | -0.004411 |  | 382.5844 | -0.00013871
| 382.6635 | 0 |  |  |  | 382.6635 | 0.01099 |  | 382.6635 | 0 |  | 382.6635 | 0.00277 |  |  |  |  | 382.6635 | -0.00021345 |  | 382.6635 | -9.7621e-05
| 382.7427 | 0 |  |  |  | 382.7427 | 0.01063 |  | 382.7427 | 0 |  | 382.7427 | 0.00275 |  |  |  |  | 382.7427 | -0.0047686 |  | 382.7427 | -0.00040432
| 382.8219 | 0 |  |  |  | 382.8219 | 0.01106 |  | 382.8219 | 0 |  | 382.8219 | 0.00599 |  |  |  |  | 382.8219 | 0.0025894 |  | 382.8219 | 0.0029567
| 382.9011 | 0 |  |  |  | 382.9011 | 0.01073 |  | 382.9011 | 0 |  | 382.9011 | 0.00439 |  |  |  |  | 382.9011 | -0.0035844 |  | 382.9011 | 0.00022942
| 382.9803 | 0 |  |  |  | 382.9803 | 0.01112 |  | 382.9803 | 0 |  | 382.9803 | 0.00478 |  |  |  |  | 382.9803 | 0.0042311 |  | 382.9803 | 0.0035619
| 383.0595 | 0 |  |  |  | 383.0595 | 0.01099 |  | 383.0595 | 0 |  | 383.0595 | 0.00367 |  |  |  |  | 383.0595 | -0.0019983 |  | 383.0595 | 0.00045667
| 383.1387 | 0 |  |  |  | 383.1387 | 0.01134 |  | 383.1387 | 0 |  | 383.1387 | 0.00495 |  |  |  |  | 383.1387 | 0.003708 |  | 383.1387 | 0.0023059
| 383.2179 | 0 |  |  |  | 383.2179 | 0.01098 |  | 383.2179 | 0 |  | 383.2179 | 0.0031 |  |  |  |  | 383.2179 | -0.0041883 |  | 383.2179 | 0.0010937
| 383.2971 | 0 |  |  |  | 383.2971 | 0.01134 |  | 383.2971 | 0 |  | 383.2971 | 0.00417 |  |  |  |  | 383.2971 | 0.0040984 |  | 383.2971 | 0.00015388
| 383.3763 | 0 |  |  |  | 383.3764 | 0.01089 |  | 383.3763 | 0 |  | 383.3764 | 0.00238 |  |  |  |  | 383.3763 | -0.0072895 |  | 383.3763 | -5.8442e-05
| 383.4556 | 0 |  |  |  | 383.4556 | 0.01114 |  | 383.4556 | 0 |  | 383.4556 | 0.00758 |  |  |  |  | 383.4556 | 0.0053463 |  | 383.4556 | 0.0037139
| 383.5348 | 0 |  |  |  | 383.5348 | 0.01081 |  | 383.5348 | 0 |  | 383.5348 | 0.00162 |  |  |  |  | 383.5348 | -0.0090671 |  | 383.5348 | -0.00070944
| 383.614 | 0 |  |  |  | 383.614 | 0.01136 |  | 383.614 | 0 |  | 383.614 | 0.00403 |  |  |  |  | 383.614 | -0.0028019 |  | 383.614 | 0.0014673
| 383.6932 | 0 |  |  |  | 383.6932 | 0.01082 |  | 383.6932 | 0 |  | 383.6932 | 0.00176 |  |  |  |  | 383.6932 | -0.0083014 |  | 383.6932 | -0.00032259
| 383.7724 | 0 |  |  |  | 383.7724 | 0.01127 |  | 383.7724 | 0 |  | 383.7724 | 0.00321 |  |  |  |  | 383.7724 | 0.0024443 |  | 383.7724 | 0.0034874
| 383.8517 | 0 |  |  |  | 383.8517 | 0.01092 |  | 383.8517 | 0 |  | 383.8517 | 0.00311 |  |  |  |  | 383.8517 | -0.0062252 |  | 383.8517 | -9.5895e-06
| 383.9309 | 0 |  |  |  | 383.9309 | 0.01108 |  | 383.9309 | 0 |  | 383.9309 | 0.00265 |  |  |  |  | 383.9309 | 0.00099549 |  | 383.9309 | 0.00275
| 384.0101 | 0 |  |  |  | 384.0101 | 0.01062 |  | 384.0101 | 0 |  | 384.0101 | 0.00294 |  |  |  |  | 384.0101 | -0.0039464 |  | 384.0101 | 0.00081235
| 384.0893 | 0 |  |  |  | 384.0893 | 0.01092 |  | 384.0893 | 0 |  | 384.0893 | 0.00348 |  |  |  |  | 384.0893 | 0.0026517 |  | 384.0893 | 0.00033293
| 384.1686 | 0 |  |  |  | 384.1686 | 0.01068 |  | 384.1686 | 0 |  | 384.1686 | 0.00484 |  |  |  |  | 384.1686 | -0.0043399 |  | 384.1686 | -0.0012196
| 384.2478 | 0 |  |  |  | 384.2478 | 0.01106 |  | 384.2478 | 0 |  | 384.2478 | 0.00409 |  |  |  |  | 384.2478 | -0.0024772 |  | 384.2478 | 0.00057879
| 384.327 | 0 |  |  |  | 384.327 | 0.01075 |  | 384.327 | 0 |  | 384.327 | 0.00278 |  |  |  |  | 384.327 | -0.0070019 |  | 384.327 | 0.00017332
| 384.4063 | 0 |  |  |  | 384.4063 | 0.01121 |  | 384.4063 | 0 |  | 384.4063 | 0.00329 |  |  |  |  | 384.4063 | 0.0033117 |  | 384.4063 | 0.0010369
| 384.4855 | 0 |  |  |  | 384.4855 | 0.01088 |  | 384.4855 | 0 |  | 384.4855 | 0.00384 |  |  |  |  | 384.4855 | -0.0036395 |  | 384.4855 | 0.0017155
| 384.5648 | 0 |  |  |  | 384.5648 | 0.01115 |  | 384.5648 | 0 |  | 384.5648 | 0.00554 |  |  |  |  | 384.5648 | 0.00050538 |  | 384.5648 | 0.0029595
| 384.644 | 0 |  |  |  | 384.644 | 0.01102 |  | 384.644 | 0 |  | 384.644 | 0.00519 |  |  |  |  | 384.644 | -0.0053894 |  | 384.644 | 0.00094807
| 384.7232 | 0 |  |  |  | 384.7232 | 0.01121 |  | 384.7232 | 0 |  | 384.7232 | 0.00327 |  |  |  |  | 384.7232 | 0.00116 |  | 384.7232 | 0.0028798
| 384.8025 | 0 |  |  |  | 384.8025 | 0.01074 |  | 384.8025 | 0 |  | 384.8025 | 0.00411 |  |  |  |  | 384.8025 | -0.0030495 |  | 384.8025 | -0.00027135
| 384.8817 | 0 |  |  |  | 384.8817 | 0.01131 |  | 384.8817 | 0 |  | 384.8817 | 0.00385 |  |  |  |  | 384.8817 | 0.0019727 |  | 384.8817 | 0.0016573
| 384.961 | 0 |  |  |  | 384.961 | 0.01083 |  | 384.961 | 0 |  | 384.961 | 0.00559 |  |  |  |  | 384.961 | -0.0043828 |  | 384.961 | 0.00046659
| 385.0403 | 0 |  |  |  | 385.0403 | 0.01118 |  | 385.0403 | 0 |  | 385.0403 | 0.00736 |  |  |  |  | 385.0403 | 0.001246 |  | 385.0403 | 0.00085486
| 385.1195 | 0 |  |  |  | 385.1195 | 0.01071 |  | 385.1195 | 0 |  | 385.1195 | 0.00201 |  |  |  |  | 385.1195 | -0.011681 |  | 385.1195 | -0.00076376
| 385.1988 | 0 |  |  |  | 385.1988 | 0.01095 |  | 385.1988 | 0 |  | 385.1988 | 0.00485 |  |  |  |  | 385.1988 | 0.0079862 |  | 385.1988 | 0.0026103
| 385.278 | 0 |  |  |  | 385.278 | 0.01062 |  | 385.278 | 0 |  | 385.278 | 0.00587 |  |  |  |  | 385.278 | -0.00017041 |  | 385.278 | 0.00054179
| 385.3573 | 0 |  |  |  | 385.3573 | 0.01113 |  | 385.3573 | 0 |  | 385.3573 | 0.00704 |  |  |  |  | 385.3573 | 0.0063886 |  | 385.3573 | 0.0027916
| 385.4366 | 0 |  |  |  | 385.4366 | 0.01064 |  | 385.4366 | 0 |  | 385.4366 | 0.00204 |  |  |  |  | 385.4366 | -0.0037348 |  | 385.4366 | -0.0014477
| 385.5158 | 0 |  |  |  | 385.5158 | 0.01115 |  | 385.5158 | 0 |  | 385.5158 | 0.00445 |  |  |  |  | 385.5158 | 0.0062086 |  | 385.5158 | 0.0013947
| 385.5951 | 0 |  |  |  | 385.5951 | 0.01077 |  | 385.5951 | 0 |  | 385.5951 | 0.00346 |  |  |  |  | 385.5951 | -0.0026543 |  | 385.5951 | -0.0031322
| 385.6744 | 0 |  |  |  | 385.6744 | 0.0113 |  | 385.6744 | 0 |  | 385.6744 | 0.00395 |  |  |  |  | 385.6744 | 0.0064355 |  | 385.6744 | 0.0029108
| 385.7536 | 0 |  |  |  | 385.7536 | 0.01099 |  | 385.7536 | 0 |  | 385.7536 | 0.00563 |  |  |  |  | 385.7536 | -0.0072321 |  | 385.7536 | -0.0021459
| 385.8329 | 0 |  |  |  | 385.8329 | 0.0111 |  | 385.8329 | 0 |  | 385.8329 | 0.00525 |  |  |  |  | 385.8329 | 0.0022463 |  | 385.8329 | 0.0019348
| 385.9122 | 0 |  |  |  | 385.9122 | 0.01103 |  | 385.9122 | 0 |  | 385.9122 | 0.00609 |  |  |  |  | 385.9122 | -0.0047466 |  | 385.9122 | -0.001317
| 385.9915 | 0 |  |  |  | 385.9915 | 0.01148 |  | 385.9915 | 0 |  | 385.9915 | 0.00408 |  |  |  |  | 385.9915 | 0.0020402 |  | 385.9915 | -0.00076121
| 386.0708 | 0 |  |  |  | 386.0708 | 0.01125 |  | 386.0708 | 0 |  | 386.0708 | 0.00232 |  |  |  |  | 386.0708 | -0.0009712 |  | 386.0708 | -4.724e-05
| 386.1501 | 0 |  |  |  | 386.15 | 0.01146 |  | 386.1501 | 0 |  | 386.15 | 0.00402 |  |  |  |  | 386.15 | 0.0022991 |  | 386.1501 | 0.0006509
| 386.2293 | 0 |  |  |  | 386.2293 | 0.01082 |  | 386.2293 | 0 |  | 386.2293 | 0.0025 |  |  |  |  | 386.2293 | -0.0068676 |  | 386.2293 | 0.001892
| 386.3086 | 0 |  |  |  | 386.3086 | 0.01127 |  | 386.3086 | 0 |  | 386.3086 | 0.00483 |  |  |  |  | 386.3086 | 0.004965 |  | 386.3086 | 0.0019646
| 386.3879 | 0 |  |  |  | 386.3879 | 0.01086 |  | 386.3879 | 0 |  | 386.3879 | 0.00513 |  |  |  |  | 386.3879 | -0.00132 |  | 386.3879 | -0.00036522
| 386.4672 | 0 |  |  |  | 386.4672 | 0.01101 |  | 386.4672 | 0 |  | 386.4672 | 0.00689 |  |  |  |  | 386.4672 | 0.0063955 |  | 386.4672 | 0.0028031
| 386.5465 | 0 |  |  |  | 386.5465 | 0.01051 |  | 386.5465 | 0 |  | 386.5465 | 0.00087699 |  |  |  |  | 386.5465 | -0.0043139 |  | 386.5465 | 0.0025046
| 386.6258 | 0 |  |  |  | 386.6258 | 0.01066 |  | 386.6258 | 0 |  | 386.6258 | 0.00676 |  |  |  |  | 386.6258 | 0.0053905 |  | 386.6258 | 0.00095301
| 386.7051 | 0 |  |  |  | 386.7051 | 0.0103 |  | 386.7051 | 0 |  | 386.7051 | 0.00106 |  |  |  |  | 386.7051 | 0.0007251 |  | 386.7051 | 0.0019166
| 386.7844 | 0 |  |  |  | 386.7844 | 0.01069 |  | 386.7844 | 0 |  | 386.7844 | 0.00473 |  |  |  |  | 386.7844 | 0.0033182 |  | 386.7844 | 0.00044148
| 386.8637 | 0 |  |  |  | 386.8637 | 0.01023 |  | 386.8637 | 0 |  | 386.8637 | 0.00591 |  |  |  |  | 386.8637 | 0.0024788 |  | 386.8637 | 0.00046441
| 386.943 | 0 |  |  |  | 386.943 | 0.01078 |  | 386.943 | 0 |  | 386.943 | 0.00509 |  |  |  |  | 386.943 | 0.0056746 |  | 386.943 | 0.0028754
| 387.0223 | 0 |  |  |  | 387.0223 | 0.01025 |  | 387.0223 | 0 |  | 387.0223 | 0.00415 |  |  |  |  | 387.0223 | -0.0055171 |  | 387.0223 | -0.002306
| 387.1016 | 0 |  |  |  | 387.1016 | 0.01057 |  | 387.1016 | 0 |  | 387.1016 | 0.00602 |  |  |  |  | 387.1016 | 0.007398 |  | 387.1016 | -0.0002414
| 387.1809 | 0 |  |  |  | 387.1809 | 0.01055 |  | 387.1809 | 0 |  | 387.1809 | 0.00554 |  |  |  |  | 387.1809 | -0.0156 |  | 387.1809 | -0.0029053
| 387.2602 | 0 |  |  |  | 387.2602 | 0.01092 |  | 387.2603 | 0 |  | 387.2602 | 0.00402 |  |  |  |  | 387.2602 | 0.0074441 |  | 387.2603 | 0.0016866
| 387.3396 | 0 |  |  |  | 387.3396 | 0.01051 |  | 387.3396 | 0 |  | 387.3396 | 0.00139 |  |  |  |  | 387.3396 | -0.0059453 |  | 387.3396 | -0.00019691
| 387.4189 | 0 |  |  |  | 387.4189 | 0.0109 |  | 387.4189 | 0 |  | 387.4189 | 0.00485 |  |  |  |  | 387.4189 | 0.00066886 |  | 387.4189 | 0.0014493
| 387.4982 | 0 |  |  |  | 387.4982 | 0.0107 |  | 387.4982 | 0 |  | 387.4982 | 0.00588 |  |  |  |  | 387.4982 | -0.0043577 |  | 387.4982 | 0.00021791
| 387.5775 | 0 |  |  |  | 387.5775 | 0.01083 |  | 387.5775 | 0 |  | 387.5775 | 0.00757 |  |  |  |  | 387.5775 | 0.0059684 |  | 387.5775 | 0.001208
| 387.6569 | 0 |  |  |  | 387.6569 | 0.01025 |  | 387.6569 | 0 |  | 387.6569 | 0.00626 |  |  |  |  | 387.6569 | -0.0054016 |  | 387.6569 | -0.0028306
| 387.7362 | 0 |  |  |  | 387.7362 | 0.01065 |  | 387.7362 | 0 |  | 387.7362 | 0.00699 |  |  |  |  | 387.7362 | 0.0029391 |  | 387.7362 | 0.0044918
| 387.8155 | 0 |  |  |  | 387.8155 | 0.01032 |  | 387.8155 | 0 |  | 387.8155 | 0.00553 |  |  |  |  | 387.8155 | -0.0086245 |  | 387.8155 | -0.001073
| 387.8948 | 0 |  |  |  | 387.8948 | 0.01032 |  | 387.8948 | 0 |  | 387.8948 | 0.00496 |  |  |  |  | 387.8948 | 0.0061873 |  | 387.8948 | 0.0026591
| 387.9742 | 0 |  |  |  | 387.9742 | 0.00999 |  | 387.9742 | 0 |  | 387.9742 | 0.003 |  |  |  |  | 387.9742 | -0.0083699 |  | 387.9742 | -0.002792
| 388.0535 | 0 |  |  |  | 388.0535 | 0.01013 |  | 388.0535 | 0 |  | 388.0535 | 0.00688 |  |  |  |  | 388.0535 | 0.0053825 |  | 388.0535 | 0.0014639
| 388.1328 | 0 |  |  |  | 388.1328 | 0.00976 |  | 388.1328 | 0 |  | 388.1328 | 0.00358 |  |  |  |  | 388.1328 | -0.0055377 |  | 388.1328 | -0.001887
| 388.2122 | 0 |  |  |  | 388.2122 | 0.01017 |  | 388.2122 | 0 |  | 388.2122 | 0.00397 |  |  |  |  | 388.2122 | 0.0050551 |  | 388.2122 | 0.0021729
| 388.2915 | 0 |  |  |  | 388.2915 | 0.00958 |  | 388.2915 | 0 |  | 388.2915 | 0.00477 |  |  |  |  | 388.2915 | 0.00090013 |  | 388.2915 | 0.00020273
| 388.3709 | 0 |  |  |  | 388.3709 | 0.00991 |  | 388.3709 | 0 |  | 388.3709 | 0.00638 |  |  |  |  | 388.3709 | 0.0051898 |  | 388.3709 | -0.00052777
| 388.4502 | 0 |  |  |  | 388.4502 | 0.0096 |  | 388.4502 | 0 |  | 388.4502 | 0.00502 |  |  |  |  | 388.4502 | -0.0060545 |  | 388.4502 | 0.0012096
| 388.5296 | 0 |  |  |  | 388.5296 | 0.01022 |  | 388.5296 | 0 |  | 388.5296 | 0.00156 |  |  |  |  | 388.5296 | 0.0090812 |  | 388.5296 | 0.0011028
| 388.6089 | 0 |  |  |  | 388.6089 | 0.00999 |  | 388.6089 | 0 |  | 388.6089 | 0.00695 |  |  |  |  | 388.6089 | -0.0074024 |  | 388.6089 | 0.00010164
| 388.6883 | 0 |  |  |  | 388.6883 | 0.01063 |  | 388.6883 | 0 |  | 388.6883 | 0.00595 |  |  |  |  | 388.6883 | 0.0025874 |  | 388.6883 | 0.0030068
| 388.7676 | 0 |  |  |  | 388.7676 | 0.01032 |  | 388.7676 | 0 |  | 388.7676 | 0.00276 |  |  |  |  | 388.7676 | -0.0012673 |  | 388.7676 | -0.0019985
| 388.847 | 0 |  |  |  | 388.847 | 0.01078 |  | 388.847 | 0 |  | 388.847 | 0.00363 |  |  |  |  | 388.847 | -0.004265 |  | 388.847 | -0.0007306
| 388.9263 | 0 |  |  |  | 388.9263 | 0.0101 |  | 388.9263 | 0 |  | 388.9263 | 0.00342 |  |  |  |  | 388.9263 | -0.00034429 |  | 388.9263 | 0.0013699
| 389.0057 | 0 |  |  |  | 389.0057 | 0.01061 |  | 389.0057 | 0 |  | 389.0057 | 0.00623 |  |  |  |  | 389.0057 | 0.00042439 |  | 389.0057 | 0.00061932
| 389.0851 | 0 |  |  |  | 389.0851 | 0.01061 |  | 389.0851 | 0 |  | 389.0851 | 0.00546 |  |  |  |  | 389.0851 | -0.011803 |  | 389.0851 | 0.0018373
| 389.1644 | 0 |  |  |  | 389.1644 | 0.01038 |  | 389.1644 | 0 |  | 389.1644 | 0.0045 |  |  |  |  | 389.1644 | 0.0017205 |  | 389.1644 | 0.0018365
| 389.2438 | 0 |  |  |  | 389.2438 | 0.01034 |  | 389.2438 | 0 |  | 389.2438 | 0.0044 |  |  |  |  | 389.2438 | -0.0045667 |  | 389.2438 | -0.00044217
| 389.3231 | 0 |  |  |  | 389.3231 | 0.0099 |  | 389.3232 | 0 |  | 389.3231 | 0.00575 |  |  |  |  | 389.3231 | -0.00038811 |  | 389.3232 | 0.0041771
| 389.4025 | 0 |  |  |  | 389.4025 | 0.00975 |  | 389.4025 | 0 |  | 389.4025 | 0.00589 |  |  |  |  | 389.4025 | -0.0031326 |  | 389.4025 | -0.0024452
| 389.4819 | 0 |  |  |  | 389.4819 | 0.0096 |  | 389.4819 | 0 |  | 389.4819 | 0.0054 |  |  |  |  | 389.4819 | 0.0073557 |  | 389.4819 | 0.00086138
| 389.5613 | 0 |  |  |  | 389.5613 | 0.00961 |  | 389.5613 | 0 |  | 389.5613 | 0.00808 |  |  |  |  | 389.5613 | -0.0053532 |  | 389.5613 | 0.00020736
| 389.6407 | 0 |  |  |  | 389.6406 | 0.00979 |  | 389.6407 | 0 |  | 389.6406 | 0.00431 |  |  |  |  | 389.6406 | 0.0049361 |  | 389.6407 | 0.0013706
| 389.72 | 0 |  |  |  | 389.72 | 0.00977 |  | 389.72 | 0 |  | 389.72 | 0.00635 |  |  |  |  | 389.72 | -0.010309 |  | 389.72 | -0.0018486
| 389.7994 | 0 |  |  |  | 389.7994 | 0.00989 |  | 389.7994 | 0 |  | 389.7994 | 0.00738 |  |  |  |  | 389.7994 | 0.0047939 |  | 389.7994 | 0.0018232
| 389.8788 | 0 |  |  |  | 389.8788 | 0.01023 |  | 389.8788 | 0 |  | 389.8788 | 0.00362 |  |  |  |  | 389.8788 | -0.0097785 |  | 389.8788 | -0.0026905
| 389.9582 | 0 |  |  |  | 389.9582 | 0.01023 |  | 389.9582 | 0 |  | 389.9582 | 0.00683 |  |  |  |  | 389.9582 | -0.0022078 |  | 389.9582 | -0.0041307
| 390.0376 | 0 |  |  |  | 390.0376 | 0.01039 |  | 390.0376 | 0 |  | 390.0376 | 0.00579 |  |  |  |  | 390.0376 | -0.0010356 |  | 390.0376 | 0.0034942
| 390.1169 | 0 |  |  |  | 390.1169 | 0.01026 |  | 390.1169 | 0 |  | 390.1169 | 0.00237 |  |  |  |  | 390.1169 | 0.0011916 |  | 390.1169 | -0.0010493
| 390.1963 | 0 |  |  |  | 390.1963 | 0.01061 |  | 390.1964 | 0 |  | 390.1963 | 0.00639 |  |  |  |  | 390.1963 | -0.0025757 |  | 390.1964 | -6.6382e-05
| 390.2757 | 0 |  |  |  | 390.2757 | 0.01098 |  | 390.2757 | 0 |  | 390.2757 | 0.00582 |  |  |  |  | 390.2757 | -0.0097297 |  | 390.2757 | -0.0013359
| 390.3551 | 0 |  |  |  | 390.3551 | 0.01103 |  | 390.3551 | 0 |  | 390.3551 | 0.00631 |  |  |  |  | 390.3551 | 0.0056957 |  | 390.3551 | 0.0014029
| 390.4345 | 0 |  |  |  | 390.4345 | 0.01087 |  | 390.4345 | 0 |  | 390.4345 | 0.00585 |  |  |  |  | 390.4345 | -0.0092099 |  | 390.4345 | -0.00077671
| 390.5139 | 0 |  |  |  | 390.5139 | 0.01078 |  | 390.5139 | 0 |  | 390.5139 | 0.00542 |  |  |  |  | 390.5139 | 0.00095899 |  | 390.5139 | -0.001517
| 390.5933 | 0 |  |  |  | 390.5933 | 0.01036 |  | 390.5933 | 0 |  | 390.5933 | 0.00581 |  |  |  |  | 390.5933 | -0.0054591 |  | 390.5933 | 0.00051962
| 390.6727 | 0 |  |  |  | 390.6727 | 0.01039 |  | 390.6727 | 0 |  | 390.6727 | 0.00416 |  |  |  |  | 390.6727 | 0.004412 |  | 390.6727 | 0.0017299
| 390.7521 | 0 |  |  |  | 390.7521 | 0.01023 |  | 390.7521 | 0 |  | 390.7521 | 0.00401 |  |  |  |  | 390.7521 | -0.0088374 |  | 390.7521 | -0.0018026
| 390.8315 | 0 |  |  |  | 390.8315 | 0.00998 |  | 390.8315 | 0 |  | 390.8315 | 0.01059 |  |  |  |  | 390.8315 | 0.008341 |  | 390.8315 | 0.0038853
| 390.911 | 0 |  |  |  | 390.911 | 0.01013 |  | 390.9109 | 0 |  | 390.911 | 0.00522 |  |  |  |  | 390.9109 | -0.0059578 |  | 390.9109 | 0.00088599
| 390.9904 | 0 |  |  |  | 390.9904 | 0.01023 |  | 390.9904 | 0 |  | 390.9904 | 0.00466 |  |  |  |  | 390.9904 | 0.0069496 |  | 390.9904 | 0.0019408
| 391.0698 | 0 |  |  |  | 391.0698 | 0.01024 |  | 391.0698 | 0 |  | 391.0698 | 0.00437 |  |  |  |  | 391.0698 | -0.0072262 |  | 391.0698 | -0.0029744
| 391.1492 | 0 |  |  |  | 391.1492 | 0.01059 |  | 391.1492 | 0 |  | 391.1492 | 0.00827 |  |  |  |  | 391.1492 | 0.008142 |  | 391.1492 | 0.0045441
| 391.2286 | 0 |  |  |  | 391.2286 | 0.00981 |  | 391.2286 | 0 |  | 391.2286 | 0.00739 |  |  |  |  | 391.2286 | -0.016388 |  | 391.2286 | -0.0034596
| 391.308 | 0 |  |  |  | 391.308 | 0.01071 |  | 391.308 | 0 |  | 391.308 | 0.00638 |  |  |  |  | 391.308 | 0.0071558 |  | 391.308 | 0.0022867
| 391.3875 | 0 |  |  |  | 391.3875 | 0.01033 |  | 391.3875 | 0 |  | 391.3875 | 0.00411 |  |  |  |  | 391.3874 | -0.0041202 |  | 391.3875 | 0.0013629
| 391.4669 | 0 |  |  |  | 391.4669 | 0.01068 |  | 391.4669 | 0 |  | 391.4669 | 0.00427 |  |  |  |  | 391.4669 | 0.0039269 |  | 391.4669 | 0.0017653
| 391.5463 | 0 |  |  |  | 391.5463 | 0.01025 |  | 391.5463 | 0 |  | 391.5463 | 0.00616 |  |  |  |  | 391.5463 | -0.0050725 |  | 391.5463 | -0.0021557
| 391.6257 | 0 |  |  |  | 391.6257 | 0.01073 |  | 391.6257 | 0 |  | 391.6257 | 0.00436 |  |  |  |  | 391.6257 | 0.0035373 |  | 391.6257 | -0.00047419
| 391.7052 | 0 |  |  |  | 391.7052 | 0.0104 |  | 391.7052 | 0 |  | 391.7052 | 0.00328 |  |  |  |  | 391.7052 | -0.0056203 |  | 391.7052 | 0.00071412
| 391.7846 | 0 |  |  |  | 391.7846 | 0.0109 |  | 391.7846 | 0 |  | 391.7846 | 0.00745 |  |  |  |  | 391.7846 | 0.0079853 |  | 391.7846 | -0.00018615
| 391.864 | 0 |  |  |  | 391.864 | 0.01034 |  | 391.864 | 0 |  | 391.864 | 0.00269 |  |  |  |  | 391.864 | -0.0042414 |  | 391.864 | -0.00047083
| 391.9434 | 0 |  |  |  | 391.9435 | 0.01056 |  | 391.9435 | 0 |  | 391.9435 | 0.00726 |  |  |  |  | 391.9435 | -0.0014412 |  | 391.9435 | 0.0013135
| 392.0229 | 0 |  |  |  | 392.0229 | 0.00985 |  | 392.0229 | 0 |  | 392.0229 | 0.00338 |  |  |  |  | 392.0229 | -0.0034814 |  | 392.0229 | 5.0896e-05
| 392.1023 | 0 |  |  |  | 392.1023 | 0.01016 |  | 392.1023 | 0 |  | 392.1023 | 0.00465 |  |  |  |  | 392.1023 | 0.0091586 |  | 392.1023 | 0.0049881
| 392.1818 | 0 |  |  |  | 392.1818 | 0.00945 |  | 392.1818 | 0 |  | 392.1818 | 0.0057 |  |  |  |  | 392.1818 | -0.0108 |  | 392.1818 | -0.004171
| 392.2612 | 0 |  |  |  | 392.2612 | 0.00951 |  | 392.2612 | 0 |  | 392.2612 | 0.00519 |  |  |  |  | 392.2612 | -0.0010062 |  | 392.2612 | -0.0029753
| 392.3407 | 0 |  |  |  | 392.3407 | 0.00905 |  | 392.3407 | -0.01 |  | 392.3407 | 0.0029 |  |  |  |  | 392.3407 | -0.0035586 |  | 392.3407 | -0.0020579
| 392.4201 | 0 |  |  |  | 392.4201 | 0.00984 |  | 392.4201 | 0 |  | 392.4201 | 0.0041 |  |  |  |  | 392.4201 | -0.0003431 |  | 392.4201 | -0.00037797
| 392.4996 | 0 |  |  |  | 392.4996 | 0.00958 |  | 392.4996 | 0 |  | 392.4996 | 0.00464 |  |  |  |  | 392.4996 | -0.0036449 |  | 392.4996 | 0.00049221
| 392.579 | 0 |  |  |  | 392.579 | 0.01038 |  | 392.579 | 0 |  | 392.579 | 0.00555 |  |  |  |  | 392.579 | 0.0051561 |  | 392.579 | 0.0015628
| 392.6585 | 0 |  |  |  | 392.6585 | 0.0097 |  | 392.6585 | 0 |  | 392.6585 | 0.00386 |  |  |  |  | 392.6585 | -0.0066744 |  | 392.6585 | -0.00023048
| 392.7379 | 0 |  |  |  | 392.7379 | 0.01024 |  | 392.7379 | 0 |  | 392.7379 | 0.00416 |  |  |  |  | 392.7379 | 0.0045283 |  | 392.7379 | -0.00069486
| 392.8174 | 0 |  |  |  | 392.8174 | 0.00988 |  | 392.8174 | 0 |  | 392.8174 | 0.00641 |  |  |  |  | 392.8174 | -0.011417 |  | 392.8174 | -0.0051756
| 392.8968 | 0 |  |  |  | 392.8968 | 0.01035 |  | 392.8969 | 0 |  | 392.8968 | 0.00242 |  |  |  |  | 392.8968 | 0.0051075 |  | 392.8969 | 0.0011028
| 392.9763 | 0 |  |  |  | 392.9763 | 0.00992 |  | 392.9763 | 0 |  | 392.9763 | 0.00735 |  |  |  |  | 392.9763 | -0.0049619 |  | 392.9763 | -0.002776
| 393.0558 | 0 |  |  |  | 393.0558 | 0.00994 |  | 393.0558 | 0 |  | 393.0558 | 0.00437 |  |  |  |  | 393.0558 | 0.0070076 |  | 393.0558 | 0.0023512
| 393.1352 | 0 |  |  |  | 393.1352 | 0.00957 |  | 393.1353 | 0 |  | 393.1352 | 0.00454 |  |  |  |  | 393.1352 | -0.0076884 |  | 393.1353 | -0.0011214
| 393.2147 | 0 |  |  |  | 393.2147 | 0.01049 |  | 393.2147 | 0 |  | 393.2147 | 0.00617 |  |  |  |  | 393.2147 | 0.0016665 |  | 393.2147 | 0.00034724
| 393.2942 | 0 |  |  |  | 393.2942 | 0.01004 |  | 393.2942 | 0 |  | 393.2942 | 0.00488 |  |  |  |  | 393.2942 | -0.0049603 |  | 393.2942 | 0.00018698
| 393.3737 | 0 |  |  |  | 393.3736 | 0.01038 |  | 393.3737 | 0 |  | 393.3736 | 0.00333 |  |  |  |  | 393.3737 | 0.00050375 |  | 393.3737 | -0.00012804
| 393.4531 | 0 |  |  |  | 393.4531 | 0.01 |  | 393.4531 | 0 |  | 393.4531 | 0.00505 |  |  |  |  | 393.4531 | -0.0074292 |  | 393.4531 | -0.00035025
| 393.5326 | 0 |  |  |  | 393.5326 | 0.01033 |  | 393.5326 | 0 |  | 393.5326 | 0.00488 |  |  |  |  | 393.5326 | 0.0046932 |  | 393.5326 | 0.0034378
| 393.6121 | 0 |  |  |  | 393.6121 | 0.01001 |  | 393.6121 | 0 |  | 393.6121 | 0.00428 |  |  |  |  | 393.6121 | -0.0040839 |  | 393.6121 | 0.0029815
| 393.6916 | 0 |  |  |  | 393.6916 | 0.01023 |  | 393.6916 | 0 |  | 393.6916 | 0.00351 |  |  |  |  | 393.6916 | 0.0036042 |  | 393.6916 | 0.0013412
| 393.7711 | 0 |  |  |  | 393.771 | 0.0099 |  | 393.7711 | 0 |  | 393.771 | 0.00275 |  |  |  |  | 393.771 | -0.0017486 |  | 393.7711 | -0.002754
| 393.8505 | 0 |  |  |  | 393.8505 | 0.01042 |  | 393.8505 | 0 |  | 393.8505 | 0.00422 |  |  |  |  | 393.8505 | 0.0062162 |  | 393.8505 | 0.0015669
| 393.93 | 0 |  |  |  | 393.93 | 0.0104 |  | 393.93 | 0 |  | 393.93 | 0.00765 |  |  |  |  | 393.93 | -0.0055738 |  | 393.93 | -0.0016347
| 394.0095 | 0 |  |  |  | 394.0095 | 0.01111 |  | 394.0095 | 0 |  | 394.0095 | 0.00447 |  |  |  |  | 394.0095 | -0.00052644 |  | 394.0095 | 0.0017488
| 394.089 | 0 |  |  |  | 394.089 | 0.01083 |  | 394.089 | 0 |  | 394.089 | 0.0052 |  |  |  |  | 394.089 | -0.0095192 |  | 394.089 | -0.0018529
| 394.1685 | 0 |  |  |  | 394.1685 | 0.01146 |  | 394.1685 | 0 |  | 394.1685 | 0.00081332 |  |  |  |  | 394.1685 | -0.0014642 |  | 394.1685 | 2.0343e-07
| 394.248 | 0 |  |  |  | 394.248 | 0.01119 |  | 394.248 | 0 |  | 394.248 | 0.00548 |  |  |  |  | 394.248 | -0.0096713 |  | 394.248 | 2.1283e-06
| 394.3275 | 0 |  |  |  | 394.3275 | 0.01181 |  | 394.3275 | 0 |  | 394.3275 | 0.00641 |  |  |  |  | 394.3275 | 3.9882e-05 |  | 394.3275 | -0.00033564
| 394.407 | 0 |  |  |  | 394.407 | 0.01112 |  | 394.407 | 0 |  | 394.407 | 0.0036 |  |  |  |  | 394.407 | -0.0095151 |  | 394.407 | -0.00049237
| 394.4865 | 0 |  |  |  | 394.4865 | 0.0116 |  | 394.4865 | 0 |  | 394.4865 | 0.00481 |  |  |  |  | 394.4865 | 0.004307 |  | 394.4865 | 0.0020135
| 394.566 | 0 |  |  |  | 394.566 | 0.01094 |  | 394.566 | 0 |  | 394.566 | 0.00235 |  |  |  |  | 394.566 | -0.0057947 |  | 394.566 | 0.0012665
| 394.6455 | 0 |  |  |  | 394.6455 | 0.01168 |  | 394.6455 | 0 |  | 394.6455 | 0.00462 |  |  |  |  | 394.6455 | 0.0051446 |  | 394.6455 | 0.0020181
| 394.725 | 0 |  |  |  | 394.725 | 0.0113 |  | 394.725 | 0 |  | 394.725 | 0.00682 |  |  |  |  | 394.725 | -0.0087009 |  | 394.725 | -0.00053569
| 394.8045 | 0 |  |  |  | 394.8045 | 0.0118 |  | 394.8045 | 0 |  | 394.8045 | 0.00516 |  |  |  |  | 394.8045 | 0.0058589 |  | 394.8045 | 0.0037729
| 394.884 | 0 |  |  |  | 394.884 | 0.01148 |  | 394.884 | 0 |  | 394.884 | 0.00217 |  |  |  |  | 394.884 | -0.0087274 |  | 394.884 | -0.0013458
| 394.9635 | 0 |  |  |  | 394.9635 | 0.01189 |  | 394.9635 | 0 |  | 394.9635 | 0.00448 |  |  |  |  | 394.9635 | -0.0033592 |  | 394.9635 | 0.0013615
| 395.043 | 0 |  |  |  | 395.043 | 0.01147 |  | 395.043 | 0 |  | 395.043 | 0.00742 |  |  |  |  | 395.043 | -0.0041597 |  | 395.043 | -0.00030463
| 395.1226 | 0 |  |  |  | 395.1225 | 0.01205 |  | 395.1226 | 0 |  | 395.1225 | 0.00537 |  |  |  |  | 395.1226 | 0.00094362 |  | 395.1226 | 2.7018e-06
| 395.2021 | 0 |  |  |  | 395.2021 | 0.01125 |  | 395.2021 | 0 |  | 395.2021 | 0.00918 |  |  |  |  | 395.2021 | -0.0097675 |  | 395.2021 | -0.00032824
| 395.2816 | 0 |  |  |  | 395.2816 | 0.01161 |  | 395.2816 | 0 |  | 395.2816 | 0.00435 |  |  |  |  | 395.2816 | 0.0034043 |  | 395.2816 | -0.0013176
| 395.3611 | 0 |  |  |  | 395.3611 | 0.01124 |  | 395.3611 | 0 |  | 395.3611 | 0.00597 |  |  |  |  | 395.3611 | -0.0073799 |  | 395.3611 | -0.0045498
| 395.4406 | 0 |  |  |  | 395.4406 | 0.01192 |  | 395.4406 | 0 |  | 395.4406 | 0.00729 |  |  |  |  | 395.4406 | 0.011391 |  | 395.4406 | 0.001195
| 395.5202 | 0 |  |  |  | 395.5202 | 0.01181 |  | 395.5202 | 0 |  | 395.5202 | 0.00669 |  |  |  |  | 395.5202 | -0.0018907 |  | 395.5202 | -0.0032952
| 395.5997 | 0 |  |  |  | 395.5997 | 0.01231 |  | 395.5997 | 0 |  | 395.5997 | 0.00508 |  |  |  |  | 395.5997 | 0.0069601 |  | 395.5997 | 0.00058013
| 395.6792 | 0 |  |  |  | 395.6792 | 0.01205 |  | 395.6792 | 0 |  | 395.6792 | 0.00682 |  |  |  |  | 395.6792 | -0.00013735 |  | 395.6792 | -0.00042772
| 395.7588 | 0 |  |  |  | 395.7588 | 0.0122 |  | 395.7588 | 0 |  | 395.7588 | 0.0064 |  |  |  |  | 395.7588 | 0.0062768 |  | 395.7588 | 0.003956
| 395.8383 | 0 |  |  |  | 395.8383 | 0.01181 |  | 395.8383 | 0 |  | 395.8383 | 0.00668 |  |  |  |  | 395.8383 | 0.0020236 |  | 395.8383 | -0.0013094
| 395.9178 | 0 |  |  |  | 395.9178 | 0.01169 |  | 395.9178 | 0 |  | 395.9178 | 0.00375 |  |  |  |  | 395.9178 | -0.0020165 |  | 395.9178 | -0.00042937
| 395.9974 | 0 |  |  |  | 395.9974 | 0.01108 |  | 395.9974 | 0 |  | 395.9974 | 0.00266 |  |  |  |  | 395.9974 | -0.01118 |  | 395.9974 | -0.00047307
| 396.0769 | 0 |  |  |  | 396.0769 | 0.01149 |  | 396.0769 | 0 |  | 396.0769 | 0.00464 |  |  |  |  | 396.0769 | 0.0031577 |  | 396.0769 | 0.0036254
| 396.1564 | 0 |  |  |  | 396.1565 | 0.01077 |  | 396.1564 | 0 |  | 396.1565 | 0.00515 |  |  |  |  | 396.1564 | -0.0067364 |  | 396.1564 | -0.0035783
| 396.236 | 0 |  |  |  | 396.236 | 0.01127 |  | 396.236 | 0 |  | 396.236 | 0.00887 |  |  |  |  | 396.236 | 0.0097648 |  | 396.236 | 0.0045137
| 396.3155 | 0 |  |  |  | 396.3155 | 0.01079 |  | 396.3155 | 0 |  | 396.3155 | 0.00566 |  |  |  |  | 396.3155 | -0.0065463 |  | 396.3155 | -0.0040073
| 396.3951 | 0 |  |  |  | 396.3951 | 0.01138 |  | 396.3951 | 0 |  | 396.3951 | 0.0083 |  |  |  |  | 396.3951 | 0.0049197 |  | 396.3951 | 0.0034654
| 396.4746 | 0 |  |  |  | 396.4746 | 0.01044 |  | 396.4746 | 0 |  | 396.4746 | 0.0013 |  |  |  |  | 396.4746 | -0.0042931 |  | 396.4746 | 0.0017182
| 396.5542 | 0 |  |  |  | 396.5542 | 0.0112 |  | 396.5542 | 0 |  | 396.5542 | 0.00717 |  |  |  |  | 396.5542 | 0.0079112 |  | 396.5542 | 0.0028018
| 396.6337 | 0 |  |  |  | 396.6337 | 0.01065 |  | 396.6337 | 0 |  | 396.6337 | 0.0067 |  |  |  |  | 396.6337 | -0.0079684 |  | 396.6337 | -0.00086787
| 396.7133 | 0 |  |  |  | 396.7133 | 0.01105 |  | 396.7133 | 0 |  | 396.7133 | 0.00969 |  |  |  |  | 396.7133 | 0.0056577 |  | 396.7133 | 0.001854
| 396.7928 | 0 |  |  |  | 396.7928 | 0.0105 |  | 396.7928 | 0 |  | 396.7928 | 0.00657 |  |  |  |  | 396.7929 | -0.0015188 |  | 396.7928 | -0.0013239
| 396.8724 | 0 |  |  |  | 396.8724 | 0.0108 |  | 396.8724 | 0 |  | 396.8724 | 0.0013 |  |  |  |  | 396.8724 | 0.0042574 |  | 396.8724 | 0.00044559
| 396.952 | 0 |  |  |  | 396.952 | 0.0101 |  | 396.952 | 0 |  | 396.952 | 0.00272 |  |  |  |  | 396.952 | -0.0096402 |  | 396.952 | -0.0023286
| 397.0315 | 0 |  |  |  | 397.0315 | 0.01062 |  | 397.0315 | 0 |  | 397.0315 | 0.00436 |  |  |  |  | 397.0315 | 0.0030276 |  | 397.0315 | -0.0012115
| 397.1111 | 0 |  |  |  | 397.1111 | 0.01003 |  | 397.1111 | 0 |  | 397.1111 | 0.00536 |  |  |  |  | 397.1111 | -0.0073948 |  | 397.1111 | -0.00050069
| 397.1907 | 0 |  |  |  | 397.1907 | 0.01056 |  | 397.1907 | 0 |  | 397.1907 | 0.00533 |  |  |  |  | 397.1907 | 0.0020536 |  | 397.1907 | 0.0033698
| 397.2702 | 0 |  |  |  | 397.2702 | 0.0104 |  | 397.2702 | 0 |  | 397.2702 | 0.00447 |  |  |  |  | 397.2702 | -0.0070728 |  | 397.2702 | -0.0021572
| 397.3498 | 0 |  |  |  | 397.3498 | 0.01085 |  | 397.3498 | 0 |  | 397.3498 | 0.0073 |  |  |  |  | 397.3498 | -0.0014496 |  | 397.3498 | 0.0038466
| 397.4294 | 0 |  |  |  | 397.4294 | 0.01003 |  | 397.4294 | 0 |  | 397.4294 | 0.00667 |  |  |  |  | 397.4294 | -0.0071789 |  | 397.4294 | -0.0017492
| 397.509 | 0 |  |  |  | 397.509 | 0.0102 |  | 397.509 | 0 |  | 397.509 | 0.00364 |  |  |  |  | 397.509 | -0.002911 |  | 397.509 | 0.0012834
| 397.5885 | 0 |  |  |  | 397.5885 | 0.00965 |  | 397.5885 | 0 |  | 397.5885 | 0.00438 |  |  |  |  | 397.5885 | -0.010607 |  | 397.5885 | -0.0029439
| 397.6681 | 0 |  |  |  | 397.6681 | 0.01001 |  | 397.6681 | 0 |  | 397.6681 | 0.00691 |  |  |  |  | 397.6681 | 0.0040571 |  | 397.6681 | 0.00046399
| 397.7477 | 0 |  |  |  | 397.7477 | 0.00966 |  | 397.7477 | 0 |  | 397.7477 | 0.00556 |  |  |  |  | 397.7477 | -0.010011 |  | 397.7477 | -0.0030547
| 397.8273 | 0 |  |  |  | 397.8273 | 0.00998 |  | 397.8273 | 0 |  | 397.8273 | 0.0049 |  |  |  |  | 397.8273 | 0.0055195 |  | 397.8273 | 0.00091792
| 397.9069 | 0 |  |  |  | 397.9069 | 0.00981 |  | 397.9069 | 0 |  | 397.9069 | 0.00514 |  |  |  |  | 397.9069 | -0.0093012 |  | 397.9069 | -0.00057792
| 397.9864 | 0 |  |  |  | 397.9865 | 0.01061 |  | 397.9865 | 0 |  | 397.9865 | 0.00455 |  |  |  |  | 397.9865 | 0.0030909 |  | 397.9865 | 0.0032882
| 398.066 | 0 |  |  |  | 398.0661 | 0.01043 |  | 398.066 | 0 |  | 398.0661 | 0.00709 |  |  |  |  | 398.066 | -0.0041185 |  | 398.066 | -0.0022283
| 398.1456 | 0 |  |  |  | 398.1456 | 0.01098 |  | 398.1456 | 0 |  | 398.1456 | 0.00594 |  |  |  |  | 398.1456 | 0.0059822 |  | 398.1456 | 0.0016971
| 398.2252 | 0 |  |  |  | 398.2252 | 0.01013 |  | 398.2252 | 0 |  | 398.2252 | 0.00664 |  |  |  |  | 398.2252 | -0.0046407 |  | 398.2252 | -0.00094052
| 398.3048 | 0 |  |  |  | 398.3048 | 0.01055 |  | 398.3048 | 0 |  | 398.3048 | 0.00805 |  |  |  |  | 398.3048 | 0.00097404 |  | 398.3048 | -0.0017757
| 398.3844 | 0 |  |  |  | 398.3844 | 0.01002 |  | 398.3844 | 0 |  | 398.3844 | 0.0067 |  |  |  |  | 398.3844 | -0.0084319 |  | 398.3844 | -0.00087514
| 398.464 | 0 |  |  |  | 398.464 | 0.01073 |  | 398.464 | 0 |  | 398.464 | 0.00727 |  |  |  |  | 398.464 | 0.00037699 |  | 398.464 | 0.00024569
| 398.5436 | 0 |  |  |  | 398.5436 | 0.01011 |  | 398.5436 | 0 |  | 398.5436 | 0.00421 |  |  |  |  | 398.5436 | -0.0010265 |  | 398.5436 | 0.00029618
| 398.6232 | 0 |  |  |  | 398.6232 | 0.01079 |  | 398.6232 | 0 |  | 398.6232 | 0.00593 |  |  |  |  | 398.6232 | -0.00062272 |  | 398.6232 | 0.0023391
| 398.7028 | 0 |  |  |  | 398.7028 | 0.01026 |  | 398.7028 | 0 |  | 398.7028 | 0.00299 |  |  |  |  | 398.7028 | -0.003336 |  | 398.7028 | -0.0052532
| 398.7824 | 0 |  |  |  | 398.7824 | 0.01088 |  | 398.7824 | 0 |  | 398.7824 | 0.00587 |  |  |  |  | 398.7824 | -0.00069762 |  | 398.7824 | -0.00033921
| 398.862 | 0 |  |  |  | 398.8621 | 0.01021 |  | 398.862 | 0 |  | 398.8621 | 0.0063 |  |  |  |  | 398.862 | -0.010593 |  | 398.862 | -0.005161
| 398.9416 | 0 |  |  |  | 398.9417 | 0.01068 |  | 398.9417 | 0 |  | 398.9417 | 0.00817 |  |  |  |  | 398.9417 | 0.0096406 |  | 398.9417 | 0.0031165
| 399.0213 | 0 |  |  |  | 399.0213 | 0.00996 |  | 399.0213 | 0 |  | 399.0213 | 0.00286 |  |  |  |  | 399.0213 | -0.0082872 |  | 399.0213 | -0.0017635
| 399.1009 | 0 |  |  |  | 399.1009 | 0.01045 |  | 399.1009 | 0 |  | 399.1009 | 0.00686 |  |  |  |  | 399.1009 | 0.0087042 |  | 399.1009 | 0.0015782
| 399.1805 | 0 |  |  |  | 399.1805 | 0.01011 |  | 399.1805 | 0 |  | 399.1805 | 0.0049 |  |  |  |  | 399.1805 | -0.0099469 |  | 399.1805 | -0.0023491
| 399.2601 | 0 |  |  |  | 399.2601 | 0.01023 |  | 399.2601 | 0 |  | 399.2601 | 0.00688 |  |  |  |  | 399.2601 | 0.00065462 |  | 399.2601 | 0.0030065
| 399.3397 | 0 |  |  |  | 399.3397 | 0.00994 |  | 399.3398 | 0 |  | 399.3397 | 0.00726 |  |  |  |  | 399.3397 | -0.016197 |  | 399.3398 | -0.00086729
| 399.4194 | 0 |  |  |  | 399.4194 | 0.01036 |  | 399.4194 | 0 |  | 399.4194 | 0.00579 |  |  |  |  | 399.4194 | 0.0049191 |  | 399.4194 | -0.00050816
| 399.499 | 0 |  |  |  | 399.499 | 0.00987 |  | 399.499 | 0 |  | 399.499 | 0.00547 |  |  |  |  | 399.499 | -0.0029766 |  | 399.499 | -0.0018028
| 399.5786 | 0 |  |  |  | 399.5786 | 0.01045 |  | 399.5786 | 0 |  | 399.5786 | 0.00902 |  |  |  |  | 399.5786 | 0.0045073 |  | 399.5786 | 0.0063179
| 399.6582 | 0 |  |  |  | 399.6582 | 0.01019 |  | 399.6582 | 0 |  | 399.6582 | 0.0035 |  |  |  |  | 399.6582 | -0.005326 |  | 399.6582 | -0.003574
| 399.7378 | 0 |  |  |  | 399.7379 | 0.01049 |  | 399.7379 | 0 |  | 399.7379 | 0.00789 |  |  |  |  | 399.7379 | 0.0095996 |  | 399.7379 | 0.00041299
| 399.8175 | 0 |  |  |  | 399.8175 | 0.01008 |  | 399.8175 | 0 |  | 399.8175 | 0.00638 |  |  |  |  | 399.8175 | -0.010785 |  | 399.8175 | -0.0024175
| 399.8971 | 0 |  |  |  | 399.8971 | 0.01041 |  | 399.8971 | 0 |  | 399.8971 | 0.00862 |  |  |  |  | 399.8971 | 0.0078513 |  | 399.8971 | 0.0036294
| 399.9768 | 0 |  |  |  | 399.9768 | 0.00989 |  | 399.9768 | 0 |  | 399.9768 | 0.00864 |  |  |  |  | 399.9768 | -0.0049981 |  | 399.9768 | -0.0023806
| 400.0564 | 0 |  |  |  | 400.0564 | 0.01 |  | 400.0564 | 0 |  | 400.0564 | 0.00583 |  |  |  |  | 400.0564 | 0.010149 |  | 400.0564 | 0.0033772
| 400.1361 | 0 |  |  |  | 400.136 | 0.00944 |  | 400.136 | 0 |  | 400.136 | 0.00634 |  |  |  |  | 400.136 | -0.0048859 |  | 400.136 | 0
| 400.2157 | 0 |  |  |  | 400.2157 | 0.0103 |  | 400.2157 | 0 |  | 400.2157 | 0.00832 |  |  |  |  | 400.2157 | 0.0061202 |  | 400.2157 | 0
| 400.2953 | 0 |  |  |  | 400.2953 | 0.00942 |  | 400.2953 | 0 |  | 400.2953 | 0.00474 |  |  |  |  | 400.2953 | -0.0080437 |  | 400.2953 | 0
| 400.375 | 0 |  |  |  | 400.375 | 0.0102 |  | 400.375 | 0 |  | 400.375 | 0.0057 |  |  |  |  | 400.375 | 0.0068737 |  | 400.375 | 0
| 400.4546 | 0 |  |  |  | 400.4546 | 0.00964 |  | 400.4546 | 0 |  | 400.4546 | 0.00571 |  |  |  |  | 400.4546 | -0.0055302 |  | 400.4546 | 0
| 400.5343 | 0 |  |  |  | 400.5343 | 0.0104 |  | 400.5343 | 0 |  | 400.5343 | 0.00428 |  |  |  |  | 400.5343 | 0.0064889 |  | 400.5343 | 0
| 400.6139 | 0 |  |  |  | 400.6139 | 0.00945 |  | 400.6139 | 0 |  | 400.6139 | 0.0064 |  |  |  |  | 400.6139 | -0.0072774 |  | 400.6139 | 0
| 400.6936 | 0 |  |  |  | 400.6936 | 0.00994 |  | 400.6936 | 0 |  | 400.6936 | 0.00488 |  |  |  |  | 400.6936 | 0.0069521 |  | 400.6936 | 0
| 400.7732 | 0 |  |  |  | 400.7732 | 0.00906 |  | 400.7732 | 0 |  | 400.7732 | 0.01021 |  |  |  |  | 400.7732 | -0.0058888 |  | 400.7732 | 0
| 400.8529 | 0 |  |  |  | 400.8529 | 0.00968 |  | 400.8529 | 0 |  | 400.8529 | 0.00881 |  |  |  |  | 400.8529 | 0.0044686 |  | 400.8529 | 0
| 400.9326 | 0 |  |  |  | 400.9325 | 0.00945 |  | 400.9326 | 0 |  | 400.9325 | 0.00422 |  |  |  |  | 400.9325 | -0.0051733 |  | 400.9326 | 0
| 401.0122 | 0 |  |  |  | 401.0122 | 0.01025 |  | 401.0122 | 0 |  | 401.0122 | 0.00769 |  |  |  |  | 401.0122 | -0.0020848 |  | 401.0122 | 0
| 401.0919 | 0 |  |  |  | 401.0919 | 0.00967 |  | 401.0919 | 0 |  | 401.0919 | 0.00585 |  |  |  |  | 401.0919 | -0.013481 |  | 401.0919 | 0
| 401.1715 | 0 |  |  |  | 401.1715 | 0.01045 |  | 401.1715 | 0 |  | 401.1715 | 0.00977 |  |  |  |  | 401.1715 | 0.0057138 |  | 401.1715 | 0
| 401.2512 | 0 |  |  |  | 401.2512 | 0.00992 |  | 401.2512 | 0 |  | 401.2512 | 0.00729 |  |  |  |  | 401.2512 | -0.0072045 |  | 401.2512 | 0
| 401.3309 | 0 |  |  |  | 401.3309 | 0.01005 |  | 401.3309 | 0 |  | 401.3309 | 0.00576 |  |  |  |  | 401.3309 | 0.0095613 |  | 401.3309 | 0
| 401.4105 | 0 |  |  |  | 401.4105 | 0.00964 |  | 401.4105 | 0 |  | 401.4105 | 0.00679 |  |  |  |  | 401.4105 | -0.0098761 |  | 401.4105 | 0
| 401.4902 | 0 |  |  |  | 401.4902 | 0.01051 |  | 401.4902 | 0 |  | 401.4902 | 0.01221 |  |  |  |  | 401.4902 | 0.0028351 |  | 401.4902 | 0
| 401.5699 | 0 |  |  |  | 401.5699 | 0.0098 |  | 401.5699 | 0 |  | 401.5699 | 0.00886 |  |  |  |  | 401.5699 | -0.010257 |  | 401.5699 | 0
| 401.6496 | 0 |  |  |  | 401.6495 | 0.01013 |  | 401.6496 | 0 |  | 401.6495 | 0.01084 |  |  |  |  | 401.6496 | 0.0069274 |  | 401.6496 | 0
| 401.7292 | 0 |  |  |  | 401.7292 | 0.00955 |  | 401.7292 | 0 |  | 401.7292 | 0.00338 |  |  |  |  | 401.7292 | -0.012146 |  | 401.7292 | 0
| 401.8089 | 0 |  |  |  | 401.8089 | 0.01001 |  | 401.8089 | 0 |  | 401.8089 | 0.01236 |  |  |  |  | 401.8089 | -0.0014038 |  | 401.8089 | 0
| 401.8886 | 0 |  |  |  | 401.8886 | 0.00935 |  | 401.8886 | 0 |  | 401.8886 | 0.00597 |  |  |  |  | 401.8886 | -0.012724 |  | 401.8886 | 0
| 401.9683 | 0 |  |  |  | 401.9683 | 0.0099 |  | 401.9683 | 0 |  | 401.9683 | 0.00391 |  |  |  |  | 401.9683 | 0.0079578 |  | 401.9683 | 0
| 402.048 | 0 |  |  |  | 402.048 | 0.00954 |  | 402.048 | 0 |  | 402.048 | 0.00499 |  |  |  |  | 402.048 | -0.015695 |  | 402.048 | 0
| 402.1277 | 0 |  |  |  | 402.1277 | 0.01005 |  | 402.1277 | 0 |  | 402.1277 | 0.0068 |  |  |  |  | 402.1276 | 0.0081472 |  | 402.1277 | 0
| 402.2073 | 0 |  |  |  | 402.2073 | 0.00951 |  | 402.2073 | 0 |  | 402.2073 | 0.00859 |  |  |  |  | 402.2073 | -0.0071425 |  | 402.2073 | 0
| 402.287 | 0 |  |  |  | 402.287 | 0.01036 |  | 402.287 | 0 |  | 402.287 | 0.01135 |  |  |  |  | 402.287 | 0.0061486 |  | 402.287 | 0
| 402.3667 | 0 |  |  |  | 402.3667 | 0.00916 |  | 402.3667 | 0 |  | 402.3667 | 0.0033 |  |  |  |  | 402.3667 | 0.0035318 |  | 402.3667 | 0
| 402.4464 | 0 |  |  |  | 402.4464 | 0.00958 |  | 402.4464 | 0 |  | 402.4464 | 0.00792 |  |  |  |  | 402.4464 | 0.0071964 |  | 402.4464 | 0
| 402.5261 | 0 |  |  |  | 402.5261 | 0.00819 |  | 402.5261 | 0 |  | 402.5261 | 0.00901 |  |  |  |  | 402.5261 | -0.016091 |  | 402.5261 | 0
| 402.6058 | 0 |  |  |  | 402.6058 | 0.00924 |  | 402.6058 | 0 |  | 402.6058 | 0.00837 |  |  |  |  | 402.6058 | 0.0096437 |  | 402.6058 | 0
| 402.6855 | 0 |  |  |  | 402.6855 | 0.00856 |  | 402.6855 | 0 |  | 402.6855 | 0.0117 |  |  |  |  | 402.6855 | -0.012373 |  | 402.6855 | 0
| 402.7652 | 0 |  |  |  | 402.7652 | 0.00992 |  | 402.7652 | 0 |  | 402.7652 | 0.0089 |  |  |  |  | 402.7652 | 0.015737 |  | 402.7652 | 0
| 402.8449 | 0 |  |  |  | 402.8449 | 0.00941 |  | 402.8449 | 0 |  | 402.8449 | 0.00522 |  |  |  |  | 402.8449 | -0.015802 |  | 402.8449 | 0
| 402.9246 | 0 |  |  |  | 402.9246 | 0.00949 |  | 402.9246 | 0 |  | 402.9246 | 0.01194 |  |  |  |  | 402.9246 | 0.007663 |  | 402.9246 | 0
| 403.0043 | 0 |  |  |  | 403.0043 | 0.00866 |  | 403.0043 | 0 |  | 403.0043 | 0.00285 |  |  |  |  | 403.0043 | -0.012459 |  | 403.0043 | 0
| 403.084 | 0 |  |  |  | 403.084 | 0.00947 |  | 403.084 | 0 |  | 403.084 | 0.01209 |  |  |  |  | 403.084 | 0.0037292 |  | 403.084 | 0
| 403.1638 | 0 |  |  |  | 403.1637 | 0.00826 |  | 403.1638 | 0 |  | 403.1637 | 0.00976 |  |  |  |  | 403.1637 | -0.018496 |  | 403.1638 | 0
| 403.2435 | 0 |  |  |  | 403.2435 | 0.00887 |  | 403.2435 | 0 |  | 403.2435 | 0.01162 |  |  |  |  | 403.2435 | 0.0055224 |  | 403.2435 | 0
| 403.3232 | 0 |  |  |  | 403.3232 | 0.00794 |  | 403.3232 | 0 |  | 403.3232 | 0.00397 |  |  |  |  | 403.3232 | -0.0070197 |  | 403.3232 | 0
| 403.4029 | 0 |  |  |  | 403.4029 | 0.00842 |  | 403.4029 | 0 |  | 403.4029 | 0.00632 |  |  |  |  | 403.4029 | 0.0055767 |  | 403.4029 | 0
| 403.4826 | 0 |  |  |  | 403.4826 | 0.00723 |  | 403.4826 | 0 |  | 403.4826 | 0.01078 |  |  |  |  | 403.4826 | -0.013751 |  | 403.4826 | 0
| 403.5623 | 0 |  |  |  | 403.5623 | 0.00768 |  | 403.5623 | 0 |  | 403.5623 | 0.00686 |  |  |  |  | 403.5623 | -0.0038826 |  | 403.5623 | 0
| 403.6421 | 0 |  |  |  | 403.6421 | 0.00691 |  | 403.6421 | 0 |  | 403.6421 | 0.00914 |  |  |  |  | 403.6421 | -0.014128 |  | 403.6421 | 0
| 403.7218 | 0 |  |  |  | 403.7218 | 0.00784 |  | 403.7218 | 0 |  | 403.7218 | 0.0156 |  |  |  |  | 403.7218 | 0.0098794 |  | 403.7218 | 0
| 403.8015 | 0 |  |  |  | 403.8015 | 0.00721 |  | 403.8015 | 0 |  | 403.8015 | 0.00693 |  |  |  |  | 403.8015 | -0.0020875 |  | 403.8015 | 0
| 403.8812 | 0 |  |  |  | 403.8812 | 0.00862 |  | 403.8812 | 0 |  | 403.8812 | 0.00947 |  |  |  |  | 403.8812 | 0.0040279 |  | 403.8812 | 0
| 403.961 | 0 |  |  |  | 403.961 | 0.00768 |  | 403.961 | 0 |  | 403.961 | 0.00598 |  |  |  |  | 403.961 | -0.012787 |  | 403.961 | 0
| 404.0407 | 0 |  |  |  | 404.0407 | 0.00787 |  | 404.0407 | 0 |  | 404.0407 | 0.00955 |  |  |  |  | 404.0407 | 0.017076 |  | 404.0407 | 0
| 404.1204 | 0 |  |  |  | 404.1204 | 0.00744 |  | 404.1204 | 0 |  | 404.1204 | 0.00675 |  |  |  |  | 404.1204 | -0.011906 |  | 404.1204 | 0
| 404.2002 | 0 |  |  |  | 404.2002 | 0.00798 |  | 404.2002 | 0 |  | 404.2002 | 0.01048 |  |  |  |  | 404.2002 | 0.011376 |  | 404.2002 | 0
| 404.2799 | 0 |  |  |  | 404.2799 | 0.00726 |  | 404.2799 | 0 |  | 404.2799 | 0.00494 |  |  |  |  | 404.2799 | -0.019905 |  | 404.2799 | 0
| 404.3596 | 0 |  |  |  | 404.3596 | 0.00834 |  | 404.3596 | 0 |  | 404.3596 | 0.01248 |  |  |  |  | 404.3596 | -0.0022455 |  | 404.3596 | 0
| 404.4394 | 0 |  |  |  | 404.4394 | 0.00803 |  | 404.4394 | 0 |  | 404.4394 | 0.00662 |  |  |  |  | 404.4394 | -0.012521 |  | 404.4394 | 0
| 404.5191 | 0 |  |  |  | 404.5191 | 0.00945 |  | 404.5191 | 0 |  | 404.5191 | 0.011 |  |  |  |  | 404.5191 | 0.00080501 |  | 404.5191 | 0
| 404.5989 | 0 |  |  |  | 404.5989 | 0.00854 |  | 404.5989 | 0 |  | 404.5989 | 0.00889 |  |  |  |  | 404.5989 | -0.017528 |  | 404.5989 | 0
| 404.6786 | 0 |  |  |  | 404.6786 | 0.00992 |  | 404.6786 | 0 |  | 404.6786 | 0.01615 |  |  |  |  | 404.6786 | 0.010105 |  | 404.6786 | 0
| 404.7584 | 0 |  |  |  | 404.7584 | 0.00941 |  | 404.7584 | 0 |  | 404.7584 | 0.01035 |  |  |  |  | 404.7584 | -0.0081862 |  | 404.7584 | 0
| 404.8381 | 0 |  |  |  | 404.8381 | 0.01016 |  | 404.8381 | 0 |  | 404.8381 | 0.00459 |  |  |  |  | 404.8381 | 0.014427 |  | 404.8381 | 0
| 404.9179 | 0 |  |  |  | 404.9179 | 0.01017 |  | 404.9179 | 0 |  | 404.9179 | 0.00448 |  |  |  |  | 404.9179 | -0.005264 |  | 404.9179 | 0
| 404.9976 | 0 |  |  |  | 404.9976 | 0.01137 |  | 404.9976 | 0 |  | 404.9976 | 0.00924 |  |  |  |  | 404.9976 | 0.013609 |  | 404.9976 | 0
| 405.0774 | 0 |  |  |  | 405.0774 | 0.01022 |  | 405.0774 | 0 |  | 405.0774 | 0.01347 |  |  |  |  | 405.0774 | -0.0076555 |  | 405.0774 | 0
| 405.1571 | 0 |  |  |  | 405.1571 | 0.0115 |  | 405.1571 | 0 |  | 405.1571 | 0.00956 |  |  |  |  | 405.1571 | 0.0096259 |  | 405.1571 | 0
| 405.2369 | 0 |  |  |  | 405.2369 | 0.01058 |  | 405.2369 | 0 |  | 405.2369 | 0.01482 |  |  |  |  | 405.2369 | -0.016674 |  | 405.2369 | 0
| 405.3166 | 0 |  |  |  | 405.3167 | 0.01216 |  | 405.3167 | 0 |  | 405.3167 | 0.01107 |  |  |  |  | 405.3167 | 0.019741 |  | 405.3167 | 0
| 405.3964 | 0 |  |  |  | 405.3964 | 0.01124 |  | 405.3964 | 0 |  | 405.3964 | 0.00761 |  |  |  |  | 405.3964 | -0.0062914 |  | 405.3964 | 0
| 405.4762 | 0 |  |  |  | 405.4762 | 0.01234 |  | 405.4762 | 0 |  | 405.4762 | 0.00825 |  |  |  |  | 405.4762 | 0.0036388 |  | 405.4762 | 0
| 405.556 | 0 |  |  |  | 405.5559 | 0.01122 |  | 405.556 | 0 |  | 405.5559 | 0.0017 |  |  |  |  | 405.556 | 0.0057009 |  | 405.556 | 0
| 405.6357 | 0 |  |  |  | 405.6357 | 0.01246 |  | 405.6357 | 0 |  | 405.6357 | 0.0086 |  |  |  |  | 405.6357 | 0.014809 |  | 405.6357 | 0
| 405.7155 | 0 |  |  |  | 405.7155 | 0.01201 |  | 405.7155 | 0 |  | 405.7155 | 0.00508 |  |  |  |  | 405.7155 | -0.022908 |  | 405.7155 | 0
| 405.7953 | 0 |  |  |  | 405.7953 | 0.01253 |  | 405.7953 | 0 |  | 405.7953 | 0.00921 |  |  |  |  | 405.7953 | -0.0048279 |  | 405.7953 | 0
| 405.875 | 0 |  |  |  | 405.875 | 0.01164 |  | 405.875 | 0 |  | 405.875 | 0.01597 |  |  |  |  | 405.875 | -0.0096569 |  | 405.875 | 0
| 405.9548 | 0 |  |  |  | 405.9548 | 0.01217 |  | 405.9548 | 0 |  | 405.9548 | 0.00813 |  |  |  |  | 405.9548 | 0.0045796 |  | 405.9548 | 0
| 406.0346 | 0 |  |  |  | 406.0346 | 0.01228 |  | 406.0346 | 0 |  | 406.0346 | 0.01355 |  |  |  |  | 406.0346 | -0.01194 |  | 406.0346 | 0
| 406.1144 | 0 |  |  |  | 406.1144 | 0.01266 |  | 406.1144 | 0 |  | 406.1144 | 0.01494 |  |  |  |  | 406.1144 | 0.010364 |  | 406.1144 | 0
| 406.1941 | 0 |  |  |  | 406.1942 | 0.01238 |  | 406.1942 | 0 |  | 406.1942 | 0.00272 |  |  |  |  | 406.1942 | -0.011598 |  | 406.1942 | 0
| 406.2739 | 0 |  |  |  | 406.2739 | 0.01283 |  | 406.2739 | 0 |  | 406.2739 | 0.01006 |  |  |  |  | 406.2739 | -0.0039216 |  | 406.2739 | 0
| 406.3537 | 0 |  |  |  | 406.3537 | 0.01252 |  | 406.3537 | 0 |  | 406.3537 | 0.0126 |  |  |  |  | 406.3537 | -0.022415 |  | 406.3537 | 0
| 406.4335 | 0 |  |  |  | 406.4335 | 0.01289 |  | 406.4335 | 0 |  | 406.4335 | 0.01316 |  |  |  |  | 406.4335 | 0.0064161 |  | 406.4335 | 0
| 406.5133 | 0 |  |  |  | 406.5133 | 0.01236 |  | 406.5133 | 0 |  | 406.5133 | 0.01811 |  |  |  |  | 406.5133 | -0.018045 |  | 406.5133 | 0
| 406.5931 | 0 |  |  |  | 406.5931 | 0.01275 |  | 406.5931 | 0 |  | 406.5931 | 0.01314 |  |  |  |  | 406.5931 | 0.013846 |  | 406.5931 | 0
| 406.6729 | 0 |  |  |  | 406.6729 | 0.0119 |  | 406.6729 | 0 |  | 406.6729 | 0.00086856 |  |  |  |  | 406.6729 | -0.00081195 |  | 406.6729 | 0
| 406.7527 | 0 |  |  |  | 406.7527 | 0.01173 |  | 406.7527 | 0 |  | 406.7527 | 0 |  |  |  |  | 406.7527 | 0 |  | 406.7527 | 0
| 406.8325 | 0 |  |  |  | 406.8325 | 0.01143 |  | 406.8325 | 0 |  | 406.8325 | 0 |  |  |  |  | 406.8325 | 0 |  | 406.8325 | 0
| 406.9123 | 0 |  |  |  | 406.9123 | 0.01155 |  | 406.9123 | 0 |  | 406.9123 | 0 |  |  |  |  | 406.9123 | 0 |  | 406.9123 | 0
| 406.9921 | 0 |  |  |  | 406.9921 | 0.01083 |  | 406.9921 | 0 |  | 406.9921 | 0 |  |  |  |  | 406.9921 | 0 |  | 406.9921 | 0
| 407.0719 | 0 |  |  |  | 407.0719 | 0.01149 |  | 407.0719 | 0 |  | 407.0719 | 0 |  |  |  |  | 407.0719 | 0 |  | 407.0719 | 0
| 407.1517 | 0 |  |  |  | 407.1517 | 0.01103 |  | 407.1517 | 0 |  | 407.1517 | 0 |  |  |  |  | 407.1517 | 0 |  | 407.1517 | 0
| 407.2315 | 0 |  |  |  | 407.2315 | 0.01178 |  | 407.2315 | 0 |  | 407.2315 | 0 |  |  |  |  | 407.2315 | 0 |  | 407.2315 | 0
| 407.3113 | 0 |  |  |  | 407.3113 | 0.01126 |  | 407.3113 | 0 |  | 407.3113 | 0 |  |  |  |  | 407.3113 | 0 |  | 407.3113 | 0
| 407.3911 | 0 |  |  |  | 407.3911 | 0.01214 |  | 407.3911 | 0 |  | 407.3911 | 0 |  |  |  |  | 407.3911 | 0 |  | 407.3911 | 0
| 407.4709 | 0 |  |  |  | 407.4709 | 0.01175 |  | 407.4709 | 0 |  | 407.4709 | 0 |  |  |  |  | 407.4709 | 0 |  | 407.4709 | 0
| 407.5507 | 0 |  |  |  | 407.5507 | 0.01278 |  | 407.5507 | 0 |  | 407.5507 | 0 |  |  |  |  | 407.5507 | 0 |  | 407.5507 | 0
| 407.6306 | 0 |  |  |  | 407.6305 | 0.01209 |  | 407.6306 | 0 |  | 407.6305 | 0 |  |  |  |  | 407.6305 | 0 |  | 407.6306 | 0
| 407.7104 | 0 |  |  |  | 407.7104 | 0.01214 |  | 407.7104 | 0 |  | 407.7104 | 0 |  |  |  |  | 407.7104 | 0 |  | 407.7104 | 0
| 407.7902 | 0 |  |  |  | 407.7902 | 0.01214 |  | 407.7902 | 0 |  | 407.7902 | 0 |  |  |  |  | 407.7902 | 0 |  | 407.7902 | 0
| 407.87 | 0 |  |  |  | 407.87 | 0.01214 |  | 407.87 | 0 |  | 407.87 | 0 |  |  |  |  | 407.87 | 0 |  | 407.87 | 0
| 407.9498 | 0 |  |  |  | 407.9498 | 0.01214 |  | 407.9498 | 0 |  | 407.9498 | 0 |  |  |  |  | 407.9498 | 0 |  | 407.9498 | 0
| 408.0296 | 0 |  |  |  | 408.0296 | 0.01214 |  | 408.0296 | 0 |  | 408.0296 | 0 |  |  |  |  | 408.0296 | 0 |  | 408.0296 | 0
| 408.1095 | 0 |  |  |  | 408.1095 | 0.01214 |  | 408.1095 | 0 |  | 408.1095 | 0 |  |  |  |  | 408.1095 | 0 |  | 408.1095 | 0
| 408.1893 | 0 |  |  |  | 408.1893 | 0.01214 |  | 408.1893 | 0 |  | 408.1893 | 0 |  |  |  |  | 408.1893 | 0 |  | 408.1893 | 0
| 408.2691 | 0 |  |  |  | 408.2691 | 0.01214 |  | 408.2691 | 0 |  | 408.2691 | 0 |  |  |  |  | 408.2691 | 0 |  | 408.2691 | 0
| 408.3489 | 0 |  |  |  | 408.349 | 0.01214 |  | 408.3489 | 0 |  | 408.349 | 0 |  |  |  |  | 408.349 | 0 |  | 408.3489 | 0
| 408.4288 | 0 |  |  |  | 408.4288 | 0.01214 |  | 408.4288 | 0 |  | 408.4288 | 0 |  |  |  |  | 408.4288 | 0 |  | 408.4288 | 0
| 408.5086 | 0 |  |  |  | 408.5086 | 0.01214 |  | 408.5086 | 0 |  | 408.5086 | 0 |  |  |  |  | 408.5086 | 0 |  | 408.5086 | 0
| 408.5884 | 0 |  |  |  | 408.5885 | 0.01214 |  | 408.5884 | 0 |  | 408.5885 | 0 |  |  |  |  | 408.5885 | 0 |  | 408.5884 | 0
| 408.6683 | 0 |  |  |  | 408.6683 | 0.01214 |  | 408.6683 | 0 |  | 408.6683 | 0 |  |  |  |  | 408.6683 | 0 |  | 408.6683 | 0
| 408.7481 | 0 |  |  |  | 408.7481 | 0.01214 |  | 408.7481 | 0 |  | 408.7481 | 0 |  |  |  |  | 408.7481 | 0 |  | 408.7481 | 0
| 408.828 | 0 |  |  |  | 408.828 | 0.01214 |  | 408.828 | 0 |  | 408.828 | 0 |  |  |  |  | 408.828 | 0 |  | 408.828 | 0
| 408.9078 | 0 |  |  |  | 408.9078 | 0.01214 |  | 408.9078 | 0 |  | 408.9078 | 0 |  |  |  |  | 408.9078 | 0 |  | 408.9078 | 0
| 408.9877 | 0 |  |  |  | 408.9877 | 0.01214 |  | 408.9877 | 0 |  | 408.9877 | 0 |  |  |  |  | 408.9877 | 0 |  | 408.9877 | 0
| 409.0675 | 0 |  |  |  | 409.0675 | 0.01214 |  | 409.0675 | 0 |  | 409.0675 | 0 |  |  |  |  | 409.0675 | 0 |  | 409.0675 | 0
| 409.1474 | 0 |  |  |  | 409.1474 | 0.01214 |  | 409.1474 | 0 |  | 409.1474 | 0 |  |  |  |  | 409.1474 | 0 |  | 409.1474 | 0
| 409.2272 | 0 |  |  |  | 409.2272 | 0.01214 |  | 409.2272 | 0 |  | 409.2272 | 0 |  |  |  |  | 409.2272 | 0 |  | 409.2272 | 0
| 409.3071 | 0 |  |  |  | 409.3071 | 0.01214 |  | 409.3071 | 0 |  | 409.3071 | 0 |  |  |  |  | 409.3071 | 0 |  | 409.3071 | 0
| 409.3869 | 0 |  |  |  | 409.3869 | 0.01214 |  | 409.3869 | 0 |  | 409.3869 | 0 |  |  |  |  | 409.3869 | 0 |  | 409.3869 | 0
| 409.4668 | 0 |  |  |  | 409.4668 | 0.01214 |  | 409.4668 | 0 |  | 409.4668 | 0 |  |  |  |  | 409.4668 | 0 |  | 409.4668 | 0
| 409.5466 | 0 |  |  |  | 409.5466 | 0.01214 |  | 409.5466 | 0 |  | 409.5466 | 0 |  |  |  |  | 409.5466 | 0 |  | 409.5466 | 0
| 409.6265 | 0 |  |  |  | 409.6265 | 0.01214 |  | 409.6265 | 0 |  | 409.6265 | 0 |  |  |  |  | 409.6265 | 0 |  | 409.6265 | 0
| 409.7064 | 0 |  |  |  | 409.7063 | 0.01214 |  | 409.7064 | 0 |  | 409.7063 | 0 |  |  |  |  | 409.7063 | 0 |  | 409.7064 | 0
| 409.7862 | 0 |  |  |  | 409.7862 | 0.01214 |  | 409.7862 | 0 |  | 409.7862 | 0 |  |  |  |  | 409.7862 | 0 |  | 409.7862 | 0
| 409.8661 | 0 |  |  |  | 409.8661 | 0.01214 |  | 409.8661 | 0 |  | 409.8661 | 0 |  |  |  |  | 409.8661 | 0 |  | 409.8661 | 0
| 409.9459 | 0 |  |  |  | 409.9459 | 0.01214 |  | 409.946 | 0 |  | 409.9459 | 0 |  |  |  |  | 409.9459 | 0 |  | 409.946 | 0
| 410.0258 | 0 |  |  |  | 410.0258 | 0.01214 |  | 410.0258 | 0 |  | 410.0258 | 0 |  |  |  |  | 410.0258 | 0 |  | 410.0258 | 0
| 410.1057 | 0 |  |  |  | 410.1057 | 0.01214 |  | 410.1057 | 0 |  | 410.1057 | 0 |  |  |  |  | 410.1057 | 0 |  | 410.1057 | 0
| 410.1855 | 0 |  |  |  | 410.1855 | 0.01214 |  | 410.1855 | 0 |  | 410.1855 | 0 |  |  |  |  | 410.1855 | 0 |  | 410.1855 | 0
| 410.2654 | 0 |  |  |  | 410.2654 | 0.01214 |  | 410.2654 | 0 |  | 410.2654 | 0 |  |  |  |  | 410.2654 | 0 |  | 410.2654 | 0
| 410.3453 | 0 |  |  |  | 410.3453 | 0.01214 |  | 410.3453 | 0 |  | 410.3453 | 0 |  |  |  |  | 410.3453 | 0 |  | 410.3453 | 0
| 410.4252 | 0 |  |  |  | 410.4252 | 0.01214 |  | 410.4252 | 0 |  | 410.4252 | 0 |  |  |  |  | 410.4252 | 0 |  | 410.4252 | 0
| 410.5051 | 0 |  |  |  | 410.505 | 0.01214 |  | 410.5051 | 0 |  | 410.505 | 0 |  |  |  |  | 410.5051 | 0 |  | 410.5051 | 0
| 410.5849 | 0 |  |  |  | 410.5849 | 0.01214 |  | 410.5849 | 0 |  | 410.5849 | 0 |  |  |  |  | 410.5849 | 0 |  | 410.5849 | 0
| 410.6648 | 0 |  |  |  | 410.6648 | 0.01214 |  | 410.6648 | 0 |  | 410.6648 | 0 |  |  |  |  | 410.6648 | 0 |  | 410.6648 | 0
| 410.7447 | 0 |  |  |  | 410.7447 | 0.01214 |  | 410.7447 | 0 |  | 410.7447 | 0 |  |  |  |  | 410.7447 | 0 |  | 410.7447 | 0
| 410.8246 | 0 |  |  |  | 410.8246 | 0.01214 |  | 410.8246 | 0 |  | 410.8246 | 0 |  |  |  |  | 410.8246 | 0 |  | 410.8246 | 0
| 410.9045 | 0 |  |  |  | 410.9045 | 0.01214 |  | 410.9045 | 0 |  | 410.9045 | 0 |  |  |  |  | 410.9045 | 0 |  | 410.9045 | 0
| 410.9844 | 0 |  |  |  | 410.9844 | 0.01214 |  | 410.9844 | 0 |  | 410.9844 | 0 |  |  |  |  | 410.9844 | 0 |  | 410.9844 | 0
| 411.0643 | 0 |  |  |  | 411.0643 | 0.01214 |  | 411.0643 | 0 |  | 411.0643 | 0 |  |  |  |  | 411.0643 | 0 |  | 411.0643 | 0
| 411.1441 | 0 |  |  |  | 411.1442 | 0.01214 |  | 411.1441 | 0 |  | 411.1442 | 0 |  |  |  |  | 411.1441 | 0 |  | 411.1441 | 0
| 411.224 | 0 |  |  |  | 411.224 | 0.01214 |  | 411.224 | 0 |  | 411.224 | 0 |  |  |  |  | 411.224 | 0 |  | 411.224 | 0
| 411.304 | 0 |  |  |  | 411.3039 | 0.01214 |  | 411.304 | 0 |  | 411.3039 | 0 |  |  |  |  | 411.3039 | 0 |  | 411.304 | 0
| 411.3838 | 0 |  |  |  | 411.3838 | 0.01214 |  | 411.3839 | 0 |  | 411.3838 | 0 |  |  |  |  | 411.3838 | 0 |  | 411.3839 | 0
| 411.4638 | 0 |  |  |  | 411.4637 | 0.01214 |  | 411.4637 | 0 |  | 411.4637 | 0 |  |  |  |  | 411.4637 | 0 |  | 411.4637 | 0
| 411.5436 | 0 |  |  |  | 411.5436 | 0.01214 |  | 411.5436 | 0 |  | 411.5436 | 0 |  |  |  |  | 411.5436 | 0 |  | 411.5436 | 0
| 411.6235 | 0 |  |  |  | 411.6235 | 0.01214 |  | 411.6235 | 0 |  | 411.6235 | 0 |  |  |  |  | 411.6235 | 0 |  | 411.6235 | 0
| 411.7035 | 0 |  |  |  | 411.7034 | 0.01214 |  | 411.7035 | 0 |  | 411.7034 | 0 |  |  |  |  | 411.7034 | 0 |  | 411.7035 | 0
| 411.7834 | 0 |  |  |  | 411.7834 | 0.01214 |  | 411.7834 | 0 |  | 411.7834 | 0 |  |  |  |  | 411.7834 | 0 |  | 411.7834 | 0
| 411.8632 | 0 |  |  |  | 411.8633 | 0.01214 |  | 411.8633 | 0 |  | 411.8633 | 0 |  |  |  |  | 411.8633 | 0 |  | 411.8633 | 0
| 411.9432 | 0 |  |  |  | 411.9432 | 0.01214 |  | 411.9432 | 0 |  | 411.9432 | 0 |  |  |  |  | 411.9432 | 0 |  | 411.9432 | 0
| 412.0231 | 0 |  |  |  | 412.0231 | 0.01214 |  | 412.0231 | 0 |  | 412.0231 | 0 |  |  |  |  | 412.0231 | 0 |  | 412.0231 | 0
| 412.103 | 0 |  |  |  | 412.103 | 0.01214 |  | 412.103 | 0 |  | 412.103 | 0 |  |  |  |  | 412.103 | 0 |  | 412.103 | 0
| 412.1829 | 0 |  |  |  | 412.1829 | 0.01214 |  | 412.1829 | -0.01 |  | 412.1829 | 0 |  |  |  |  | 412.1829 | 0 |  | 412.1829 | 0
| 412.2629 | 0 |  |  |  | 412.2628 | 0.01214 |  | 412.2628 | 0 |  | 412.2628 | 0 |  |  |  |  | 412.2628 | 0 |  | 412.2628 | 0
| 412.3427 | 0 |  |  |  | 412.3428 | 0.01214 |  | 412.3427 | 0 |  | 412.3428 | 0 |  |  |  |  | 412.3428 | 0 |  | 412.3427 | 0
| 412.4227 | 0 |  |  |  | 412.4227 | 0.01214 |  | 412.4227 | 0 |  | 412.4227 | 0 |  |  |  |  | 412.4227 | 0 |  | 412.4227 | 0
| 412.5026 | 0 |  |  |  | 412.5026 | 0.01214 |  | 412.5026 | 0 |  | 412.5026 | 0 |  |  |  |  | 412.5026 | 0 |  | 412.5026 | 0
| 412.5825 | 0 |  |  |  | 412.5825 | 0.01214 |  | 412.5825 | 0 |  | 412.5825 | 0 |  |  |  |  | 412.5825 | 0 |  | 412.5825 | 0
| 412.6624 | 0 |  |  |  | 412.6624 | 0.01214 |  | 412.6624 | 0 |  | 412.6624 | 0 |  |  |  |  | 412.6624 | 0 |  | 412.6624 | 0
| 412.7424 | 0 |  |  |  | 412.7424 | 0.01214 |  | 412.7424 | 0 |  | 412.7424 | 0 |  |  |  |  | 412.7424 | 0 |  | 412.7424 | 0
| 412.8223 | 0 |  |  |  | 412.8223 | 0.01214 |  | 412.8223 | 0 |  | 412.8223 | 0 |  |  |  |  | 412.8223 | 0 |  | 412.8223 | 0
| 412.9022 | 0 |  |  |  | 412.9022 | 0.01214 |  | 412.9022 | 0 |  | 412.9022 | 0 |  |  |  |  | 412.9022 | 0 |  | 412.9022 | 0
| 412.9822 | 0 |  |  |  | 412.9822 | 0.01214 |  | 412.9822 | -0.01 |  | 412.9822 | 0 |  |  |  |  | 412.9822 | 0 |  | 412.9822 | 0
| 413.0621 | 0 |  |  |  | 413.0621 | 0.01214 |  | 413.0621 | 0 |  | 413.0621 | 0 |  |  |  |  | 413.0621 | 0 |  | 413.0621 | 0
| 413.142 | 0 |  |  |  | 413.142 | 0.01214 |  | 413.142 | 0 |  | 413.142 | 0 |  |  |  |  | 413.142 | 0 |  | 413.142 | 0
| 413.222 | 0 |  |  |  | 413.222 | 0.01214 |  | 413.222 | 0 |  | 413.222 | 0 |  |  |  |  | 413.222 | 0 |  | 413.222 | 0
| 413.3019 | 0 |  |  |  | 413.3019 | 0.01214 |  | 413.3019 | 0 |  | 413.3019 | 0 |  |  |  |  | 413.3019 | 0 |  | 413.3019 | 0
| 413.3819 | 0 |  |  |  | 413.3819 | 0.01214 |  | 413.3819 | 0 |  | 413.3819 | 0 |  |  |  |  | 413.3819 | 0 |  | 413.3819 | 0
| 413.4618 | 0 |  |  |  | 413.4618 | 0.01214 |  | 413.4618 | 0 |  | 413.4618 | 0 |  |  |  |  | 413.4618 | 0 |  | 413.4618 | 0
| 413.5417 | 0 |  |  |  | 413.5417 | 0.01214 |  | 413.5417 | 0 |  | 413.5417 | 0 |  |  |  |  | 413.5417 | 0 |  | 413.5417 | 0
| 413.6217 | 0 |  |  |  | 413.6217 | 0.01214 |  | 413.6217 | 0 |  | 413.6217 | 0 |  |  |  |  | 413.6217 | 0 |  | 413.6217 | 0
| 413.7017 | 0 |  |  |  | 413.7016 | 0.01214 |  | 413.7017 | 0 |  | 413.7016 | 0 |  |  |  |  | 413.7016 | 0 |  | 413.7017 | 0
| 413.7816 | 0 |  |  |  | 413.7816 | 0.01214 |  | 413.7816 | 0 |  | 413.7816 | 0 |  |  |  |  | 413.7816 | 0 |  | 413.7816 | 0
| 413.8615 | 0 |  |  |  | 413.8616 | 0.01214 |  | 413.8615 | 0 |  | 413.8616 | 0 |  |  |  |  | 413.8615 | 0 |  | 413.8615 | 0
| 413.9415 | 0 |  |  |  | 413.9415 | 0.01214 |  | 413.9415 | 0 |  | 413.9415 | 0 |  |  |  |  | 413.9415 | 0 |  | 413.9415 | 0
| 414.0215 | 0 |  |  |  | 414.0215 | 0.01214 |  | 414.0215 | 0 |  | 414.0215 | 0 |  |  |  |  | 414.0215 | 0 |  | 414.0215 | 0
| 414.1014 | 0 |  |  |  | 414.1014 | 0.01214 |  | 414.1014 | 0 |  | 414.1014 | 0 |  |  |  |  | 414.1014 | 0 |  | 414.1014 | 0
| 414.1814 | 0 |  |  |  | 414.1814 | 0.01214 |  | 414.1814 | 0 |  | 414.1814 | 0 |  |  |  |  | 414.1814 | 0 |  | 414.1814 | 0
| 414.2613 | 0 |  |  |  | 414.2613 | 0.01214 |  | 414.2613 | 0 |  | 414.2613 | 0 |  |  |  |  | 414.2613 | 0 |  | 414.2613 | 0
| 414.3413 | 0 |  |  |  | 414.3413 | 0.01214 |  | 414.3413 | 0.01 |  | 414.3413 | 0 |  |  |  |  | 414.3413 | 0 |  | 414.3413 | 0
| 414.4213 | 0 |  |  |  | 414.4213 | 0.01214 |  | 414.4213 | 0 |  | 414.4213 | 0 |  |  |  |  | 414.4213 | 0 |  | 414.4213 | 0
| 414.5012 | 0 |  |  |  | 414.5012 | 0.01214 |  | 414.5012 | 0 |  | 414.5012 | 0 |  |  |  |  | 414.5012 | 0 |  | 414.5012 | 0
| 414.5812 | 0 |  |  |  | 414.5812 | 0.01214 |  | 414.5812 | 0 |  | 414.5812 | 0 |  |  |  |  | 414.5812 | 0 |  | 414.5812 | 0
| 414.6612 | 0 |  |  |  | 414.6612 | 0.01214 |  | 414.6612 | 0 |  | 414.6612 | 0 |  |  |  |  | 414.6612 | 0 |  | 414.6612 | 0
| 414.7411 | 0 |  |  |  | 414.7411 | 0.01214 |  | 414.7411 | 0 |  | 414.7411 | 0 |  |  |  |  | 414.7411 | 0 |  | 414.7411 | 0
| 414.8211 | 0 |  |  |  | 414.8211 | 0.01214 |  | 414.8211 | 0 |  | 414.8211 | 0 |  |  |  |  | 414.8211 | 0 |  | 414.8211 | 0
| 414.9011 | 0 |  |  |  | 414.9011 | 0.01214 |  | 414.9011 | 0 |  | 414.9011 | 0 |  |  |  |  | 414.9011 | 0 |  | 414.9011 | 0
| 414.981 | 0 |  |  |  | 414.9811 | 0.01214 |  | 414.981 | 0 |  | 414.9811 | 0 |  |  |  |  | 414.9811 | 0 |  | 414.981 | 0
| 415.061 | 0 |  |  |  | 415.061 | 0.01214 |  | 415.061 | 0 |  | 415.061 | 0 |  |  |  |  | 415.061 | 0 |  | 415.061 | 0
| 415.141 | 0 |  |  |  | 415.141 | 0.01214 |  | 415.141 | 0 |  | 415.141 | 0 |  |  |  |  | 415.141 | 0 |  | 415.141 | 0
| 415.221 | 0 |  |  |  | 415.221 | 0.01214 |  | 415.221 | 0 |  | 415.221 | 0 |  |  |  |  | 415.221 | 0 |  | 415.221 | 0
| 415.301 | 0 |  |  |  | 415.301 | 0.01214 |  | 415.301 | 0 |  | 415.301 | 0 |  |  |  |  | 415.301 | 0 |  | 415.301 | 0
| 415.3809 | 0 |  |  |  | 415.381 | 0.01214 |  | 415.381 | 0 |  | 415.381 | 0 |  |  |  |  | 415.381 | 0 |  | 415.381 | 0
| 415.4609 | 0 |  |  |  | 415.461 | 0.01214 |  | 415.4609 | 0 |  | 415.461 | 0 |  |  |  |  | 415.4609 | 0 |  | 415.4609 | 0
| 415.5409 | 0 |  |  |  | 415.5409 | 0.01214 |  | 415.5409 | 0 |  | 415.5409 | 0 |  |  |  |  | 415.5409 | 0 |  | 415.5409 | 0
| 415.6209 | 0 |  |  |  | 415.6209 | 0.01214 |  | 415.6209 | 0 |  | 415.6209 | 0 |  |  |  |  | 415.6209 | 0 |  | 415.6209 | 0
| 415.7009 | 0 |  |  |  | 415.7009 | 0.01214 |  | 415.7009 | 0 |  | 415.7009 | 0 |  |  |  |  | 415.7009 | 0 |  | 415.7009 | 0
| 415.7809 | 0 |  |  |  | 415.7809 | 0.01214 |  | 415.7809 | 0 |  | 415.7809 | 0 |  |  |  |  | 415.7809 | 0 |  | 415.7809 | 0
| 415.8609 | 0 |  |  |  | 415.8609 | 0.01214 |  | 415.8609 | 0 |  | 415.8609 | 0 |  |  |  |  | 415.8609 | 0 |  | 415.8609 | 0
| 415.9409 | 0 |  |  |  | 415.9409 | 0.01214 |  | 415.9409 | 0 |  | 415.9409 | 0 |  |  |  |  | 415.9409 | 0 |  | 415.9409 | 0
| 416.0209 | 0 |  |  |  | 416.0209 | 0.01214 |  | 416.0209 | 0 |  | 416.0209 | 0 |  |  |  |  | 416.0209 | 0 |  | 416.0209 | 0
| 416.1009 | 0 |  |  |  | 416.1009 | 0.01214 |  | 416.1009 | 0 |  | 416.1009 | 0 |  |  |  |  | 416.1009 | 0 |  | 416.1009 | 0
| 416.1809 | 0 |  |  |  | 416.1809 | 0.01214 |  | 416.1809 | 0 |  | 416.1809 | 0 |  |  |  |  | 416.1809 | 0 |  | 416.1809 | 0
| 416.2609 | 0 |  |  |  | 416.2609 | 0.01214 |  | 416.2609 | 0 |  | 416.2609 | 0 |  |  |  |  | 416.2609 | 0 |  | 416.2609 | 0
| 416.3409 | 0 |  |  |  | 416.3409 | 0.01214 |  | 416.3409 | 0 |  | 416.3409 | 0 |  |  |  |  | 416.3409 | 0 |  | 416.3409 | 0
| 416.4209 | 0 |  |  |  | 416.4209 | 0.01214 |  | 416.4209 | 0 |  | 416.4209 | 0 |  |  |  |  | 416.4209 | 0 |  | 416.4209 | 0
| 416.5009 | 0 |  |  |  | 416.5009 | 0.01214 |  | 416.5009 | 0 |  | 416.5009 | 0 |  |  |  |  | 416.5009 | 0 |  | 416.5009 | 0
| 416.5809 | 0 |  |  |  | 416.5809 | 0.01214 |  | 416.5809 | 0 |  | 416.5809 | 0 |  |  |  |  | 416.5809 | 0 |  | 416.5809 | 0
| 416.661 | 0 |  |  |  | 416.661 | 0.01214 |  | 416.6609 | 0 |  | 416.661 | 0 |  |  |  |  | 416.6609 | 0 |  | 416.6609 | 0
| 416.741 | 0 |  |  |  | 416.741 | 0.01214 |  | 416.741 | 0 |  | 416.741 | 0 |  |  |  |  | 416.741 | 0 |  | 416.741 | 0
| 416.821 | 0 |  |  |  | 416.821 | 0.01214 |  | 416.821 | 0 |  | 416.821 | 0 |  |  |  |  | 416.821 | 0 |  | 416.821 | 0
| 416.901 | 0 |  |  |  | 416.901 | 0.01214 |  | 416.901 | 0 |  | 416.901 | 0 |  |  |  |  | 416.901 | 0 |  | 416.901 | 0
| 416.981 | 0 |  |  |  | 416.981 | 0.01214 |  | 416.981 | 0 |  | 416.981 | 0 |  |  |  |  | 416.981 | 0 |  | 416.981 | 0
| 417.061 | 0 |  |  |  | 417.061 | 0.01214 |  | 417.061 | 0 |  | 417.061 | 0 |  |  |  |  | 417.061 | 0 |  | 417.061 | 0
| 417.1411 | 0 |  |  |  | 417.1411 | 0.01214 |  | 417.1411 | 0 |  | 417.1411 | 0 |  |  |  |  | 417.1411 | 0 |  | 417.1411 | 0
| 417.2211 | 0 |  |  |  | 417.2211 | 0.01214 |  | 417.2211 | 0 |  | 417.2211 | 0 |  |  |  |  | 417.2211 | 0 |  | 417.2211 | 0
| 417.3011 | 0 |  |  |  | 417.3011 | 0.01214 |  | 417.3011 | 0 |  | 417.3011 | 0 |  |  |  |  | 417.3011 | 0 |  | 417.3011 | 0
| 417.3811 | 0 |  |  |  | 417.3811 | 0.01214 |  | 417.3811 | 0 |  | 417.3811 | 0 |  |  |  |  | 417.3811 | 0 |  | 417.3811 | 0
| 417.4611 | 0 |  |  |  | 417.4612 | 0.01214 |  | 417.4612 | 0 |  | 417.4612 | 0 |  |  |  |  | 417.4612 | 0 |  | 417.4612 | 0
| 417.5412 | 0 |  |  |  | 417.5412 | 0.01214 |  | 417.5412 | 0 |  | 417.5412 | 0 |  |  |  |  | 417.5412 | 0 |  | 417.5412 | 0
| 417.6212 | 0 |  |  |  | 417.6212 | 0.01214 |  | 417.6212 | 0 |  | 417.6212 | 0 |  |  |  |  | 417.6212 | 0 |  | 417.6212 | 0
| 417.7013 | 0 |  |  |  | 417.7013 | 0.01214 |  | 417.7013 | 0 |  | 417.7013 | 0 |  |  |  |  | 417.7013 | 0 |  | 417.7013 | 0
| 417.7813 | 0 |  |  |  | 417.7813 | 0.01214 |  | 417.7813 | 0 |  | 417.7813 | 0 |  |  |  |  | 417.7813 | 0 |  | 417.7813 | 0
| 417.8613 | 0 |  |  |  | 417.8613 | 0.01214 |  | 417.8613 | 0 |  | 417.8613 | 0 |  |  |  |  | 417.8613 | 0 |  | 417.8613 | 0
| 417.9414 | 0 |  |  |  | 417.9414 | 0.01214 |  | 417.9414 | 0 |  | 417.9414 | 0 |  |  |  |  | 417.9414 | 0 |  | 417.9414 | 0
| 418.0214 | 0 |  |  |  | 418.0214 | 0.01214 |  | 418.0214 | 0 |  | 418.0214 | 0 |  |  |  |  | 418.0214 | 0 |  | 418.0214 | 0
| 418.1014 | 0 |  |  |  | 418.1014 | 0.01214 |  | 418.1014 | 0 |  | 418.1014 | 0 |  |  |  |  | 418.1014 | 0 |  | 418.1014 | 0
| 418.1815 | 0 |  |  |  | 418.1815 | 0.01214 |  | 418.1815 | 0 |  | 418.1815 | 0 |  |  |  |  | 418.1815 | 0 |  | 418.1815 | 0
| 418.2615 | 0 |  |  |  | 418.2615 | 0.01214 |  | 418.2615 | 0 |  | 418.2615 | 0 |  |  |  |  | 418.2615 | 0 |  | 418.2615 | 0
| 418.3416 | 0 |  |  |  | 418.3416 | 0.01214 |  | 418.3416 | 0 |  | 418.3416 | 0 |  |  |  |  | 418.3416 | 0 |  | 418.3416 | 0
| 418.4216 | 0 |  |  |  | 418.4216 | 0.01214 |  | 418.4216 | 0 |  | 418.4216 | 0 |  |  |  |  | 418.4216 | 0 |  | 418.4216 | 0
| 418.5017 | 0 |  |  |  | 418.5017 | 0.01214 |  | 418.5017 | 0 |  | 418.5017 | 0 |  |  |  |  | 418.5017 | 0 |  | 418.5017 | 0
| 418.5817 | 0 |  |  |  | 418.5817 | 0.01214 |  | 418.5817 | 0 |  | 418.5817 | 0 |  |  |  |  | 418.5817 | 0 |  | 418.5817 | 0
| 418.6618 | 0 |  |  |  | 418.6618 | 0.01214 |  | 418.6618 | 0 |  | 418.6618 | 0 |  |  |  |  | 418.6618 | 0 |  | 418.6618 | 0
| 418.7418 | 0 |  |  |  | 418.7418 | 0.01214 |  | 418.7418 | 0 |  | 418.7418 | 0 |  |  |  |  | 418.7418 | 0 |  | 418.7418 | 0
| 418.8219 | 0 |  |  |  | 418.8219 | 0.01214 |  | 418.8219 | 0 |  | 418.8219 | 0 |  |  |  |  | 418.8219 | 0 |  | 418.8219 | 0
| 418.9019 | 0 |  |  |  | 418.9019 | 0.01214 |  | 418.9019 | 0 |  | 418.9019 | 0 |  |  |  |  | 418.902 | 0 |  | 418.9019 | 0
| 418.982 | 0 |  |  |  | 418.982 | 0.01214 |  | 418.982 | 0 |  | 418.982 | 0 |  |  |  |  | 418.982 | 0 |  | 418.982 | 0
| 419.0621 | 0 |  |  |  | 419.0621 | 0.01214 |  | 419.0621 | 0 |  | 419.0621 | 0 |  |  |  |  | 419.0621 | 0 |  | 419.0621 | 0
| 419.1422 | 0 |  |  |  | 419.1421 | 0.01214 |  | 419.1422 | 0 |  | 419.1421 | 0 |  |  |  |  | 419.1421 | 0 |  | 419.1422 | 0
| 419.2222 | 0 |  |  |  | 419.2222 | 0.01214 |  | 419.2222 | 0 |  | 419.2222 | 0 |  |  |  |  | 419.2222 | 0 |  | 419.2222 | 0
| 419.3023 | 0 |  |  |  | 419.3023 | 0.01214 |  | 419.3023 | 0 |  | 419.3023 | 0 |  |  |  |  | 419.3023 | 0 |  | 419.3023 | 0
| 419.3823 | 0 |  |  |  | 419.3823 | 0.01214 |  | 419.3823 | 0 |  | 419.3823 | 0 |  |  |  |  | 419.3823 | 0 |  | 419.3823 | 0
| 419.4624 | 0 |  |  |  | 419.4624 | 0.01214 |  | 419.4624 | 0 |  | 419.4624 | 0 |  |  |  |  | 419.4624 | 0 |  | 419.4624 | 0
| 419.5425 | 0 |  |  |  | 419.5425 | 0.01214 |  | 419.5425 | 0 |  | 419.5425 | 0 |  |  |  |  | 419.5425 | 0 |  | 419.5425 | 0
| 419.6226 | 0 |  |  |  | 419.6225 | 0.01214 |  | 419.6226 | 0 |  | 419.6225 | 0 |  |  |  |  | 419.6225 | 0 |  | 419.6226 | 0
| 419.7026 | 0 |  |  |  | 419.7026 | 0.01214 |  | 419.7026 | 0 |  | 419.7026 | 0 |  |  |  |  | 419.7026 | 0 |  | 419.7026 | 0
| 419.7827 | 0 |  |  |  | 419.7827 | 0.01214 |  | 419.7827 | 0 |  | 419.7827 | 0 |  |  |  |  | 419.7827 | 0 |  | 419.7827 | 0
| 419.8628 | 0 |  |  |  | 419.8628 | 0.01214 |  | 419.8628 | 0 |  | 419.8628 | 0 |  |  |  |  | 419.8628 | 0 |  | 419.8628 | 0
| 419.9429 | 0 |  |  |  | 419.9429 | 0.01214 |  | 419.9429 | 0 |  | 419.9429 | 0 |  |  |  |  | 419.9429 | 0 |  | 419.9429 | 0
| 420.0229 | 0 |  |  |  | 420.0229 | 0.01214 |  | 420.0229 | 0 |  | 420.0229 | 0 |  |  |  |  | 420.0229 | 0 |  | 420.0229 | 0
| 420.103 | 0 |  |  |  | 420.103 | 0.01214 |  | 420.103 | 0 |  | 420.103 | 0 |  |  |  |  | 420.103 | 0 |  | 420.103 | 0
| 420.1831 | 0 |  |  |  | 420.1831 | 0.01214 |  | 420.1831 | 0 |  | 420.1831 | 0 |  |  |  |  | 420.1831 | 0 |  | 420.1831 | 0
| 420.2632 | 0 |  |  |  | 420.2632 | 0.01214 |  | 420.2632 | 0 |  | 420.2632 | 0 |  |  |  |  | 420.2632 | 0 |  | 420.2632 | 0
| 420.3433 | 0 |  |  |  | 420.3433 | 0.01214 |  | 420.3433 | 0 |  | 420.3433 | 0 |  |  |  |  | 420.3433 | 0 |  | 420.3433 | 0
| 420.4234 | 0 |  |  |  | 420.4234 | 0.01214 |  | 420.4234 | 0 |  | 420.4234 | 0 |  |  |  |  | 420.4234 | 0 |  | 420.4234 | 0
| 420.5034 | 0 |  |  |  | 420.5035 | 0.01214 |  | 420.5034 | 0 |  | 420.5035 | 0 |  |  |  |  | 420.5035 | 0 |  | 420.5034 | 0
| 420.5836 | 0 |  |  |  | 420.5836 | 0.01214 |  | 420.5836 | 0 |  | 420.5836 | 0 |  |  |  |  | 420.5836 | 0 |  | 420.5836 | 0
| 420.6636 | 0 |  |  |  | 420.6637 | 0.01214 |  | 420.6636 | 0 |  | 420.6637 | 0 |  |  |  |  | 420.6636 | 0 |  | 420.6636 | 0
| 420.7437 | 0 |  |  |  | 420.7437 | 0.01214 |  | 420.7437 | 0 |  | 420.7437 | 0 |  |  |  |  | 420.7437 | 0 |  | 420.7437 | 0
| 420.8238 | 0 |  |  |  | 420.8238 | 0.01214 |  | 420.8239 | 0 |  | 420.8238 | 0 |  |  |  |  | 420.8238 | 0 |  | 420.8239 | 0
| 420.9039 | 0 |  |  |  | 420.9039 | 0.01214 |  | 420.9039 | 0 |  | 420.9039 | 0 |  |  |  |  | 420.9039 | 0 |  | 420.9039 | 0
| 420.984 | 0 |  |  |  | 420.984 | 0.01214 |  | 420.984 | 0 |  | 420.984 | 0 |  |  |  |  | 420.984 | 0 |  | 420.984 | 0
| 421.0641 | 0 |  |  |  | 421.0641 | 0.01214 |  | 421.0641 | 0 |  | 421.0641 | 0 |  |  |  |  | 421.0641 | 0 |  | 421.0641 | 0
| 421.1443 | 0 |  |  |  | 421.1442 | 0.01214 |  | 421.1443 | 0 |  | 421.1442 | 0 |  |  |  |  | 421.1442 | 0 |  | 421.1443 | 0
| 421.2244 | 0 |  |  |  | 421.2244 | 0.01214 |  | 421.2244 | 0 |  | 421.2244 | 0 |  |  |  |  | 421.2244 | 0 |  | 421.2244 | 0
| 421.3045 | 0 |  |  |  | 421.3045 | 0.01214 |  | 421.3045 | 0 |  | 421.3045 | 0 |  |  |  |  | 421.3045 | 0 |  | 421.3045 | 0
| 421.3846 | 0 |  |  |  | 421.3846 | 0.01214 |  | 421.3846 | 0 |  | 421.3846 | 0 |  |  |  |  | 421.3846 | 0 |  | 421.3846 | 0
| 421.4647 | 0 |  |  |  | 421.4647 | 0.01214 |  | 421.4647 | 0 |  | 421.4647 | 0 |  |  |  |  | 421.4647 | 0 |  | 421.4647 | 0
| 421.5448 | 0 |  |  |  | 421.5448 | 0.01214 |  | 421.5448 | 0 |  | 421.5448 | 0 |  |  |  |  | 421.5448 | 0 |  | 421.5448 | 0
| 421.6249 | 0 |  |  |  | 421.6249 | 0.01214 |  | 421.6249 | 0 |  | 421.6249 | 0 |  |  |  |  | 421.6249 | 0 |  | 421.6249 | 0
| 421.705 | 0 |  |  |  | 421.705 | 0.01214 |  | 421.705 | 0 |  | 421.705 | 0 |  |  |  |  | 421.705 | 0 |  | 421.705 | 0
| 421.7851 | 0 |  |  |  | 421.7851 | 0.01214 |  | 421.7851 | 0 |  | 421.7851 | 0 |  |  |  |  | 421.7851 | 0 |  | 421.7851 | 0
| 421.8653 | 0 |  |  |  | 421.8653 | 0.01214 |  | 421.8653 | 0 |  | 421.8653 | 0 |  |  |  |  | 421.8653 | 0 |  | 421.8653 | 0
| 421.9454 | 0 |  |  |  | 421.9454 | 0.01214 |  | 421.9454 | 0 |  | 421.9454 | 0 |  |  |  |  | 421.9454 | 0 |  | 421.9454 | 0
| 422.0255 | 0 |  |  |  | 422.0255 | 0.01214 |  | 422.0255 | 0 |  | 422.0255 | 0 |  |  |  |  | 422.0255 | 0 |  | 422.0255 | 0
| 422.1056 | 0 |  |  |  | 422.1056 | 0.01214 |  | 422.1056 | 0 |  | 422.1056 | 0 |  |  |  |  | 422.1056 | 0 |  | 422.1056 | 0
| 422.1858 | 0 |  |  |  | 422.1857 | 0.01214 |  | 422.1858 | 0 |  | 422.1857 | 0 |  |  |  |  | 422.1857 | 0 |  | 422.1858 | 0
| 422.2659 | 0 |  |  |  | 422.2659 | 0.01214 |  | 422.2659 | 0 |  | 422.2659 | 0 |  |  |  |  | 422.2659 | 0 |  | 422.2659 | 0
| 422.346 | 0 |  |  |  | 422.346 | 0.01214 |  | 422.346 | 0 |  | 422.346 | 0 |  |  |  |  | 422.346 | 0 |  | 422.346 | 0
| 422.4261 | 0 |  |  |  | 422.4261 | 0.01214 |  | 422.4261 | 0 |  | 422.4261 | 0 |  |  |  |  | 422.4261 | 0 |  | 422.4261 | 0
| 422.5063 | 0 |  |  |  | 422.5063 | 0.01214 |  | 422.5063 | 0 |  | 422.5063 | 0 |  |  |  |  | 422.5063 | 0 |  | 422.5063 | 0
| 422.5864 | 0 |  |  |  | 422.5864 | 0.01214 |  | 422.5864 | 0 |  | 422.5864 | 0 |  |  |  |  | 422.5864 | 0 |  | 422.5864 | 0
| 422.6665 | 0 |  |  |  | 422.6665 | 0.01214 |  | 422.6665 | 0 |  | 422.6665 | 0 |  |  |  |  | 422.6665 | 0 |  | 422.6665 | 0
| 422.7467 | 0 |  |  |  | 422.7467 | 0.01214 |  | 422.7467 | 0 |  | 422.7467 | 0 |  |  |  |  | 422.7467 | 0 |  | 422.7467 | 0
| 422.8268 | 0 |  |  |  | 422.8268 | 0.01214 |  | 422.8268 | 0 |  | 422.8268 | 0 |  |  |  |  | 422.8268 | 0 |  | 422.8268 | 0
| 422.9069 | 0 |  |  |  | 422.9069 | 0.01214 |  | 422.907 | 0 |  | 422.9069 | 0 |  |  |  |  | 422.9069 | 0 |  | 422.907 | 0
| 422.9871 | 0 |  |  |  | 422.9871 | 0.01214 |  | 422.9871 | 0 |  | 422.9871 | 0 |  |  |  |  | 422.9871 | 0 |  | 422.9871 | 0
| 423.0672 | 0 |  |  |  | 423.0672 | 0.01214 |  | 423.0672 | 0 |  | 423.0672 | 0 |  |  |  |  | 423.0672 | 0 |  | 423.0672 | 0
| 423.1474 | 0 |  |  |  | 423.1474 | 0.01214 |  | 423.1474 | 0 |  | 423.1474 | 0 |  |  |  |  | 423.1474 | 0 |  | 423.1474 | 0
| 423.2275 | 0 |  |  |  | 423.2275 | 0.01214 |  | 423.2275 | 0 |  | 423.2275 | 0 |  |  |  |  | 423.2275 | 0 |  | 423.2275 | 0
| 423.3077 | 0 |  |  |  | 423.3077 | 0.01214 |  | 423.3076 | 0 |  | 423.3077 | 0 |  |  |  |  | 423.3077 | 0 |  | 423.3076 | 0
| 423.3878 | 0 |  |  |  | 423.3878 | 0.01214 |  | 423.3878 | 0 |  | 423.3878 | 0 |  |  |  |  | 423.3878 | 0 |  | 423.3878 | 0
| 423.468 | 0 |  |  |  | 423.468 | 0.01214 |  | 423.468 | 0 |  | 423.468 | 0 |  |  |  |  | 423.468 | 0 |  | 423.468 | 0
| 423.5481 | 0 |  |  |  | 423.5481 | 0.01214 |  | 423.5481 | 0 |  | 423.5481 | 0 |  |  |  |  | 423.5481 | 0 |  | 423.5481 | 0
| 423.6283 | 0 |  |  |  | 423.6283 | 0.01214 |  | 423.6283 | 0 |  | 423.6283 | 0 |  |  |  |  | 423.6283 | 0 |  | 423.6283 | 0
| 423.7084 | 0 |  |  |  | 423.7084 | 0.01214 |  | 423.7084 | 0 |  | 423.7084 | 0 |  |  |  |  | 423.7084 | 0 |  | 423.7084 | 0
| 423.7886 | 0 |  |  |  | 423.7886 | 0.01214 |  | 423.7886 | 0 |  | 423.7886 | 0 |  |  |  |  | 423.7886 | 0 |  | 423.7886 | 0
| 423.8687 | 0 |  |  |  | 423.8687 | 0.01214 |  | 423.8687 | 0 |  | 423.8687 | 0 |  |  |  |  | 423.8687 | 0 |  | 423.8687 | 0
| 423.9489 | 0 |  |  |  | 423.9489 | 0.01214 |  | 423.9489 | 0 |  | 423.9489 | 0 |  |  |  |  | 423.9489 | 0 |  | 423.9489 | 0
| 424.029 | 0 |  |  |  | 424.0291 | 0.01214 |  | 424.0291 | 0 |  | 424.0291 | 0 |  |  |  |  | 424.0291 | 0 |  | 424.0291 | 0
| 424.1092 | 0 |  |  |  | 424.1092 | 0.01214 |  | 424.1092 | 0 |  | 424.1092 | 0 |  |  |  |  | 424.1092 | 0 |  | 424.1092 | 0
| 424.1894 | 0 |  |  |  | 424.1894 | 0.01214 |  | 424.1894 | -0.01 |  | 424.1894 | 0 |  |  |  |  | 424.1894 | 0 |  | 424.1894 | 0
| 424.2696 | 0 |  |  |  | 424.2695 | 0.01214 |  | 424.2696 | 0 |  | 424.2695 | 0 |  |  |  |  | 424.2696 | 0 |  | 424.2696 | 0
| 424.3497 | 0 |  |  |  | 424.3497 | 0.01214 |  | 424.3497 | 0 |  | 424.3497 | 0 |  |  |  |  | 424.3497 | 0 |  | 424.3497 | 0
| 424.4299 | 0 |  |  |  | 424.4299 | 0.01214 |  | 424.4299 | 0 |  | 424.4299 | 0 |  |  |  |  | 424.4299 | 0 |  | 424.4299 | 0
| 424.5101 | 0 |  |  |  | 424.5101 | 0.01214 |  | 424.5101 | 0 |  | 424.5101 | 0 |  |  |  |  | 424.5101 | 0 |  | 424.5101 | 0
| 424.5902 | 0 |  |  |  | 424.5902 | 0.01214 |  | 424.5902 | 0 |  | 424.5902 | 0 |  |  |  |  | 424.5902 | 0 |  | 424.5902 | 0
| 424.6704 | 0 |  |  |  | 424.6704 | 0.01214 |  | 424.6704 | 0 |  | 424.6704 | 0 |  |  |  |  | 424.6704 | 0 |  | 424.6704 | 0
| 424.7506 | 0 |  |  |  | 424.7506 | 0.01214 |  | 424.7506 | 0 |  | 424.7506 | 0 |  |  |  |  | 424.7506 | 0 |  | 424.7506 | 0
| 424.8308 | 0 |  |  |  | 424.8308 | 0.01214 |  | 424.8307 | 0 |  | 424.8308 | 0 |  |  |  |  | 424.8308 | 0 |  | 424.8307 | 0
| 424.911 | 0 |  |  |  | 424.9109 | 0.01214 |  | 424.9109 | 0 |  | 424.9109 | 0 |  |  |  |  | 424.9109 | 0 |  | 424.9109 | 0
| 424.9911 | 0 |  |  |  | 424.9911 | 0.01214 |  | 424.9911 | 0 |  | 424.9911 | 0 |  |  |  |  | 424.9911 | 0 |  | 424.9911 | 0
| 425.0713 | 0 |  |  |  | 425.0713 | 0.01214 |  | 425.0713 | 0 |  | 425.0713 | 0 |  |  |  |  | 425.0713 | 0 |  | 425.0713 | 0
| 425.1515 | 0 |  |  |  | 425.1515 | 0.01214 |  | 425.1515 | 0 |  | 425.1515 | 0 |  |  |  |  | 425.1515 | 0 |  | 425.1515 | 0
| 425.2317 | 0 |  |  |  | 425.2317 | 0.01214 |  | 425.2317 | 0 |  | 425.2317 | 0 |  |  |  |  | 425.2317 | 0 |  | 425.2317 | 0
| 425.3119 | 0 |  |  |  | 425.3119 | 0.01214 |  | 425.3119 | 0 |  | 425.3119 | 0 |  |  |  |  | 425.3119 | 0 |  | 425.3119 | 0
| 425.3921 | 0 |  |  |  | 425.392 | 0.01214 |  | 425.3921 | 0 |  | 425.392 | 0 |  |  |  |  | 425.392 | 0 |  | 425.3921 | 0
| 425.4722 | 0 |  |  |  | 425.4722 | 0.01214 |  | 425.4722 | 0 |  | 425.4722 | 0 |  |  |  |  | 425.4722 | 0 |  | 425.4722 | 0
| 425.5524 | 0 |  |  |  | 425.5524 | 0.01214 |  | 425.5524 | 0 |  | 425.5524 | 0 |  |  |  |  | 425.5524 | 0 |  | 425.5524 | 0
| 425.6326 | 0 |  |  |  | 425.6326 | 0.01214 |  | 425.6326 | 0 |  | 425.6326 | 0 |  |  |  |  | 425.6326 | 0 |  | 425.6326 | 0
| 425.7128 | 0 |  |  |  | 425.7128 | 0.01214 |  | 425.7128 | 0 |  | 425.7128 | 0 |  |  |  |  | 425.7128 | 0 |  | 425.7128 | 0
| 425.793 | 0 |  |  |  | 425.793 | 0.01214 |  | 425.793 | 0 |  | 425.793 | 0 |  |  |  |  | 425.793 | 0 |  | 425.793 | 0
| 425.8732 | 0 |  |  |  | 425.8732 | 0.01214 |  | 425.8732 | 0 |  | 425.8732 | 0 |  |  |  |  | 425.8732 | 0 |  | 425.8732 | 0
| 425.9534 | 0 |  |  |  | 425.9534 | 0.01214 |  | 425.9534 | 0 |  | 425.9534 | 0 |  |  |  |  | 425.9534 | 0 |  | 425.9534 | 0
| 426.0336 | 0 |  |  |  | 426.0336 | 0.01214 |  | 426.0336 | 0 |  | 426.0336 | 0 |  |  |  |  | 426.0336 | 0 |  | 426.0336 | 0
| 426.1138 | 0 |  |  |  | 426.1138 | 0.01214 |  | 426.1138 | 0 |  | 426.1138 | 0 |  |  |  |  | 426.1138 | 0 |  | 426.1138 | 0
| 426.194 | 0 |  |  |  | 426.194 | 0.01214 |  | 426.194 | 0 |  | 426.194 | 0 |  |  |  |  | 426.194 | 0 |  | 426.194 | 0
| 426.2742 | 0 |  |  |  | 426.2742 | 0.01214 |  | 426.2742 | 0 |  | 426.2742 | 0 |  |  |  |  | 426.2742 | 0 |  | 426.2742 | 0
| 426.3544 | 0 |  |  |  | 426.3544 | 0.01214 |  | 426.3544 | 0 |  | 426.3544 | 0 |  |  |  |  | 426.3544 | 0 |  | 426.3544 | 0
| 426.4346 | 0 |  |  |  | 426.4346 | 0.01214 |  | 426.4346 | 0 |  | 426.4346 | 0 |  |  |  |  | 426.4346 | 0 |  | 426.4346 | 0
| 426.5148 | 0 |  |  |  | 426.5148 | 0.01214 |  | 426.5148 | 0 |  | 426.5148 | 0 |  |  |  |  | 426.5148 | 0 |  | 426.5148 | 0
| 426.5951 | 0 |  |  |  | 426.5951 | 0.01214 |  | 426.5951 | 0 |  | 426.5951 | 0 |  |  |  |  | 426.5951 | 0 |  | 426.5951 | 0
| 426.6753 | 0 |  |  |  | 426.6753 | 0.01214 |  | 426.6753 | 0 |  | 426.6753 | 0 |  |  |  |  | 426.6753 | 0 |  | 426.6753 | 0
| 426.7555 | 0 |  |  |  | 426.7555 | 0.01214 |  | 426.7555 | 0 |  | 426.7555 | 0 |  |  |  |  | 426.7555 | 0 |  | 426.7555 | 0
| 426.8357 | 0 |  |  |  | 426.8357 | 0.01214 |  | 426.8357 | 0 |  | 426.8357 | 0 |  |  |  |  | 426.8357 | 0 |  | 426.8357 | 0
| 426.9159 | 0 |  |  |  | 426.9159 | 0.01214 |  | 426.9159 | 0 |  | 426.9159 | 0 |  |  |  |  | 426.9159 | 0 |  | 426.9159 | 0
| 426.9961 | 0 |  |  |  | 426.9961 | 0.01214 |  | 426.9961 | 0 |  | 426.9961 | 0 |  |  |  |  | 426.9961 | 0 |  | 426.9961 | 0
| 427.0764 | 0 |  |  |  | 427.0763 | 0.01214 |  | 427.0764 | 0 |  | 427.0763 | 0 |  |  |  |  | 427.0764 | 0 |  | 427.0764 | 0
| 427.1566 | 0 |  |  |  | 427.1566 | 0.01214 |  | 427.1566 | 0 |  | 427.1566 | 0 |  |  |  |  | 427.1566 | 0 |  | 427.1566 | 0
| 427.2368 | 0 |  |  |  | 427.2368 | 0.01214 |  | 427.2368 | 0 |  | 427.2368 | 0 |  |  |  |  | 427.2368 | 0 |  | 427.2368 | 0
| 427.317 | 0 |  |  |  | 427.317 | 0.01214 |  | 427.317 | 0 |  | 427.317 | 0 |  |  |  |  | 427.317 | 0 |  | 427.317 | 0
| 427.3972 | 0 |  |  |  | 427.3972 | 0.01214 |  | 427.3972 | 0 |  | 427.3972 | 0 |  |  |  |  | 427.3973 | 0 |  | 427.3972 | 0
| 427.4775 | 0 |  |  |  | 427.4775 | 0.01214 |  | 427.4775 | 0 |  | 427.4775 | 0 |  |  |  |  | 427.4775 | 0 |  | 427.4775 | 0
| 427.5577 | 0 |  |  |  | 427.5577 | 0.01214 |  | 427.5577 | 0 |  | 427.5577 | 0 |  |  |  |  | 427.5577 | 0 |  | 427.5577 | 0
| 427.6379 | 0 |  |  |  | 427.6379 | 0.01214 |  | 427.6379 | 0 |  | 427.6379 | 0 |  |  |  |  | 427.6379 | 0 |  | 427.6379 | 0
| 427.7182 | 0 |  |  |  | 427.7182 | 0.01214 |  | 427.7182 | 0 |  | 427.7182 | 0 |  |  |  |  | 427.7182 | 0 |  | 427.7182 | 0
| 427.7984 | 0 |  |  |  | 427.7984 | 0.01214 |  | 427.7984 | 0 |  | 427.7984 | 0 |  |  |  |  | 427.7984 | 0 |  | 427.7984 | 0
| 427.8786 | 0 |  |  |  | 427.8786 | 0.01214 |  | 427.8786 | 0 |  | 427.8786 | 0 |  |  |  |  | 427.8786 | 0 |  | 427.8786 | 0
| 427.9589 | 0 |  |  |  | 427.9589 | 0.01214 |  | 427.9589 | 0 |  | 427.9589 | 0 |  |  |  |  | 427.9589 | 0 |  | 427.9589 | 0
| 428.0391 | 0 |  |  |  | 428.0391 | 0.01214 |  | 428.0391 | 0 |  | 428.0391 | 0 |  |  |  |  | 428.0391 | 0 |  | 428.0391 | 0
| 428.1193 | 0 |  |  |  | 428.1194 | 0.01214 |  | 428.1194 | 0 |  | 428.1194 | 0 |  |  |  |  | 428.1194 | 0 |  | 428.1194 | 0
| 428.1996 | 0 |  |  |  | 428.1996 | 0.01214 |  | 428.1996 | 0 |  | 428.1996 | 0 |  |  |  |  | 428.1996 | 0 |  | 428.1996 | 0
| 428.2799 | 0 |  |  |  | 428.2799 | 0.01214 |  | 428.2798 | 0 |  | 428.2799 | 0 |  |  |  |  | 428.2798 | 0 |  | 428.2798 | 0
| 428.3601 | 0 |  |  |  | 428.3601 | 0.01214 |  | 428.3601 | 0 |  | 428.3601 | 0 |  |  |  |  | 428.3601 | 0 |  | 428.3601 | 0
| 428.4403 | 0 |  |  |  | 428.4403 | 0.01214 |  | 428.4403 | 0 |  | 428.4403 | 0 |  |  |  |  | 428.4403 | 0 |  | 428.4403 | 0
| 428.5206 | 0 |  |  |  | 428.5206 | 0.01214 |  | 428.5206 | 0 |  | 428.5206 | 0 |  |  |  |  | 428.5206 | 0 |  | 428.5206 | 0
| 428.6008 | 0 |  |  |  | 428.6008 | 0.01214 |  | 428.6008 | 0 |  | 428.6008 | 0 |  |  |  |  | 428.6008 | 0 |  | 428.6008 | 0
| 428.6811 | 0 |  |  |  | 428.6811 | 0.01214 |  | 428.6811 | 0 |  | 428.6811 | 0 |  |  |  |  | 428.6811 | 0 |  | 428.6811 | 0
| 428.7613 | 0 |  |  |  | 428.7613 | 0.01214 |  | 428.7614 | 0 |  | 428.7613 | 0 |  |  |  |  | 428.7613 | 0 |  | 428.7614 | 0
| 428.8416 | 0 |  |  |  | 428.8416 | 0.01214 |  | 428.8416 | 0 |  | 428.8416 | 0 |  |  |  |  | 428.8416 | 0 |  | 428.8416 | 0
| 428.9218 | 0 |  |  |  | 428.9219 | 0.01214 |  | 428.9218 | 0 |  | 428.9219 | 0 |  |  |  |  | 428.9218 | 0 |  | 428.9218 | 0
| 429.0021 | 0 |  |  |  | 429.0021 | 0.01214 |  | 429.0021 | 0 |  | 429.0021 | 0 |  |  |  |  | 429.0021 | 0 |  | 429.0021 | 0
| 429.0824 | 0 |  |  |  | 429.0824 | 0.01214 |  | 429.0824 | 0 |  | 429.0824 | 0 |  |  |  |  | 429.0824 | 0 |  | 429.0824 | 0
| 429.1626 | 0 |  |  |  | 429.1626 | 0.01214 |  | 429.1626 | 0 |  | 429.1626 | 0 |  |  |  |  | 429.1626 | 0 |  | 429.1626 | 0
| 429.2429 | 0 |  |  |  | 429.2429 | 0.01214 |  | 429.2429 | 0 |  | 429.2429 | 0 |  |  |  |  | 429.2429 | 0 |  | 429.2429 | 0
| 429.3231 | 0 |  |  |  | 429.3231 | 0.01214 |  | 429.3232 | 0 |  | 429.3231 | 0 |  |  |  |  | 429.3231 | 0 |  | 429.3232 | 0
| 429.4034 | 0 |  |  |  | 429.4034 | 0.01214 |  | 429.4034 | 0 |  | 429.4034 | 0 |  |  |  |  | 429.4034 | 0 |  | 429.4034 | 0
| 429.4837 | 0 |  |  |  | 429.4837 | 0.01214 |  | 429.4837 | 0 |  | 429.4837 | 0 |  |  |  |  | 429.4837 | 0 |  | 429.4837 | 0
| 429.5639 | 0 |  |  |  | 429.5639 | 0.01214 |  | 429.5639 | 0 |  | 429.5639 | 0 |  |  |  |  | 429.5639 | 0 |  | 429.5639 | 0
| 429.6442 | 0 |  |  |  | 429.6442 | 0.01214 |  | 429.6442 | 0 |  | 429.6442 | 0 |  |  |  |  | 429.6442 | 0 |  | 429.6442 | 0
| 429.7245 | 0 |  |  |  | 429.7245 | 0.01214 |  | 429.7245 | 0 |  | 429.7245 | 0 |  |  |  |  | 429.7245 | 0 |  | 429.7245 | 0
| 429.8048 | 0 |  |  |  | 429.8048 | 0.01214 |  | 429.8047 | 0 |  | 429.8048 | 0 |  |  |  |  | 429.8048 | 0 |  | 429.8047 | 0
| 429.885 | 0 |  |  |  | 429.885 | 0.01214 |  | 429.885 | 0 |  | 429.885 | 0 |  |  |  |  | 429.885 | 0 |  | 429.885 | 0
| 429.9653 | 0 |  |  |  | 429.9653 | 0.01214 |  | 429.9653 | 0 |  | 429.9653 | 0 |  |  |  |  | 429.9653 | 0 |  | 429.9653 | 0
| 430.0456 | 0 |  |  |  | 430.0456 | 0.01214 |  | 430.0456 | 0 |  | 430.0456 | 0 |  |  |  |  | 430.0456 | 0 |  | 430.0456 | 0
| 430.1259 | 0 |  |  |  | 430.1259 | 0.01214 |  | 430.1259 | 0 |  | 430.1259 | 0 |  |  |  |  | 430.1259 | 0 |  | 430.1259 | 0
| 430.2061 | 0 |  |  |  | 430.2061 | 0.01214 |  | 430.2061 | 0 |  | 430.2061 | 0 |  |  |  |  | 430.2061 | 0 |  | 430.2061 | 0
| 430.2864 | 0 |  |  |  | 430.2864 | 0.01214 |  | 430.2864 | 0 |  | 430.2864 | 0 |  |  |  |  | 430.2864 | 0 |  | 430.2864 | 0
| 430.3667 | 0 |  |  |  | 430.3667 | 0.01214 |  | 430.3667 | 0 |  | 430.3667 | 0 |  |  |  |  | 430.3667 | 0 |  | 430.3667 | 0
| 430.447 | 0 |  |  |  | 430.447 | 0.01214 |  | 430.447 | 0 |  | 430.447 | 0 |  |  |  |  | 430.447 | 0 |  | 430.447 | 0
| 430.5273 | 0 |  |  |  | 430.5273 | 0.01214 |  | 430.5273 | 0 |  | 430.5273 | 0 |  |  |  |  | 430.5273 | 0 |  | 430.5273 | 0
| 430.6076 | 0 |  |  |  | 430.6076 | 0.01214 |  | 430.6076 | 0 |  | 430.6076 | 0 |  |  |  |  | 430.6076 | 0 |  | 430.6076 | 0
| 430.6878 | 0 |  |  |  | 430.6879 | 0.01214 |  | 430.6878 | 0 |  | 430.6879 | 0 |  |  |  |  | 430.6878 | 0 |  | 430.6878 | 0
| 430.7681 | 0 |  |  |  | 430.7681 | 0.01214 |  | 430.7681 | 0 |  | 430.7681 | 0 |  |  |  |  | 430.7681 | 0 |  | 430.7681 | 0
| 430.8484 | 0 |  |  |  | 430.8484 | 0.01214 |  | 430.8484 | 0 |  | 430.8484 | 0 |  |  |  |  | 430.8484 | 0 |  | 430.8484 | 0
| 430.9287 | 0 |  |  |  | 430.9287 | 0.01214 |  | 430.9287 | 0 |  | 430.9287 | 0 |  |  |  |  | 430.9287 | 0 |  | 430.9287 | 0
| 431.009 | 0 |  |  |  | 431.009 | 0.01214 |  | 431.009 | 0 |  | 431.009 | 0 |  |  |  |  | 431.009 | 0 |  | 431.009 | 0
| 431.0893 | 0 |  |  |  | 431.0893 | 0.01214 |  | 431.0893 | 0 |  | 431.0893 | 0 |  |  |  |  | 431.0893 | 0 |  | 431.0893 | 0
| 431.1696 | 0 |  |  |  | 431.1696 | 0.01214 |  | 431.1696 | 0 |  | 431.1696 | 0 |  |  |  |  | 431.1696 | 0 |  | 431.1696 | 0
| 431.2499 | 0 |  |  |  | 431.2499 | 0.01214 |  | 431.2499 | 0 |  | 431.2499 | 0 |  |  |  |  | 431.2499 | 0 |  | 431.2499 | 0
| 431.3302 | 0 |  |  |  | 431.3302 | 0.01214 |  | 431.3302 | 0 |  | 431.3302 | 0 |  |  |  |  | 431.3302 | 0 |  | 431.3302 | 0
| 431.4105 | 0 |  |  |  | 431.4105 | 0.01214 |  | 431.4105 | 0 |  | 431.4105 | 0 |  |  |  |  | 431.4105 | 0 |  | 431.4105 | 0
| 431.4908 | 0 |  |  |  | 431.4908 | 0.01214 |  | 431.4908 | 0 |  | 431.4908 | 0 |  |  |  |  | 431.4908 | 0 |  | 431.4908 | 0
| 431.5711 | 0 |  |  |  | 431.5711 | 0.01214 |  | 431.5711 | 0 |  | 431.5711 | 0 |  |  |  |  | 431.5711 | 0 |  | 431.5711 | 0
| 431.6514 | 0 |  |  |  | 431.6514 | 0.01214 |  | 431.6514 | 0 |  | 431.6514 | 0 |  |  |  |  | 431.6514 | 0 |  | 431.6514 | 0
| 431.7317 | 0 |  |  |  | 431.7317 | 0.01214 |  | 431.7317 | 0 |  | 431.7317 | 0 |  |  |  |  | 431.7317 | 0 |  | 431.7317 | 0
| 431.812 | 0 |  |  |  | 431.812 | 0.01214 |  | 431.812 | 0 |  | 431.812 | 0 |  |  |  |  | 431.812 | 0 |  | 431.812 | 0
| 431.8924 | 0 |  |  |  | 431.8924 | 0.01214 |  | 431.8924 | 0 |  | 431.8924 | 0 |  |  |  |  | 431.8924 | 0 |  | 431.8924 | 0
| 431.9727 | 0 |  |  |  | 431.9727 | 0.01214 |  | 431.9727 | 0 |  | 431.9727 | 0 |  |  |  |  | 431.9727 | 0 |  | 431.9727 | 0
| 432.053 | 0 |  |  |  | 432.053 | 0.01214 |  | 432.053 | 0 |  | 432.053 | 0 |  |  |  |  | 432.053 | 0 |  | 432.053 | 0
| 432.1333 | 0 |  |  |  | 432.1333 | 0.01214 |  | 432.1333 | 0 |  | 432.1333 | 0 |  |  |  |  | 432.1333 | 0 |  | 432.1333 | 0
| 432.2136 | 0 |  |  |  | 432.2136 | 0.01214 |  | 432.2136 | 0 |  | 432.2136 | 0 |  |  |  |  | 432.2136 | 0 |  | 432.2136 | 0
| 432.2939 | 0 |  |  |  | 432.2939 | 0.01214 |  | 432.2939 | 0 |  | 432.2939 | 0 |  |  |  |  | 432.2939 | 0 |  | 432.2939 | 0
| 432.3742 | 0 |  |  |  | 432.3743 | 0.01214 |  | 432.3742 | 0 |  | 432.3743 | 0 |  |  |  |  | 432.3742 | 0 |  | 432.3742 | 0
| 432.4546 | 0 |  |  |  | 432.4546 | 0.01214 |  | 432.4546 | 0 |  | 432.4546 | 0 |  |  |  |  | 432.4546 | 0 |  | 432.4546 | 0
| 432.5349 | 0 |  |  |  | 432.5349 | 0.01214 |  | 432.5349 | 0 |  | 432.5349 | 0 |  |  |  |  | 432.5349 | 0 |  | 432.5349 | 0
| 432.6152 | 0 |  |  |  | 432.6152 | 0.01214 |  | 432.6152 | 0 |  | 432.6152 | 0 |  |  |  |  | 432.6152 | 0 |  | 432.6152 | 0
| 432.6955 | 0 |  |  |  | 432.6955 | 0.01214 |  | 432.6955 | 0 |  | 432.6955 | 0 |  |  |  |  | 432.6955 | 0 |  | 432.6955 | 0
| 432.7759 | 0 |  |  |  | 432.7759 | 0.01214 |  | 432.7759 | 0 |  | 432.7759 | 0 |  |  |  |  | 432.7759 | 0 |  | 432.7759 | 0
| 432.8562 | 0 |  |  |  | 432.8562 | 0.01214 |  | 432.8562 | 0 |  | 432.8562 | 0 |  |  |  |  | 432.8562 | 0 |  | 432.8562 | 0
| 432.9365 | 0 |  |  |  | 432.9365 | 0.01214 |  | 432.9365 | 0 |  | 432.9365 | 0 |  |  |  |  | 432.9365 | 0 |  | 432.9365 | 0
| 433.0168 | 0 |  |  |  | 433.0168 | 0.01214 |  | 433.0168 | 0 |  | 433.0168 | 0 |  |  |  |  | 433.0169 | 0 |  | 433.0168 | 0
| 433.0972 | 0 |  |  |  | 433.0972 | 0.01214 |  | 433.0972 | 0 |  | 433.0972 | 0 |  |  |  |  | 433.0972 | 0 |  | 433.0972 | 0
| 433.1775 | 0 |  |  |  | 433.1775 | 0.01214 |  | 433.1775 | 0 |  | 433.1775 | 0 |  |  |  |  | 433.1775 | 0 |  | 433.1775 | 0
| 433.2578 | 0 |  |  |  | 433.2579 | 0.01214 |  | 433.2578 | 0 |  | 433.2579 | 0 |  |  |  |  | 433.2579 | 0 |  | 433.2578 | 0
| 433.3382 | 0 |  |  |  | 433.3382 | 0.01214 |  | 433.3382 | 0 |  | 433.3382 | 0 |  |  |  |  | 433.3382 | 0 |  | 433.3382 | 0
| 433.4185 | 0 |  |  |  | 433.4185 | 0.01214 |  | 433.4185 | 0 |  | 433.4185 | 0 |  |  |  |  | 433.4185 | 0 |  | 433.4185 | 0
| 433.4989 | 0 |  |  |  | 433.4989 | 0.01214 |  | 433.4989 | 0 |  | 433.4989 | 0 |  |  |  |  | 433.4989 | 0 |  | 433.4989 | 0
| 433.5792 | 0 |  |  |  | 433.5792 | 0.01214 |  | 433.5792 | 0 |  | 433.5792 | 0 |  |  |  |  | 433.5792 | 0 |  | 433.5792 | 0
| 433.6596 | 0 |  |  |  | 433.6596 | 0.01214 |  | 433.6595 | 0 |  | 433.6596 | 0 |  |  |  |  | 433.6596 | 0 |  | 433.6595 | 0
| 433.7399 | 0 |  |  |  | 433.7399 | 0.01214 |  | 433.7399 | 0 |  | 433.7399 | 0 |  |  |  |  | 433.7399 | 0 |  | 433.7399 | 0
| 433.8202 | 0 |  |  |  | 433.8202 | 0.01214 |  | 433.8203 | 0 |  | 433.8202 | 0 |  |  |  |  | 433.8202 | 0 |  | 433.8203 | 0
| 433.9006 | 0 |  |  |  | 433.9006 | 0.01214 |  | 433.9006 | 0 |  | 433.9006 | 0 |  |  |  |  | 433.9006 | 0 |  | 433.9006 | 0
| 433.9809 | 0 |  |  |  | 433.9809 | 0.01214 |  | 433.9809 | 0 |  | 433.9809 | 0 |  |  |  |  | 433.9809 | 0 |  | 433.9809 | 0
| 434.0613 | 0 |  |  |  | 434.0613 | 0.01214 |  | 434.0613 | 0 |  | 434.0613 | 0 |  |  |  |  | 434.0613 | 0 |  | 434.0613 | 0
| 434.1416 | 0 |  |  |  | 434.1416 | 0.01214 |  | 434.1416 | 0 |  | 434.1416 | 0 |  |  |  |  | 434.1416 | 0 |  | 434.1416 | 0
| 434.222 | 0 |  |  |  | 434.222 | 0.01214 |  | 434.222 | 0 |  | 434.222 | 0 |  |  |  |  | 434.222 | 0 |  | 434.222 | 0
| 434.3023 | 0 |  |  |  | 434.3023 | 0.01214 |  | 434.3023 | 0 |  | 434.3023 | 0 |  |  |  |  | 434.3023 | 0 |  | 434.3023 | 0
| 434.3827 | 0 |  |  |  | 434.3827 | 0.01214 |  | 434.3827 | 0 |  | 434.3827 | 0 |  |  |  |  | 434.3827 | 0 |  | 434.3827 | 0
| 434.463 | 0 |  |  |  | 434.4631 | 0.01214 |  | 434.463 | 0 |  | 434.4631 | 0 |  |  |  |  | 434.4631 | 0 |  | 434.463 | 0
| 434.5434 | 0 |  |  |  | 434.5434 | 0.01214 |  | 434.5434 | 0 |  | 434.5434 | 0 |  |  |  |  | 434.5434 | 0 |  | 434.5434 | 0
| 434.6238 | 0 |  |  |  | 434.6238 | 0.01214 |  | 434.6238 | 0 |  | 434.6238 | 0 |  |  |  |  | 434.6238 | 0 |  | 434.6238 | 0
| 434.7041 | 0 |  |  |  | 434.7041 | 0.01214 |  | 434.7041 | 0 |  | 434.7041 | 0 |  |  |  |  | 434.7041 | 0 |  | 434.7041 | 0
| 434.7845 | 0 |  |  |  | 434.7845 | 0.01214 |  | 434.7845 | 0 |  | 434.7845 | 0 |  |  |  |  | 434.7845 | 0 |  | 434.7845 | 0
| 434.8649 | 0 |  |  |  | 434.8649 | 0.01214 |  | 434.8649 | 0 |  | 434.8649 | 0 |  |  |  |  | 434.8649 | 0 |  | 434.8649 | 0
| 434.9452 | 0 |  |  |  | 434.9452 | 0.01214 |  | 434.9452 | 0 |  | 434.9452 | 0 |  |  |  |  | 434.9452 | 0 |  | 434.9452 | 0
| 435.0256 | 0 |  |  |  | 435.0256 | 0.01214 |  | 435.0256 | 0 |  | 435.0256 | 0 |  |  |  |  | 435.0256 | 0 |  | 435.0256 | 0
| 435.106 | 0 |  |  |  | 435.106 | 0.01214 |  | 435.106 | 0 |  | 435.106 | 0 |  |  |  |  | 435.106 | 0 |  | 435.106 | 0
| 435.1863 | 0 |  |  |  | 435.1863 | 0.01214 |  | 435.1863 | 0 |  | 435.1863 | 0 |  |  |  |  | 435.1863 | 0 |  | 435.1863 | 0
| 435.2667 | 0 |  |  |  | 435.2667 | 0.01214 |  | 435.2667 | 0 |  | 435.2667 | 0 |  |  |  |  | 435.2667 | 0 |  | 435.2667 | 0
| 435.3471 | 0 |  |  |  | 435.3471 | 0.01214 |  | 435.3471 | 0 |  | 435.3471 | 0 |  |  |  |  | 435.3471 | 0 |  | 435.3471 | 0
| 435.4275 | 0 |  |  |  | 435.4275 | 0.01214 |  | 435.4275 | 0 |  | 435.4275 | 0 |  |  |  |  | 435.4275 | 0 |  | 435.4275 | 0
| 435.5078 | 0 |  |  |  | 435.5078 | 0.01214 |  | 435.5078 | 0 |  | 435.5078 | 0 |  |  |  |  | 435.5078 | 0 |  | 435.5078 | 0
| 435.5882 | 0 |  |  |  | 435.5882 | 0.01214 |  | 435.5882 | 0 |  | 435.5882 | 0 |  |  |  |  | 435.5882 | 0 |  | 435.5882 | 0
| 435.6686 | 0 |  |  |  | 435.6686 | 0.01214 |  | 435.6686 | 0 |  | 435.6686 | 0 |  |  |  |  | 435.6686 | 0 |  | 435.6686 | 0
| 435.749 | 0 |  |  |  | 435.749 | 0.01214 |  | 435.749 | 0 |  | 435.749 | 0 |  |  |  |  | 435.749 | 0 |  | 435.749 | 0
| 435.8293 | 0 |  |  |  | 435.8293 | 0.01214 |  | 435.8293 | 0 |  | 435.8293 | 0 |  |  |  |  | 435.8293 | 0 |  | 435.8293 | 0
| 435.9097 | 0 |  |  |  | 435.9097 | 0.01214 |  | 435.9097 | 0 |  | 435.9097 | 0 |  |  |  |  | 435.9097 | 0 |  | 435.9097 | 0
| 435.9901 | 0 |  |  |  | 435.9901 | 0.01214 |  | 435.9901 | 0 |  | 435.9901 | 0 |  |  |  |  | 435.9901 | 0 |  | 435.9901 | 0
| 436.0705 | 0 |  |  |  | 436.0705 | 0.01214 |  | 436.0705 | 0 |  | 436.0705 | 0 |  |  |  |  | 436.0705 | 0 |  | 436.0705 | 0
| 436.1509 | 0 |  |  |  | 436.1509 | 0.01214 |  | 436.1509 | -0.01 |  | 436.1509 | 0 |  |  |  |  | 436.1509 | 0 |  | 436.1509 | 0
| 436.2313 | 0 |  |  |  | 436.2313 | 0.01214 |  | 436.2313 | 0 |  | 436.2313 | 0 |  |  |  |  | 436.2313 | 0 |  | 436.2313 | 0
| 436.3116 | 0 |  |  |  | 436.3117 | 0.01214 |  | 436.3116 | 0 |  | 436.3117 | 0 |  |  |  |  | 436.3117 | 0 |  | 436.3116 | 0
| 436.3921 | 0 |  |  |  | 436.392 | 0.01214 |  | 436.3921 | 0 |  | 436.392 | 0 |  |  |  |  | 436.392 | 0 |  | 436.3921 | 0
| 436.4724 | 0 |  |  |  | 436.4724 | 0.01214 |  | 436.4724 | 0 |  | 436.4724 | 0 |  |  |  |  | 436.4724 | 0 |  | 436.4724 | 0
| 436.5528 | 0 |  |  |  | 436.5528 | 0.01214 |  | 436.5528 | 0 |  | 436.5528 | 0 |  |  |  |  | 436.5528 | 0 |  | 436.5528 | 0
| 436.6332 | 0 |  |  |  | 436.6332 | 0.01214 |  | 436.6332 | 0 |  | 436.6332 | 0 |  |  |  |  | 436.6332 | 0 |  | 436.6332 | 0
| 436.7136 | 0 |  |  |  | 436.7136 | 0.01214 |  | 436.7136 | 0 |  | 436.7136 | 0 |  |  |  |  | 436.7136 | 0 |  | 436.7136 | 0
| 436.794 | 0 |  |  |  | 436.794 | 0.01214 |  | 436.794 | 0 |  | 436.794 | 0 |  |  |  |  | 436.794 | 0 |  | 436.794 | 0
| 436.8744 | 0 |  |  |  | 436.8744 | 0.01214 |  | 436.8744 | 0 |  | 436.8744 | 0 |  |  |  |  | 436.8744 | 0 |  | 436.8744 | 0
| 436.9548 | 0 |  |  |  | 436.9548 | 0.01214 |  | 436.9548 | 0 |  | 436.9548 | 0 |  |  |  |  | 436.9548 | 0 |  | 436.9548 | 0
| 437.0352 | 0 |  |  |  | 437.0352 | 0.01214 |  | 437.0352 | 0 |  | 437.0352 | 0 |  |  |  |  | 437.0352 | 0 |  | 437.0352 | 0
| 437.1156 | 0 |  |  |  | 437.1156 | 0.01214 |  | 437.1156 | 0 |  | 437.1156 | 0 |  |  |  |  | 437.1156 | 0 |  | 437.1156 | 0
| 437.196 | 0 |  |  |  | 437.196 | 0.01214 |  | 437.196 | 0 |  | 437.196 | 0 |  |  |  |  | 437.196 | 0 |  | 437.196 | 0
| 437.2764 | 0 |  |  |  | 437.2764 | 0.01214 |  | 437.2764 | 0 |  | 437.2764 | 0 |  |  |  |  | 437.2764 | 0 |  | 437.2764 | 0
| 437.3568 | 0 |  |  |  | 437.3569 | 0.01214 |  | 437.3568 | 0 |  | 437.3569 | 0 |  |  |  |  | 437.3568 | 0 |  | 437.3568 | 0
| 437.4373 | 0 |  |  |  | 437.4373 | 0.01214 |  | 437.4373 | 0 |  | 437.4373 | 0 |  |  |  |  | 437.4373 | 0 |  | 437.4373 | 0
| 437.5177 | 0 |  |  |  | 437.5177 | 0.01214 |  | 437.5177 | 0 |  | 437.5177 | 0 |  |  |  |  | 437.5177 | 0 |  | 437.5177 | 0
| 437.5981 | 0 |  |  |  | 437.5981 | 0.01214 |  | 437.5981 | 0 |  | 437.5981 | 0 |  |  |  |  | 437.5981 | 0 |  | 437.5981 | 0
| 437.6785 | 0 |  |  |  | 437.6785 | 0.01214 |  | 437.6785 | 0 |  | 437.6785 | 0 |  |  |  |  | 437.6785 | 0 |  | 437.6785 | 0
| 437.7589 | 0 |  |  |  | 437.7589 | 0.01214 |  | 437.7589 | 0 |  | 437.7589 | 0 |  |  |  |  | 437.7589 | 0 |  | 437.7589 | 0
| 437.8393 | 0 |  |  |  | 437.8393 | 0.01214 |  | 437.8393 | 0 |  | 437.8393 | 0 |  |  |  |  | 437.8393 | 0 |  | 437.8393 | 0
| 437.9197 | 0 |  |  |  | 437.9197 | 0.01214 |  | 437.9197 | 0 |  | 437.9197 | 0 |  |  |  |  | 437.9197 | 0 |  | 437.9197 | 0
| 438.0002 | 0 |  |  |  | 438.0002 | 0.01214 |  | 438.0002 | 0 |  | 438.0002 | 0 |  |  |  |  | 438.0002 | 0 |  | 438.0002 | 0
| 438.0806 | 0 |  |  |  | 438.0806 | 0.01214 |  | 438.0806 | 0 |  | 438.0806 | 0 |  |  |  |  | 438.0806 | 0 |  | 438.0806 | 0
| 438.161 | 0 |  |  |  | 438.161 | 0.01214 |  | 438.161 | 0 |  | 438.161 | 0 |  |  |  |  | 438.161 | 0 |  | 438.161 | 0
| 438.2414 | 0 |  |  |  | 438.2414 | 0.01214 |  | 438.2414 | 0 |  | 438.2414 | 0 |  |  |  |  | 438.2414 | 0 |  | 438.2414 | 0
| 438.3218 | 0 |  |  |  | 438.3218 | 0.01214 |  | 438.3218 | 0 |  | 438.3218 | 0 |  |  |  |  | 438.3218 | 0 |  | 438.3218 | 0
| 438.4023 | 0 |  |  |  | 438.4023 | 0.01214 |  | 438.4023 | 0 |  | 438.4023 | 0 |  |  |  |  | 438.4023 | 0 |  | 438.4023 | 0
| 438.4827 | 0 |  |  |  | 438.4827 | 0.01214 |  | 438.4827 | 0 |  | 438.4827 | 0 |  |  |  |  | 438.4827 | 0 |  | 438.4827 | 0
| 438.5631 | 0 |  |  |  | 438.5631 | 0.01214 |  | 438.5631 | 0 |  | 438.5631 | 0 |  |  |  |  | 438.5631 | 0 |  | 438.5631 | 0
| 438.6436 | 0 |  |  |  | 438.6436 | 0.01214 |  | 438.6436 | 0 |  | 438.6436 | 0 |  |  |  |  | 438.6436 | 0 |  | 438.6436 | 0
| 438.724 | 0 |  |  |  | 438.724 | 0.01214 |  | 438.724 | 0 |  | 438.724 | 0 |  |  |  |  | 438.724 | 0 |  | 438.724 | 0
| 438.8044 | 0 |  |  |  | 438.8044 | 0.01214 |  | 438.8044 | 0 |  | 438.8044 | 0 |  |  |  |  | 438.8044 | 0 |  | 438.8044 | 0
| 438.8849 | 0 |  |  |  | 438.8848 | 0.01214 |  | 438.8849 | 0 |  | 438.8848 | 0 |  |  |  |  | 438.8849 | 0 |  | 438.8849 | 0
| 438.9653 | 0 |  |  |  | 438.9653 | 0.01214 |  | 438.9653 | 0 |  | 438.9653 | 0 |  |  |  |  | 438.9653 | 0 |  | 438.9653 | 0
| 439.0457 | 0 |  |  |  | 439.0457 | 0.01214 |  | 439.0457 | 0 |  | 439.0457 | 0 |  |  |  |  | 439.0457 | 0 |  | 439.0457 | 0
| 439.1262 | 0 |  |  |  | 439.1262 | 0.01214 |  | 439.1262 | 0 |  | 439.1262 | 0 |  |  |  |  | 439.1262 | 0 |  | 439.1262 | 0
| 439.2066 | 0 |  |  |  | 439.2066 | 0.01214 |  | 439.2066 | 0 |  | 439.2066 | 0 |  |  |  |  | 439.2066 | 0 |  | 439.2066 | 0
| 439.2871 | 0 |  |  |  | 439.287 | 0.01214 |  | 439.287 | 0 |  | 439.287 | 0 |  |  |  |  | 439.287 | 0 |  | 439.287 | 0
| 439.3675 | 0 |  |  |  | 439.3675 | 0.01214 |  | 439.3675 | 0 |  | 439.3675 | 0 |  |  |  |  | 439.3675 | 0 |  | 439.3675 | 0
| 439.4479 | 0 |  |  |  | 439.4479 | 0.01214 |  | 439.4479 | 0 |  | 439.4479 | 0 |  |  |  |  | 439.4479 | 0 |  | 439.4479 | 0
| 439.5284 | 0 |  |  |  | 439.5284 | 0.01214 |  | 439.5284 | 0 |  | 439.5284 | 0 |  |  |  |  | 439.5284 | 0 |  | 439.5284 | 0
| 439.6088 | 0 |  |  |  | 439.6088 | 0.01214 |  | 439.6088 | 0 |  | 439.6088 | 0 |  |  |  |  | 439.6088 | 0 |  | 439.6088 | 0
| 439.6893 | 0 |  |  |  | 439.6893 | 0.01214 |  | 439.6893 | 0 |  | 439.6893 | 0 |  |  |  |  | 439.6893 | 0 |  | 439.6893 | 0
| 439.7697 | 0 |  |  |  | 439.7697 | 0.01214 |  | 439.7697 | 0 |  | 439.7697 | 0 |  |  |  |  | 439.7697 | 0 |  | 439.7697 | 0
| 439.8502 | 0 |  |  |  | 439.8502 | 0.01214 |  | 439.8502 | 0 |  | 439.8502 | 0 |  |  |  |  | 439.8502 | 0 |  | 439.8502 | 0
| 439.9306 | 0 |  |  |  | 439.9306 | 0.01214 |  | 439.9306 | 0 |  | 439.9306 | 0 |  |  |  |  | 439.9306 | 0 |  | 439.9306 | 0
| 440.0111 | 0 |  |  |  | 440.0111 | 0.01214 |  | 440.0111 | 0 |  | 440.0111 | 0 |  |  |  |  | 440.0111 | 0 |  | 440.0111 | 0
| 440.0915 | 0 |  |  |  | 440.0915 | 0.01214 |  | 440.0915 | 0 |  | 440.0915 | 0 |  |  |  |  | 440.0915 | 0 |  | 440.0915 | 0
| 440.172 | 0 |  |  |  | 440.172 | 0.01214 |  | 440.172 | 0 |  | 440.172 | 0 |  |  |  |  | 440.172 | 0 |  | 440.172 | 0
| 440.2524 | 0 |  |  |  | 440.2524 | 0.01214 |  | 440.2524 | 0 |  | 440.2524 | 0 |  |  |  |  | 440.2524 | 0 |  | 440.2524 | 0
| 440.3329 | 0 |  |  |  | 440.3329 | 0.01214 |  | 440.3329 | 0 |  | 440.3329 | 0 |  |  |  |  | 440.3329 | 0 |  | 440.3329 | 0
| 440.4134 | 0 |  |  |  | 440.4133 | 0.01214 |  | 440.4134 | 0 |  | 440.4133 | 0 |  |  |  |  | 440.4134 | 0 |  | 440.4134 | 0
| 440.4938 | 0 |  |  |  | 440.4938 | 0.01214 |  | 440.4938 | 0 |  | 440.4938 | 0 |  |  |  |  | 440.4938 | 0 |  | 440.4938 | 0
| 440.5743 | 0 |  |  |  | 440.5743 | 0.01214 |  | 440.5743 | 0 |  | 440.5743 | 0 |  |  |  |  | 440.5743 | 0 |  | 440.5743 | 0
| 440.6547 | 0 |  |  |  | 440.6547 | 0.01214 |  | 440.6548 | 0 |  | 440.6547 | 0 |  |  |  |  | 440.6547 | 0 |  | 440.6548 | 0
| 440.7352 | 0 |  |  |  | 440.7352 | 0.01214 |  | 440.7352 | 0 |  | 440.7352 | 0 |  |  |  |  | 440.7352 | 0 |  | 440.7352 | 0
| 440.8157 | 0 |  |  |  | 440.8157 | 0.01214 |  | 440.8157 | 0 |  | 440.8157 | 0 |  |  |  |  | 440.8157 | 0 |  | 440.8157 | 0
| 440.8961 | 0 |  |  |  | 440.8961 | 0.01214 |  | 440.8961 | 0 |  | 440.8961 | 0 |  |  |  |  | 440.8961 | 0 |  | 440.8961 | 0
| 440.9766 | 0 |  |  |  | 440.9766 | 0.01214 |  | 440.9766 | 0 |  | 440.9766 | 0 |  |  |  |  | 440.9766 | 0 |  | 440.9766 | 0
| 441.0571 | 0 |  |  |  | 441.0571 | 0.01214 |  | 441.0571 | 0 |  | 441.0571 | 0 |  |  |  |  | 441.0571 | 0 |  | 441.0571 | 0
| 441.1375 | 0 |  |  |  | 441.1375 | 0.01214 |  | 441.1375 | 0 |  | 441.1375 | 0 |  |  |  |  | 441.1375 | 0 |  | 441.1375 | 0
| 441.218 | 0 |  |  |  | 441.218 | 0.01214 |  | 441.218 | 0 |  | 441.218 | 0 |  |  |  |  | 441.218 | 0 |  | 441.218 | 0
| 441.2985 | 0 |  |  |  | 441.2985 | 0.01214 |  | 441.2985 | 0 |  | 441.2985 | 0 |  |  |  |  | 441.2985 | 0 |  | 441.2985 | 0
| 441.379 | 0 |  |  |  | 441.379 | 0.01214 |  | 441.379 | 0 |  | 441.379 | 0 |  |  |  |  | 441.379 | 0 |  | 441.379 | 0
| 441.4594 | 0 |  |  |  | 441.4595 | 0.01214 |  | 441.4594 | 0 |  | 441.4595 | 0 |  |  |  |  | 441.4594 | 0 |  | 441.4594 | 0
| 441.5399 | 0 |  |  |  | 441.5399 | 0.01214 |  | 441.5399 | 0.01 |  | 441.5399 | 0 |  |  |  |  | 441.5399 | 0 |  | 441.5399 | 0
| 441.6204 | 0 |  |  |  | 441.6204 | 0.01214 |  | 441.6204 | 0 |  | 441.6204 | 0 |  |  |  |  | 441.6204 | 0 |  | 441.6204 | 0
| 441.7009 | 0 |  |  |  | 441.7009 | 0.01214 |  | 441.7009 | 0 |  | 441.7009 | 0 |  |  |  |  | 441.7009 | 0 |  | 441.7009 | 0
| 441.7814 | 0 |  |  |  | 441.7814 | 0.01214 |  | 441.7814 | 0 |  | 441.7814 | 0 |  |  |  |  | 441.7814 | 0 |  | 441.7814 | 0
| 441.8619 | 0 |  |  |  | 441.8619 | 0.01214 |  | 441.8618 | 0 |  | 441.8619 | 0 |  |  |  |  | 441.8619 | 0 |  | 441.8618 | 0
| 441.9423 | 0 |  |  |  | 441.9423 | 0.01214 |  | 441.9424 | 0 |  | 441.9423 | 0 |  |  |  |  | 441.9423 | 0 |  | 441.9424 | 0
| 442.0228 | 0 |  |  |  | 442.0228 | 0.01214 |  | 442.0228 | 0 |  | 442.0228 | 0 |  |  |  |  | 442.0228 | 0 |  | 442.0228 | 0
| 442.1033 | 0 |  |  |  | 442.1033 | 0.01214 |  | 442.1033 | 0 |  | 442.1033 | 0 |  |  |  |  | 442.1033 | 0 |  | 442.1033 | 0
| 442.1838 | 0 |  |  |  | 442.1838 | 0.01214 |  | 442.1838 | 0 |  | 442.1838 | 0 |  |  |  |  | 442.1838 | 0 |  | 442.1838 | 0
| 442.2643 | 0 |  |  |  | 442.2643 | 0.01214 |  | 442.2643 | 0 |  | 442.2643 | 0 |  |  |  |  | 442.2643 | 0 |  | 442.2643 | 0
| 442.3448 | 0 |  |  |  | 442.3448 | 0.01214 |  | 442.3448 | 0 |  | 442.3448 | 0 |  |  |  |  | 442.3448 | 0 |  | 442.3448 | 0
| 442.4253 | 0 |  |  |  | 442.4253 | 0.01214 |  | 442.4253 | 0 |  | 442.4253 | 0 |  |  |  |  | 442.4253 | 0 |  | 442.4253 | 0
| 442.5058 | 0 |  |  |  | 442.5058 | 0.01214 |  | 442.5058 | 0 |  | 442.5058 | 0 |  |  |  |  | 442.5058 | 0 |  | 442.5058 | 0
| 442.5863 | 0 |  |  |  | 442.5863 | 0.01214 |  | 442.5863 | 0 |  | 442.5863 | 0 |  |  |  |  | 442.5863 | 0 |  | 442.5863 | 0
| 442.6667 | 0 |  |  |  | 442.6668 | 0.01214 |  | 442.6667 | 0 |  | 442.6668 | 0 |  |  |  |  | 442.6668 | 0 |  | 442.6667 | 0
| 442.7473 | 0 |  |  |  | 442.7473 | 0.01214 |  | 442.7473 | 0 |  | 442.7473 | 0 |  |  |  |  | 442.7473 | 0 |  | 442.7473 | 0
| 442.8278 | 0 |  |  |  | 442.8278 | 0.01214 |  | 442.8278 | 0 |  | 442.8278 | 0 |  |  |  |  | 442.8278 | 0 |  | 442.8278 | 0
| 442.9083 | 0 |  |  |  | 442.9083 | 0.01214 |  | 442.9083 | 0 |  | 442.9083 | 0 |  |  |  |  | 442.9083 | 0 |  | 442.9083 | 0
| 442.9888 | 0 |  |  |  | 442.9888 | 0.01214 |  | 442.9888 | 0 |  | 442.9888 | 0 |  |  |  |  | 442.9888 | 0 |  | 442.9888 | 0
| 443.0693 | 0 |  |  |  | 443.0693 | 0.01214 |  | 443.0693 | 0 |  | 443.0693 | 0 |  |  |  |  | 443.0693 | 0 |  | 443.0693 | 0
| 443.1498 | 0 |  |  |  | 443.1498 | 0.01214 |  | 443.1498 | 0 |  | 443.1498 | 0 |  |  |  |  | 443.1498 | 0 |  | 443.1498 | 0
| 443.2303 | 0 |  |  |  | 443.2303 | 0.01214 |  | 443.2303 | 0 |  | 443.2303 | 0 |  |  |  |  | 443.2303 | 0 |  | 443.2303 | 0
| 443.3108 | 0 |  |  |  | 443.3108 | 0.01214 |  | 443.3108 | 0 |  | 443.3108 | 0 |  |  |  |  | 443.3108 | 0 |  | 443.3108 | 0
| 443.3913 | 0 |  |  |  | 443.3913 | 0.01214 |  | 443.3913 | 0 |  | 443.3913 | 0 |  |  |  |  | 443.3913 | 0 |  | 443.3913 | 0
| 443.4718 | 0 |  |  |  | 443.4718 | 0.01214 |  | 443.4718 | 0 |  | 443.4718 | 0 |  |  |  |  | 443.4718 | 0 |  | 443.4718 | 0
| 443.5523 | 0 |  |  |  | 443.5523 | 0.01214 |  | 443.5523 | 0 |  | 443.5523 | 0 |  |  |  |  | 443.5523 | 0 |  | 443.5523 | 0
| 443.6328 | 0 |  |  |  | 443.6328 | 0.01214 |  | 443.6328 | 0 |  | 443.6328 | 0 |  |  |  |  | 443.6328 | 0 |  | 443.6328 | 0
| 443.7133 | 0 |  |  |  | 443.7133 | 0.01214 |  | 443.7133 | 0 |  | 443.7133 | 0 |  |  |  |  | 443.7133 | 0 |  | 443.7133 | 0
| 443.7939 | 0 |  |  |  | 443.7939 | 0.01214 |  | 443.7939 | 0 |  | 443.7939 | 0 |  |  |  |  | 443.7939 | 0 |  | 443.7939 | 0
| 443.8744 | 0 |  |  |  | 443.8744 | 0.01214 |  | 443.8744 | 0 |  | 443.8744 | 0 |  |  |  |  | 443.8744 | 0 |  | 443.8744 | 0
| 443.9549 | 0 |  |  |  | 443.9549 | 0.01214 |  | 443.9549 | 0 |  | 443.9549 | 0 |  |  |  |  | 443.9549 | 0 |  | 443.9549 | 0
| 444.0354 | 0 |  |  |  | 444.0354 | 0.01214 |  | 444.0354 | 0 |  | 444.0354 | 0 |  |  |  |  | 444.0354 | 0 |  | 444.0354 | 0
| 444.1159 | 0 |  |  |  | 444.1159 | 0.01214 |  | 444.1159 | 0 |  | 444.1159 | 0 |  |  |  |  | 444.1159 | 0 |  | 444.1159 | 0
| 444.1964 | 0 |  |  |  | 444.1965 | 0.01214 |  | 444.1964 | 0 |  | 444.1965 | 0 |  |  |  |  | 444.1964 | 0 |  | 444.1964 | 0
| 444.277 | 0 |  |  |  | 444.277 | 0.01214 |  | 444.277 | 0 |  | 444.277 | 0 |  |  |  |  | 444.277 | 0 |  | 444.277 | 0
| 444.3575 | 0 |  |  |  | 444.3575 | 0.01214 |  | 444.3575 | 0 |  | 444.3575 | 0 |  |  |  |  | 444.3575 | 0 |  | 444.3575 | 0
| 444.438 | 0 |  |  |  | 444.438 | 0.01214 |  | 444.438 | 0 |  | 444.438 | 0 |  |  |  |  | 444.438 | 0 |  | 444.438 | 0
| 444.5186 | 0 |  |  |  | 444.5186 | 0.01214 |  | 444.5186 | 0 |  | 444.5186 | 0 |  |  |  |  | 444.5185 | 0 |  | 444.5186 | 0
| 444.5991 | 0 |  |  |  | 444.5991 | 0.01214 |  | 444.5991 | 0 |  | 444.5991 | 0 |  |  |  |  | 444.5991 | 0 |  | 444.5991 | 0
| 444.6796 | 0 |  |  |  | 444.6796 | 0.01214 |  | 444.6796 | 0 |  | 444.6796 | 0 |  |  |  |  | 444.6796 | 0 |  | 444.6796 | 0
| 444.7601 | 0 |  |  |  | 444.7601 | 0.01214 |  | 444.7601 | 0 |  | 444.7601 | 0 |  |  |  |  | 444.7601 | 0 |  | 444.7601 | 0
| 444.8407 | 0 |  |  |  | 444.8407 | 0.01214 |  | 444.8407 | 0 |  | 444.8407 | 0 |  |  |  |  | 444.8407 | 0 |  | 444.8407 | 0
| 444.9212 | 0 |  |  |  | 444.9212 | 0.01214 |  | 444.9212 | 0 |  | 444.9212 | 0 |  |  |  |  | 444.9212 | 0 |  | 444.9212 | 0
| 445.0017 | 0 |  |  |  | 445.0017 | 0.01214 |  | 445.0017 | 0 |  | 445.0017 | 0 |  |  |  |  | 445.0017 | 0 |  | 445.0017 | 0
| 445.0823 | 0 |  |  |  | 445.0823 | 0.01214 |  | 445.0823 | 0 |  | 445.0823 | 0 |  |  |  |  | 445.0823 | 0 |  | 445.0823 | 0
| 445.1628 | 0 |  |  |  | 445.1628 | 0.01214 |  | 445.1628 | 0 |  | 445.1628 | 0 |  |  |  |  | 445.1628 | 0 |  | 445.1628 | 0
| 445.2434 | 0 |  |  |  | 445.2433 | 0.01214 |  | 445.2433 | 0 |  | 445.2433 | 0 |  |  |  |  | 445.2433 | 0 |  | 445.2433 | 0
| 445.3239 | 0 |  |  |  | 445.3239 | 0.01214 |  | 445.3239 | 0 |  | 445.3239 | 0 |  |  |  |  | 445.3239 | 0 |  | 445.3239 | 0
| 445.4044 | 0 |  |  |  | 445.4044 | 0.01214 |  | 445.4044 | 0 |  | 445.4044 | 0 |  |  |  |  | 445.4044 | 0 |  | 445.4044 | 0
| 445.485 | 0 |  |  |  | 445.485 | 0.01214 |  | 445.485 | 0 |  | 445.485 | 0 |  |  |  |  | 445.485 | 0 |  | 445.485 | 0
| 445.5655 | 0 |  |  |  | 445.5655 | 0.01214 |  | 445.5655 | 0 |  | 445.5655 | 0 |  |  |  |  | 445.5655 | 0 |  | 445.5655 | 0
| 445.6461 | 0 |  |  |  | 445.6461 | 0.01214 |  | 445.6461 | 0 |  | 445.6461 | 0 |  |  |  |  | 445.6461 | 0 |  | 445.6461 | 0
| 445.7266 | 0 |  |  |  | 445.7266 | 0.01214 |  | 445.7266 | 0 |  | 445.7266 | 0 |  |  |  |  | 445.7266 | 0 |  | 445.7266 | 0
| 445.8072 | 0 |  |  |  | 445.8071 | 0.01214 |  | 445.8072 | 0 |  | 445.8071 | 0 |  |  |  |  | 445.8071 | 0 |  | 445.8072 | 0
| 445.8877 | 0 |  |  |  | 445.8877 | 0.01214 |  | 445.8877 | 0 |  | 445.8877 | 0 |  |  |  |  | 445.8877 | 0 |  | 445.8877 | 0
| 445.9682 | 0 |  |  |  | 445.9682 | 0.01214 |  | 445.9682 | 0 |  | 445.9682 | 0 |  |  |  |  | 445.9682 | 0 |  | 445.9682 | 0
| 446.0488 | 0 |  |  |  | 446.0488 | 0.01214 |  | 446.0488 | 0 |  | 446.0488 | 0 |  |  |  |  | 446.0488 | 0 |  | 446.0488 | 0
| 446.1293 | 0 |  |  |  | 446.1293 | 0.01214 |  | 446.1293 | 0 |  | 446.1293 | 0 |  |  |  |  | 446.1293 | 0 |  | 446.1293 | 0
| 446.2099 | 0 |  |  |  | 446.2099 | 0.01214 |  | 446.2099 | 0 |  | 446.2099 | 0 |  |  |  |  | 446.2099 | 0 |  | 446.2099 | 0
| 446.2905 | 0 |  |  |  | 446.2905 | 0.01214 |  | 446.2905 | 0 |  | 446.2905 | 0 |  |  |  |  | 446.2905 | 0 |  | 446.2905 | 0
| 446.371 | 0 |  |  |  | 446.371 | 0.01214 |  | 446.371 | 0 |  | 446.371 | 0 |  |  |  |  | 446.371 | 0 |  | 446.371 | 0
| 446.4516 | 0 |  |  |  | 446.4516 | 0.01214 |  | 446.4516 | 0 |  | 446.4516 | 0 |  |  |  |  | 446.4516 | 0 |  | 446.4516 | 0
| 446.5321 | 0 |  |  |  | 446.5321 | 0.01214 |  | 446.5321 | 0 |  | 446.5321 | 0 |  |  |  |  | 446.5321 | 0 |  | 446.5321 | 0
| 446.6127 | 0 |  |  |  | 446.6127 | 0.01214 |  | 446.6127 | 0 |  | 446.6127 | 0 |  |  |  |  | 446.6127 | 0 |  | 446.6127 | 0
| 446.6932 | 0 |  |  |  | 446.6932 | 0.01214 |  | 446.6932 | 0 |  | 446.6932 | 0 |  |  |  |  | 446.6932 | 0 |  | 446.6932 | 0
| 446.7738 | 0 |  |  |  | 446.7738 | 0.01214 |  | 446.7738 | 0 |  | 446.7738 | 0 |  |  |  |  | 446.7738 | 0 |  | 446.7738 | 0
| 446.8544 | 0 |  |  |  | 446.8544 | 0.01214 |  | 446.8544 | 0 |  | 446.8544 | 0 |  |  |  |  | 446.8544 | 0 |  | 446.8544 | 0
| 446.9349 | 0 |  |  |  | 446.9349 | 0.01214 |  | 446.9349 | 0 |  | 446.9349 | 0 |  |  |  |  | 446.9349 | 0 |  | 446.9349 | 0
| 447.0155 | 0 |  |  |  | 447.0155 | 0.01214 |  | 447.0155 | 0 |  | 447.0155 | 0 |  |  |  |  | 447.0155 | 0 |  | 447.0155 | 0
| 447.0961 | 0 |  |  |  | 447.0961 | 0.01214 |  | 447.0961 | 0 |  | 447.0961 | 0 |  |  |  |  | 447.0961 | 0 |  | 447.0961 | 0
| 447.1766 | 0 |  |  |  | 447.1766 | 0.01214 |  | 447.1766 | 0 |  | 447.1766 | 0 |  |  |  |  | 447.1766 | 0 |  | 447.1766 | 0
| 447.2572 | 0 |  |  |  | 447.2572 | 0.01214 |  | 447.2572 | 0 |  | 447.2572 | 0 |  |  |  |  | 447.2572 | 0 |  | 447.2572 | 0
| 447.3378 | 0 |  |  |  | 447.3378 | 0.01214 |  | 447.3378 | 0 |  | 447.3378 | 0 |  |  |  |  | 447.3378 | 0 |  | 447.3378 | 0
| 447.4184 | 0 |  |  |  | 447.4183 | 0.01214 |  | 447.4184 | 0 |  | 447.4183 | 0 |  |  |  |  | 447.4184 | 0 |  | 447.4184 | 0
| 447.4989 | 0 |  |  |  | 447.4989 | 0.01214 |  | 447.4989 | 0 |  | 447.4989 | 0 |  |  |  |  | 447.4989 | 0 |  | 447.4989 | 0
| 447.5795 | 0 |  |  |  | 447.5795 | 0.01214 |  | 447.5795 | 0 |  | 447.5795 | 0 |  |  |  |  | 447.5795 | 0 |  | 447.5795 | 0
| 447.6601 | 0 |  |  |  | 447.6601 | 0.01214 |  | 447.6601 | 0 |  | 447.6601 | 0 |  |  |  |  | 447.6601 | 0 |  | 447.6601 | 0
| 447.7407 | 0 |  |  |  | 447.7407 | 0.01214 |  | 447.7407 | 0 |  | 447.7407 | 0 |  |  |  |  | 447.7407 | 0 |  | 447.7407 | 0
| 447.8212 | 0 |  |  |  | 447.8212 | 0.01214 |  | 447.8212 | 0 |  | 447.8212 | 0 |  |  |  |  | 447.8212 | 0 |  | 447.8212 | 0
| 447.9018 | 0 |  |  |  | 447.9018 | 0.01214 |  | 447.9018 | 0 |  | 447.9018 | 0 |  |  |  |  | 447.9018 | 0 |  | 447.9018 | 0
| 447.9824 | 0 |  |  |  | 447.9824 | 0.01214 |  | 447.9824 | 0 |  | 447.9824 | 0 |  |  |  |  | 447.9824 | 0 |  | 447.9824 | 0
| 448.063 | 0 |  |  |  | 448.063 | 0.01214 |  | 448.063 | 0 |  | 448.063 | 0 |  |  |  |  | 448.063 | 0 |  | 448.063 | 0
| 448.1436 | 0 |  |  |  | 448.1436 | 0.01214 |  | 448.1436 | 0 |  | 448.1436 | 0 |  |  |  |  | 448.1436 | 0 |  | 448.1436 | 0
| 448.2242 | 0 |  |  |  | 448.2241 | 0.01214 |  | 448.2242 | 0 |  | 448.2241 | 0 |  |  |  |  | 448.2241 | 0 |  | 448.2242 | 0
| 448.3047 | 0 |  |  |  | 448.3047 | 0.01214 |  | 448.3047 | 0 |  | 448.3047 | 0 |  |  |  |  | 448.3047 | 0 |  | 448.3047 | 0
| 448.3853 | 0 |  |  |  | 448.3853 | 0.01214 |  | 448.3853 | 0 |  | 448.3853 | 0 |  |  |  |  | 448.3853 | 0 |  | 448.3853 | 0
| 448.4659 | 0 |  |  |  | 448.4659 | 0.01214 |  | 448.4659 | 0 |  | 448.4659 | 0 |  |  |  |  | 448.4659 | 0 |  | 448.4659 | 0
| 448.5465 | 0 |  |  |  | 448.5465 | 0.01214 |  | 448.5465 | 0 |  | 448.5465 | 0 |  |  |  |  | 448.5465 | 0 |  | 448.5465 | 0
| 448.6271 | 0 |  |  |  | 448.6271 | 0.01214 |  | 448.6271 | 0 |  | 448.6271 | 0 |  |  |  |  | 448.6271 | 0 |  | 448.6271 | 0
| 448.7077 | 0 |  |  |  | 448.7077 | 0.01214 |  | 448.7077 | 0 |  | 448.7077 | 0 |  |  |  |  | 448.7077 | 0 |  | 448.7077 | 0
| 448.7883 | 0 |  |  |  | 448.7883 | 0.01214 |  | 448.7883 | 0 |  | 448.7883 | 0 |  |  |  |  | 448.7883 | 0 |  | 448.7883 | 0
| 448.8689 | 0 |  |  |  | 448.8689 | 0.01214 |  | 448.8689 | 0 |  | 448.8689 | 0 |  |  |  |  | 448.8689 | 0 |  | 448.8689 | 0
| 448.9495 | 0 |  |  |  | 448.9495 | 0.01214 |  | 448.9495 | 0 |  | 448.9495 | 0 |  |  |  |  | 448.9495 | 0 |  | 448.9495 | 0
| 449.0301 | 0 |  |  |  | 449.0301 | 0.01214 |  | 449.0301 | 0 |  | 449.0301 | 0 |  |  |  |  | 449.0301 | 0 |  | 449.0301 | 0
| 449.1107 | 0 |  |  |  | 449.1107 | 0.01214 |  | 449.1107 | 0 |  | 449.1107 | 0 |  |  |  |  | 449.1107 | 0 |  | 449.1107 | 0
| 449.1913 | 0 |  |  |  | 449.1913 | 0.01214 |  | 449.1913 | 0 |  | 449.1913 | 0 |  |  |  |  | 449.1913 | 0 |  | 449.1913 | 0
| 449.2718 | 0 |  |  |  | 449.2719 | 0.01214 |  | 449.2719 | 0 |  | 449.2719 | 0 |  |  |  |  | 449.2719 | 0 |  | 449.2719 | 0
| 449.3524 | 0 |  |  |  | 449.3525 | 0.01214 |  | 449.3524 | 0 |  | 449.3525 | 0 |  |  |  |  | 449.3525 | 0 |  | 449.3524 | 0
| 449.4331 | 0 |  |  |  | 449.4331 | 0.01214 |  | 449.4331 | 0 |  | 449.4331 | 0 |  |  |  |  | 449.4331 | 0 |  | 449.4331 | 0
| 449.5137 | 0 |  |  |  | 449.5137 | 0.01214 |  | 449.5137 | 0 |  | 449.5137 | 0 |  |  |  |  | 449.5137 | 0 |  | 449.5137 | 0
| 449.5943 | 0 |  |  |  | 449.5943 | 0.01214 |  | 449.5943 | 0 |  | 449.5943 | 0 |  |  |  |  | 449.5943 | 0 |  | 449.5943 | 0
| 449.6749 | 0 |  |  |  | 449.6749 | 0.01214 |  | 449.6749 | 0 |  | 449.6749 | 0 |  |  |  |  | 449.6749 | 0 |  | 449.6749 | 0
| 449.7555 | 0 |  |  |  | 449.7555 | 0.01214 |  | 449.7555 | 0 |  | 449.7555 | 0 |  |  |  |  | 449.7555 | 0 |  | 449.7555 | 0
| 449.8361 | 0 |  |  |  | 449.8361 | 0.01214 |  | 449.8361 | 0 |  | 449.8361 | 0 |  |  |  |  | 449.8361 | 0 |  | 449.8361 | 0
| 449.9167 | 0 |  |  |  | 449.9167 | 0.01214 |  | 449.9167 | 0 |  | 449.9167 | 0 |  |  |  |  | 449.9167 | 0 |  | 449.9167 | 0
| 449.9973 | 0 |  |  |  | 449.9973 | 0.01214 |  | 449.9973 | 0 |  | 449.9973 | 0 |  |  |  |  | 449.9973 | 0 |  | 449.9973 | 0
| 450.0779 | 0 |  |  |  | 450.0779 | 0.01214 |  | 450.0779 | 0 |  | 450.0779 | 0 |  |  |  |  | 450.0779 | 0 |  | 450.0779 | 0
| 450.1585 | 0 |  |  |  | 450.1585 | 0.01214 |  | 450.1585 | 0 |  | 450.1585 | 0 |  |  |  |  | 450.1585 | 0 |  | 450.1585 | 0
| 450.2392 | 0 |  |  |  | 450.2392 | 0.01214 |  | 450.2392 | 0 |  | 450.2392 | 0 |  |  |  |  | 450.2392 | 0 |  | 450.2392 | 0
| 450.3198 | 0 |  |  |  | 450.3198 | 0.01214 |  | 450.3198 | 0 |  | 450.3198 | 0 |  |  |  |  | 450.3198 | 0 |  | 450.3198 | 0
| 450.4004 | 0 |  |  |  | 450.4004 | 0.01214 |  | 450.4004 | 0 |  | 450.4004 | 0 |  |  |  |  | 450.4004 | 0 |  | 450.4004 | 0
| 450.481 | 0 |  |  |  | 450.481 | 0.01214 |  | 450.481 | 0 |  | 450.481 | 0 |  |  |  |  | 450.481 | 0 |  | 450.481 | 0
| 450.5616 | 0 |  |  |  | 450.5616 | 0.01214 |  | 450.5616 | 0 |  | 450.5616 | 0 |  |  |  |  | 450.5616 | 0 |  | 450.5616 | 0
| 450.6422 | 0 |  |  |  | 450.6422 | 0.01214 |  | 450.6422 | 0 |  | 450.6422 | 0 |  |  |  |  | 450.6423 | 0 |  | 450.6422 | 0
| 450.7229 | 0 |  |  |  | 450.7229 | 0.01214 |  | 450.7229 | 0 |  | 450.7229 | 0 |  |  |  |  | 450.7229 | 0 |  | 450.7229 | 0
| 450.8035 | 0 |  |  |  | 450.8035 | 0.01214 |  | 450.8035 | 0 |  | 450.8035 | 0 |  |  |  |  | 450.8035 | 0 |  | 450.8035 | 0
| 450.8841 | 0 |  |  |  | 450.8841 | 0.01214 |  | 450.8841 | 0 |  | 450.8841 | 0 |  |  |  |  | 450.8841 | 0 |  | 450.8841 | 0
| 450.9647 | 0 |  |  |  | 450.9647 | 0.01214 |  | 450.9648 | 0 |  | 450.9647 | 0 |  |  |  |  | 450.9647 | 0 |  | 450.9648 | 0
| 451.0454 | 0 |  |  |  | 451.0454 | 0.01214 |  | 451.0454 | 0 |  | 451.0454 | 0 |  |  |  |  | 451.0454 | 0 |  | 451.0454 | 0
| 451.126 | 0 |  |  |  | 451.126 | 0.01214 |  | 451.126 | 0 |  | 451.126 | 0 |  |  |  |  | 451.126 | 0 |  | 451.126 | 0
| 451.2066 | 0 |  |  |  | 451.2066 | 0.01214 |  | 451.2066 | 0 |  | 451.2066 | 0 |  |  |  |  | 451.2066 | 0 |  | 451.2066 | 0
| 451.2873 | 0 |  |  |  | 451.2873 | 0.01214 |  | 451.2873 | 0 |  | 451.2873 | 0 |  |  |  |  | 451.2873 | 0 |  | 451.2873 | 0
| 451.3679 | 0 |  |  |  | 451.3679 | 0.01214 |  | 451.3679 | 0 |  | 451.3679 | 0 |  |  |  |  | 451.3679 | 0 |  | 451.3679 | 0
| 451.4485 | 0 |  |  |  | 451.4485 | 0.01214 |  | 451.4485 | 0 |  | 451.4485 | 0 |  |  |  |  | 451.4485 | 0 |  | 451.4485 | 0
| 451.5292 | 0 |  |  |  | 451.5292 | 0.01214 |  | 451.5292 | 0 |  | 451.5292 | 0 |  |  |  |  | 451.5292 | 0 |  | 451.5292 | 0
| 451.6098 | 0 |  |  |  | 451.6098 | 0.01214 |  | 451.6098 | 0 |  | 451.6098 | 0 |  |  |  |  | 451.6098 | 0 |  | 451.6098 | 0
| 451.6904 | 0 |  |  |  | 451.6904 | 0.01214 |  | 451.6904 | 0 |  | 451.6904 | 0 |  |  |  |  | 451.6904 | 0 |  | 451.6904 | 0
| 451.7711 | 0 |  |  |  | 451.7711 | 0.01214 |  | 451.7711 | 0 |  | 451.7711 | 0 |  |  |  |  | 451.7711 | 0 |  | 451.7711 | 0
| 451.8517 | 0 |  |  |  | 451.8517 | 0.01214 |  | 451.8517 | 0 |  | 451.8517 | 0 |  |  |  |  | 451.8517 | 0 |  | 451.8517 | 0
| 451.9323 | 0 |  |  |  | 451.9323 | 0.01214 |  | 451.9323 | 0 |  | 451.9323 | 0 |  |  |  |  | 451.9324 | 0 |  | 451.9323 | 0
| 452.013 | 0 |  |  |  | 452.013 | 0.01214 |  | 452.013 | 0 |  | 452.013 | 0 |  |  |  |  | 452.013 | 0 |  | 452.013 | 0
| 452.0936 | 0 |  |  |  | 452.0936 | 0.01214 |  | 452.0936 | 0 |  | 452.0936 | 0 |  |  |  |  | 452.0936 | 0 |  | 452.0936 | 0
| 452.1743 | 0 |  |  |  | 452.1743 | 0.01214 |  | 452.1743 | 0 |  | 452.1743 | 0 |  |  |  |  | 452.1743 | 0 |  | 452.1743 | 0
| 452.2549 | 0 |  |  |  | 452.2549 | 0.01214 |  | 452.2549 | 0 |  | 452.2549 | 0 |  |  |  |  | 452.2549 | 0 |  | 452.2549 | 0
| 452.3356 | 0 |  |  |  | 452.3356 | 0.01214 |  | 452.3356 | 0 |  | 452.3356 | 0 |  |  |  |  | 452.3356 | 0 |  | 452.3356 | 0
| 452.4162 | 0 |  |  |  | 452.4162 | 0.01214 |  | 452.4162 | 0 |  | 452.4162 | 0 |  |  |  |  | 452.4162 | 0 |  | 452.4162 | 0
| 452.4969 | 0 |  |  |  | 452.4969 | 0.01214 |  | 452.4969 | 0 |  | 452.4969 | 0 |  |  |  |  | 452.4969 | 0 |  | 452.4969 | 0
| 452.5775 | 0 |  |  |  | 452.5775 | 0.01214 |  | 452.5775 | 0 |  | 452.5775 | 0 |  |  |  |  | 452.5775 | 0 |  | 452.5775 | 0
| 452.6582 | 0 |  |  |  | 452.6582 | 0.01214 |  | 452.6582 | 0 |  | 452.6582 | 0 |  |  |  |  | 452.6582 | 0 |  | 452.6582 | 0
| 452.7388 | 0 |  |  |  | 452.7388 | 0.01214 |  | 452.7388 | 0 |  | 452.7388 | 0 |  |  |  |  | 452.7388 | 0 |  | 452.7388 | 0
| 452.8195 | 0 |  |  |  | 452.8195 | 0.01214 |  | 452.8195 | 0 |  | 452.8195 | 0 |  |  |  |  | 452.8195 | 0 |  | 452.8195 | 0
| 452.9001 | 0 |  |  |  | 452.9001 | 0.01214 |  | 452.9001 | 0 |  | 452.9001 | 0 |  |  |  |  | 452.9001 | 0 |  | 452.9001 | 0
| 452.9808 | 0 |  |  |  | 452.9808 | 0.01214 |  | 452.9808 | 0 |  | 452.9808 | 0 |  |  |  |  | 452.9808 | 0 |  | 452.9808 | 0
| 453.0614 | 0 |  |  |  | 453.0614 | 0.01214 |  | 453.0614 | 0 |  | 453.0614 | 0 |  |  |  |  | 453.0614 | 0 |  | 453.0614 | 0
| 453.1421 | 0 |  |  |  | 453.1421 | 0.01214 |  | 453.1421 | 0 |  | 453.1421 | 0 |  |  |  |  | 453.1421 | 0 |  | 453.1421 | 0
| 453.2228 | 0 |  |  |  | 453.2228 | 0.01214 |  | 453.2227 | 0 |  | 453.2228 | 0 |  |  |  |  | 453.2228 | 0 |  | 453.2227 | 0
| 453.3034 | 0 |  |  |  | 453.3034 | 0.01214 |  | 453.3034 | 0 |  | 453.3034 | 0 |  |  |  |  | 453.3034 | 0 |  | 453.3034 | 0
| 453.3841 | 0 |  |  |  | 453.3841 | 0.01214 |  | 453.3841 | 0 |  | 453.3841 | 0 |  |  |  |  | 453.3841 | 0 |  | 453.3841 | 0
| 453.4647 | 0 |  |  |  | 453.4647 | 0.01214 |  | 453.4648 | 0 |  | 453.4647 | 0 |  |  |  |  | 453.4647 | 0 |  | 453.4648 | 0
| 453.5454 | 0 |  |  |  | 453.5454 | 0.01214 |  | 453.5454 | 0 |  | 453.5454 | 0 |  |  |  |  | 453.5454 | 0 |  | 453.5454 | 0
| 453.6261 | 0 |  |  |  | 453.6261 | 0.01214 |  | 453.6261 | 0 |  | 453.6261 | 0 |  |  |  |  | 453.6261 | 0 |  | 453.6261 | 0
| 453.7067 | 0 |  |  |  | 453.7067 | 0.01214 |  | 453.7067 | 0 |  | 453.7067 | 0 |  |  |  |  | 453.7067 | 0 |  | 453.7067 | 0
| 453.7874 | 0 |  |  |  | 453.7874 | 0.01214 |  | 453.7874 | 0 |  | 453.7874 | 0 |  |  |  |  | 453.7874 | 0 |  | 453.7874 | 0
| 453.8681 | 0 |  |  |  | 453.8681 | 0.01214 |  | 453.8681 | 0 |  | 453.8681 | 0 |  |  |  |  | 453.8681 | 0 |  | 453.8681 | 0
| 453.9487 | 0 |  |  |  | 453.9487 | 0.01214 |  | 453.9487 | 0 |  | 453.9487 | 0 |  |  |  |  | 453.9487 | 0 |  | 453.9487 | 0
| 454.0294 | 0 |  |  |  | 454.0294 | 0.01214 |  | 454.0294 | 0 |  | 454.0294 | 0 |  |  |  |  | 454.0294 | 0 |  | 454.0294 | 0
| 454.1101 | 0 |  |  |  | 454.1101 | 0.01214 |  | 454.1101 | 0 |  | 454.1101 | 0 |  |  |  |  | 454.1101 | 0 |  | 454.1101 | 0
| 454.1908 | 0 |  |  |  | 454.1908 | 0.01214 |  | 454.1908 | 0 |  | 454.1908 | 0 |  |  |  |  | 454.1908 | 0 |  | 454.1908 | 0
| 454.2714 | 0 |  |  |  | 454.2714 | 0.01214 |  | 454.2714 | 0 |  | 454.2714 | 0 |  |  |  |  | 454.2714 | 0 |  | 454.2714 | 0
| 454.3521 | 0 |  |  |  | 454.3521 | 0.01214 |  | 454.3521 | 0 |  | 454.3521 | 0 |  |  |  |  | 454.3521 | 0 |  | 454.3521 | 0
| 454.4328 | 0 |  |  |  | 454.4328 | 0.01214 |  | 454.4328 | 0 |  | 454.4328 | 0 |  |  |  |  | 454.4328 | 0 |  | 454.4328 | 0
| 454.5135 | 0 |  |  |  | 454.5135 | 0.01214 |  | 454.5135 | 0 |  | 454.5135 | 0 |  |  |  |  | 454.5135 | 0 |  | 454.5135 | 0
| 454.5942 | 0 |  |  |  | 454.5941 | 0.01214 |  | 454.5941 | 0 |  | 454.5941 | 0 |  |  |  |  | 454.5941 | 0 |  | 454.5941 | 0
| 454.6748 | 0 |  |  |  | 454.6748 | 0.01214 |  | 454.6748 | 0 |  | 454.6748 | 0 |  |  |  |  | 454.6748 | 0 |  | 454.6748 | 0
| 454.7555 | 0 |  |  |  | 454.7555 | 0.01214 |  | 454.7555 | 0 |  | 454.7555 | 0 |  |  |  |  | 454.7555 | 0 |  | 454.7555 | 0
| 454.8362 | 0 |  |  |  | 454.8362 | 0.01214 |  | 454.8362 | 0 |  | 454.8362 | 0 |  |  |  |  | 454.8362 | 0 |  | 454.8362 | 0
| 454.9169 | 0 |  |  |  | 454.9169 | 0.01214 |  | 454.9169 | 0 |  | 454.9169 | 0 |  |  |  |  | 454.9169 | 0 |  | 454.9169 | 0
| 454.9976 | 0 |  |  |  | 454.9975 | 0.01214 |  | 454.9976 | 0 |  | 454.9975 | 0 |  |  |  |  | 454.9976 | 0 |  | 454.9976 | 0
| 455.0783 | 0 |  |  |  | 455.0782 | 0.01214 |  | 455.0782 | 0 |  | 455.0782 | 0 |  |  |  |  | 455.0782 | 0 |  | 455.0782 | 0
| 455.1589 | 0 |  |  |  | 455.1589 | 0.01214 |  | 455.1589 | 0 |  | 455.1589 | 0 |  |  |  |  | 455.1589 | 0 |  | 455.1589 | 0
| 455.2396 | 0 |  |  |  | 455.2396 | 0.01214 |  | 455.2396 | 0 |  | 455.2396 | 0 |  |  |  |  | 455.2396 | 0 |  | 455.2396 | 0
| 455.3203 | 0 |  |  |  | 455.3203 | 0.01214 |  | 455.3203 | 0 |  | 455.3203 | 0 |  |  |  |  | 455.3203 | 0 |  | 455.3203 | 0
| 455.401 | 0 |  |  |  | 455.401 | 0.01214 |  | 455.401 | 0 |  | 455.401 | 0 |  |  |  |  | 455.401 | 0 |  | 455.401 | 0
| 455.4817 | 0 |  |  |  | 455.4817 | 0.01214 |  | 455.4817 | 0 |  | 455.4817 | 0 |  |  |  |  | 455.4817 | 0 |  | 455.4817 | 0
| 455.5624 | 0 |  |  |  | 455.5624 | 0.01214 |  | 455.5624 | 0 |  | 455.5624 | 0 |  |  |  |  | 455.5624 | 0 |  | 455.5624 | 0
| 455.6431 | 0 |  |  |  | 455.6431 | 0.01214 |  | 455.6431 | 0 |  | 455.6431 | 0 |  |  |  |  | 455.6431 | 0 |  | 455.6431 | 0
| 455.7237 | 0 |  |  |  | 455.7238 | 0.01214 |  | 455.7238 | 0 |  | 455.7238 | 0 |  |  |  |  | 455.7238 | 0 |  | 455.7238 | 0
| 455.8044 | 0 |  |  |  | 455.8045 | 0.01214 |  | 455.8044 | 0 |  | 455.8045 | 0 |  |  |  |  | 455.8045 | 0 |  | 455.8044 | 0
| 455.8852 | 0 |  |  |  | 455.8852 | 0.01214 |  | 455.8852 | 0 |  | 455.8852 | 0 |  |  |  |  | 455.8852 | 0 |  | 455.8852 | 0
| 455.9658 | 0 |  |  |  | 455.9658 | 0.01214 |  | 455.9659 | 0 |  | 455.9658 | 0 |  |  |  |  | 455.9659 | 0 |  | 455.9659 | 0
| 456.0465 | 0 |  |  |  | 456.0466 | 0.01214 |  | 456.0465 | 0 |  | 456.0466 | 0 |  |  |  |  | 456.0466 | 0 |  | 456.0465 | 0
| 456.1273 | 0 |  |  |  | 456.1273 | 0.01214 |  | 456.1273 | 0 |  | 456.1273 | 0 |  |  |  |  | 456.1273 | 0 |  | 456.1273 | 0
| 456.2079 | 0 |  |  |  | 456.2079 | 0.01214 |  | 456.2079 | 0 |  | 456.2079 | 0 |  |  |  |  | 456.208 | 0 |  | 456.2079 | 0
| 456.2887 | 0 |  |  |  | 456.2887 | 0.01214 |  | 456.2887 | 0 |  | 456.2887 | 0 |  |  |  |  | 456.2887 | 0 |  | 456.2887 | 0
| 456.3693 | 0 |  |  |  | 456.3694 | 0.01214 |  | 456.3694 | -0.01 |  | 456.3694 | 0 |  |  |  |  | 456.3694 | 0 |  | 456.3694 | 0
| 456.4501 | 0 |  |  |  | 456.4501 | 0.01214 |  | 456.4501 | 0 |  | 456.4501 | 0 |  |  |  |  | 456.4501 | 0 |  | 456.4501 | 0
| 456.5308 | 0 |  |  |  | 456.5308 | 0.01214 |  | 456.5308 | 0 |  | 456.5308 | 0 |  |  |  |  | 456.5308 | 0 |  | 456.5308 | 0
| 456.6115 | 0 |  |  |  | 456.6115 | 0.01214 |  | 456.6115 | 0 |  | 456.6115 | 0 |  |  |  |  | 456.6115 | 0 |  | 456.6115 | 0
| 456.6922 | 0 |  |  |  | 456.6922 | 0.01214 |  | 456.6922 | 0 |  | 456.6922 | 0 |  |  |  |  | 456.6922 | 0 |  | 456.6922 | 0
| 456.7729 | 0 |  |  |  | 456.7729 | 0.01214 |  | 456.7729 | 0 |  | 456.7729 | 0 |  |  |  |  | 456.7729 | 0 |  | 456.7729 | 0
| 456.8536 | 0 |  |  |  | 456.8536 | 0.01214 |  | 456.8536 | 0 |  | 456.8536 | 0 |  |  |  |  | 456.8536 | 0 |  | 456.8536 | 0
| 456.9343 | 0 |  |  |  | 456.9343 | 0.01214 |  | 456.9343 | 0 |  | 456.9343 | 0 |  |  |  |  | 456.9343 | 0 |  | 456.9343 | 0
| 457.015 | 0 |  |  |  | 457.015 | 0.01214 |  | 457.015 | 0 |  | 457.015 | 0 |  |  |  |  | 457.015 | 0 |  | 457.015 | 0
| 457.0957 | 0 |  |  |  | 457.0957 | 0.01214 |  | 457.0957 | 0 |  | 457.0957 | 0 |  |  |  |  | 457.0957 | 0 |  | 457.0957 | 0
| 457.1764 | 0 |  |  |  | 457.1765 | 0.01214 |  | 457.1765 | 0 |  | 457.1765 | 0 |  |  |  |  | 457.1765 | 0 |  | 457.1765 | 0
| 457.2572 | 0 |  |  |  | 457.2572 | 0.01214 |  | 457.2572 | 0 |  | 457.2572 | 0 |  |  |  |  | 457.2572 | 0 |  | 457.2572 | 0
| 457.3379 | 0 |  |  |  | 457.3379 | 0.01214 |  | 457.3379 | 0 |  | 457.3379 | 0 |  |  |  |  | 457.3379 | 0 |  | 457.3379 | 0
| 457.4186 | 0 |  |  |  | 457.4186 | 0.01214 |  | 457.4186 | 0 |  | 457.4186 | 0 |  |  |  |  | 457.4186 | 0 |  | 457.4186 | 0
| 457.4993 | 0 |  |  |  | 457.4993 | 0.01214 |  | 457.4993 | 0 |  | 457.4993 | 0 |  |  |  |  | 457.4993 | 0 |  | 457.4993 | 0
| 457.5801 | 0 |  |  |  | 457.5801 | 0.01214 |  | 457.58 | 0 |  | 457.5801 | 0 |  |  |  |  | 457.58 | 0 |  | 457.58 | 0
| 457.6608 | 0 |  |  |  | 457.6608 | 0.01214 |  | 457.6608 | 0 |  | 457.6608 | 0 |  |  |  |  | 457.6608 | 0 |  | 457.6608 | 0
| 457.7415 | 0 |  |  |  | 457.7415 | 0.01214 |  | 457.7415 | 0 |  | 457.7415 | 0 |  |  |  |  | 457.7415 | 0 |  | 457.7415 | 0
| 457.8222 | 0 |  |  |  | 457.8222 | 0.01214 |  | 457.8222 | 0 |  | 457.8222 | 0 |  |  |  |  | 457.8222 | 0 |  | 457.8222 | 0
| 457.9029 | 0 |  |  |  | 457.9029 | 0.01214 |  | 457.903 | 0 |  | 457.9029 | 0 |  |  |  |  | 457.9029 | 0 |  | 457.903 | 0
| 457.9837 | 0 |  |  |  | 457.9837 | 0.01214 |  | 457.9837 | 0 |  | 457.9837 | 0 |  |  |  |  | 457.9837 | 0 |  | 457.9837 | 0
| 458.0644 | 0 |  |  |  | 458.0644 | 0.01214 |  | 458.0644 | 0 |  | 458.0644 | 0 |  |  |  |  | 458.0644 | 0 |  | 458.0644 | 0
| 458.1451 | 0 |  |  |  | 458.1451 | 0.01214 |  | 458.1451 | 0 |  | 458.1451 | 0 |  |  |  |  | 458.1451 | 0 |  | 458.1451 | 0
| 458.2259 | 0 |  |  |  | 458.2258 | 0.01214 |  | 458.2259 | 0 |  | 458.2258 | 0 |  |  |  |  | 458.2258 | 0 |  | 458.2259 | 0
| 458.3066 | 0 |  |  |  | 458.3066 | 0.01214 |  | 458.3066 | 0 |  | 458.3066 | 0 |  |  |  |  | 458.3066 | 0 |  | 458.3066 | 0
| 458.3873 | 0 |  |  |  | 458.3873 | 0.01214 |  | 458.3873 | 0 |  | 458.3873 | 0 |  |  |  |  | 458.3873 | 0 |  | 458.3873 | 0
| 458.4681 | 0 |  |  |  | 458.468 | 0.01214 |  | 458.468 | 0 |  | 458.468 | 0 |  |  |  |  | 458.468 | 0 |  | 458.468 | 0
| 458.5488 | 0 |  |  |  | 458.5488 | 0.01214 |  | 458.5488 | 0 |  | 458.5488 | 0 |  |  |  |  | 458.5488 | 0 |  | 458.5488 | 0
| 458.6295 | 0 |  |  |  | 458.6295 | 0.01214 |  | 458.6295 | 0 |  | 458.6295 | 0 |  |  |  |  | 458.6295 | 0 |  | 458.6295 | 0
| 458.7102 | 0 |  |  |  | 458.7102 | 0.01214 |  | 458.7102 | 0 |  | 458.7102 | 0 |  |  |  |  | 458.7102 | 0 |  | 458.7102 | 0
| 458.791 | 0 |  |  |  | 458.791 | 0.01214 |  | 458.791 | -0.01 |  | 458.791 | 0 |  |  |  |  | 458.791 | 0 |  | 458.791 | 0
| 458.8717 | 0 |  |  |  | 458.8717 | 0.01214 |  | 458.8717 | 0 |  | 458.8717 | 0 |  |  |  |  | 458.8717 | 0 |  | 458.8717 | 0
| 458.9524 | 0 |  |  |  | 458.9525 | 0.01214 |  | 458.9525 | 0 |  | 458.9525 | 0 |  |  |  |  | 458.9525 | 0 |  | 458.9525 | 0
| 459.0332 | 0 |  |  |  | 459.0332 | 0.01214 |  | 459.0332 | 0 |  | 459.0332 | 0 |  |  |  |  | 459.0332 | 0 |  | 459.0332 | 0
| 459.1139 | 0 |  |  |  | 459.1139 | 0.01214 |  | 459.114 | -0.01 |  | 459.1139 | 0 |  |  |  |  | 459.1139 | 0 |  | 459.114 | 0
| 459.1947 | 0 |  |  |  | 459.1947 | 0.01214 |  | 459.1947 | 0 |  | 459.1947 | 0 |  |  |  |  | 459.1947 | 0 |  | 459.1947 | 0

## Integration (hidden)
LED Item # | M233L1 |  | M265L5 |  | M275L4 |  | M280L6 |  | M300L4 |  | M310L1 |  | M325L5 |  | M340L5
Do Not Edit This Tab | Area Under Normalized Curve |  | Area Under Normalized Curve |  | Area Under Normalized Curve |  | Area Under Normalized Curve |  | Area Under Normalized Curve |  | Area Under Normalized Curve |  | Area Under Normalized Curve |  | Area Under Normalized Curve
| Total | 8.8893 | Total | 12.7318 | Total | 15.7832 | Total | 10.5596 | Total | 17.2931 | Total | 17.5305 | Total | 15.1667 | Total | 11.2472
Integration
| -7.6159e-09 |  | 0.0003095 |  | 0.00084082 |  | 0 |  | 0 |  | -5.3188e-05 |  | 0 |  | 0
| 2.4212e-08 |  | 0.0011784 |  | 0.00084082 |  | 0 |  | 0 |  | -0.00026459 |  | 0 |  | 0
| 1.3056e-09 |  | 0.00050499 |  | 0.00084106 |  | 0 |  | 0 |  | -0.0002365 |  | 0 |  | 0
| -1.6882e-08 |  | 0.0012961 |  | 0.00084094 |  | 0 |  | 0 |  | -0.00023598 |  | 0 |  | 0
| 1.6419e-08 |  | 0.00069726 |  | 0.00084106 |  | 0 |  | 0 |  | -0.0003727 |  | 0 |  | 0
| 5.2332e-08 |  | 0.00042574 |  | 0.00084118 |  | 0 |  | 0 |  | -0.00013745 |  | 0 |  | 0
| 4.2716e-08 |  | 0.00053685 |  | 0.00084118 |  | 0 |  | 0 |  | -0.00029909 |  | 0 |  | 0
| 1.5283e-08 |  | 0.00074556 |  | 0.0008413 |  | 0 |  | 0 |  | -0.0007279 |  | 0 |  | 0
| -2.2007e-08 |  | 0.0018695 |  | 0.0008413 |  | 0 |  | 0 |  | -0.00021654 |  | 0 |  | 0
| -9.3652e-09 |  | 0.00056813 |  | 0.00084142 |  | 0 |  | 0 |  | 0.00010011 |  | 0 |  | 0
| 1.113e-08 |  | 2.044e-05 |  | 0.00084142 |  | 0 |  | 0 |  | -7.677e-05 |  | 0 |  | 0
| 3.694e-08 |  | 0.0006074 |  | 0.00084154 |  | 0 |  | 0 |  | 0.00016745 |  | 0 |  | 0
| 5.6087e-08 |  | 0.00041598 |  | 0.00084154 |  | 0 |  | 0 |  | 0.00015679 |  | 0 |  | 0
| 2.864e-08 |  | 0.00060538 |  | 0.00084167 |  | 0 |  | 0 |  | -0.00031473 |  | 0 |  | 0
| 3.4964e-08 |  | 0.00030733 |  | 0.00084179 |  | 0 |  | 0 |  | -0.0001767 |  | 0 |  | 0
| 4.6972e-08 |  | 0.0002665 |  | 0.00084167 |  | 0 |  | 0 |  | -0.00015047 |  | 0 |  | 0
| 2.2182e-08 |  | 0.00031548 |  | 0.00084191 |  | 0 |  | 0 |  | 4.9829e-05 |  | 0 |  | 0
| 2.8132e-08 |  | 0.00051849 |  | 0.00084191 |  | 0 |  | 0 |  | 0.00014581 |  | 0 |  | 0
| 2.3418e-08 |  | 0.00067182 |  | 0.00084191 |  | 0 |  | 0 |  | -0.00013731 |  | 0 |  | 0
| -2.1885e-08 |  | 0.00019081 |  | 0.00084203 |  | 0 |  | 0 |  | -9.3206e-05 |  | 0 |  | 0
| -3.6895e-08 |  | 0.00028483 |  | 0.00084215 |  | 0 |  | 0 |  | 0.00030041 |  | 0 |  | 0
| -3.0006e-09 |  | 0.00043558 |  | 0.00084215 |  | 0 |  | 0 |  | 0.00030681 |  | 0 |  | 0
| -1.2185e-08 |  | 0.0013205 |  | 0.00084215 |  | 0 |  | 0 |  | -4.9517e-05 |  | 0 |  | 0
| -2.6335e-08 |  | 0.00036728 |  | 0.00084227 |  | 0 |  | 0 |  | -0.000185 |  | 0 |  | 0
| -4.2703e-08 |  | 0.0010956 |  | 0.00084239 |  | 0 |  | 0 |  | -0.00013073 |  | 0 |  | 0
| -6.2326e-08 |  | 0.00039673 |  | 0.00084239 |  | 0 |  | 0 |  | -0.00023067 |  | 0 |  | 0
| -2.3469e-08 |  | 0.00067701 |  | 0.00084239 |  | 0 |  | 0 |  | 2.4329e-05 |  | 0 |  | 0
| -2.2663e-08 |  | 0.00026678 |  | 0.00084264 |  | 0 |  | 0 |  | 9.3255e-05 |  | 0 |  | 0
| 1.4095e-08 |  | 0.00044517 |  | 0.00084252 |  | 0 |  | 0 |  | -0.00020659 |  | 0 |  | 0
| 4.6479e-08 |  | 0.0021732 |  | 0.00084264 |  | 0 |  | 0 |  | -0.00035851 |  | 0 |  | 0
| 1.3061e-08 |  | 0.00035942 |  | 0.00084276 |  | 0 |  | 0 |  | -0.00022226 |  | 0 |  | 0
| 3.2256e-08 |  | 0.00015939 |  | 0.00084276 |  | 0 |  | 0 |  | -0.00025748 |  | 0 |  | 0
| 5.3448e-08 |  | 0.00015567 |  | 0.00084288 |  | 0 |  | 0 |  | -0.00031879 |  | 0 |  | 0
| 1.9796e-08 |  | 0.00036091 |  | 0.00084288 |  | 0 |  | 0 |  | -0.0001147 |  | 0 |  | 0
| -1.7424e-08 |  | 0.0012546 |  | 0.000843 |  | 0 |  | 0 |  | -0.00011409 |  | 0 |  | 0
| -1.0602e-08 |  | 0.0002826 |  | 0.000843 |  | 0 |  | 0 |  | -0.0001473 |  | 0 |  | 0
| 3.4205e-08 |  | 0.00053256 |  | 0.00084312 |  | 0 |  | 0 |  | -0.00036157 |  | 0 |  | 0
| 4.6398e-08 |  | 0.00012193 |  | 0.00084312 |  | 0 |  | 0 |  | -0.00032762 |  | 0 |  | 0
| 3.4626e-08 |  | 0.00049397 |  | 0.00084324 |  | 0 |  | 0 |  | 3.5214e-05 |  | 0 |  | 0
| -7.2505e-09 |  | 0.00017254 |  | 0.00084324 |  | 0 |  | 0 |  | 0.00012946 |  | 0 |  | 0
| -3.0293e-08 |  | 0.00019074 |  | 0.00084337 |  | 0 |  | 0 |  | 0.000426 |  | 0 |  | 0
| 6.2497e-09 |  | 0.00061412 |  | 0.00084337 |  | 0 |  | 0 |  | 0.00031953 |  | 0 |  | 0
| 1.68e-08 |  | 0.00055321 |  | 0.00084349 |  | 0 |  | 0 |  | -8.7883e-05 |  | 0 |  | 0
| 7.9652e-09 |  | 0.0003896 |  | 0.00084361 |  | 0 |  | 0 |  | -6.2453e-06 |  | 0 |  | 0
| 1.6792e-08 |  | 0.00017965 |  | 0.00084361 |  | 0 |  | 0 |  | -0.0001357 |  | 0 |  | 0
| 3.2967e-08 |  | 0.00053231 |  | 0.00084361 |  | 0 |  | 0 |  | -0.00031451 |  | 0 |  | 0
| -6.561e-09 |  | 0.00038602 |  | 0.00084373 |  | 0 |  | 0 |  | -0.00036081 |  | 0 |  | 0
| -3.5392e-08 |  | 0.00031474 |  | 0.00084385 |  | 0 |  | 0 |  | -0.00027031 |  | 0 |  | 0
| -4.2093e-09 |  | 0.00016184 |  | 0.00084385 |  | 0 |  | 0 |  | -0.00026894 |  | 0 |  | 0
| 1.8523e-08 |  | 0.00039417 |  | 0.00084385 |  | 0 |  | 0 |  | -0.00022655 |  | 0 |  | 0
| 1.3367e-08 |  | 0.0018466 |  | 0.00084397 |  | 0 |  | 0 |  | 0.00020536 |  | 0 |  | 0
| 3.9295e-08 |  | 0.0007029 |  | 0.00084409 |  | 0 |  | 0 |  | 0.00017266 |  | 0 |  | 0
| 4.4052e-08 |  | 0.0001405 |  | 0.00084409 |  | 0 |  | 0 |  | 0.00011122 |  | 0 |  | 0
| 7.9137e-10 |  | 0.00067276 |  | 0.00084409 |  | 0 |  | 0 |  | 0.00039968 |  | 0 |  | 0
| -2.5788e-08 |  | 0.000568 |  | 0.00084422 |  | 0 |  | 0 |  | 0.00011118 |  | 0 |  | 0
| -5.8075e-08 |  | 0.00020097 |  | 0.00084434 |  | 0 |  | 0 |  | -4.5964e-05 |  | 0 |  | 0
| -6.3235e-08 |  | 0.00019983 |  | 0.00084434 |  | 0 |  | 0 |  | -0.00015988 |  | 0 |  | 0
| 1.8976e-08 |  | 0.0004863 |  | 0.00084446 |  | 0 |  | 0 |  | -9.7975e-05 |  | 0 |  | 0
| 6.1586e-08 |  | 0.00029536 |  | 0.00084446 |  | 0 |  | 0 |  | 0.00013188 |  | 0 |  | 0
| 5.8061e-08 |  | 0.0002658 |  | 0.00084446 |  | 0 |  | 0 |  | -0.00010614 |  | 0 |  | 0
| 3.3737e-08 |  | 0.0020881 |  | 0.00084458 |  | 0 |  | 0 |  | -2.4211e-05 |  | 0 |  | 0
| 7.9739e-10 |  | 0.0029294 |  | 0.0008447 |  | 0 |  | 0 |  | -8.9552e-05 |  | 0 |  | 0
| -1.2535e-08 |  | 0.00083053 |  | 0.0008447 |  | 0 |  | 0 |  | -0.00032398 |  | 0 |  | 0
| -4.6946e-08 |  | 0.00014706 |  | 0.00084482 |  | 0 |  | 0 |  | -0.00010226 |  | 0 |  | 0
| 3.2e-10 |  | 0.00031372 |  | 0.00084482 |  | 0 |  | 0 |  | -3.4373e-05 |  | 0 |  | 0
| 3.2489e-08 |  | 6.0302e-05 |  | 0.00084494 |  | 0 |  | 0 |  | -0.0001107 |  | 0 |  | 0
| -7.92e-09 |  | 0.0002618 |  | 0.00084494 |  | 0 |  | 0 |  | -4.2075e-05 |  | 0 |  | 0
| -5.8507e-08 |  | 0.00083435 |  | 0.00084507 |  | 0 |  | 0 |  | -7.4111e-05 |  | 0 |  | 0
| -7.0817e-08 |  | 0.00044987 |  | 0.00084507 |  | 0 |  | 0 |  | -0.00028966 |  | 0 |  | 0
| -4.0528e-08 |  | 0.0033743 |  | 0.00084519 |  | 0 |  | 0 |  | -2.4907e-05 |  | 0 |  | 0
| -1.7138e-08 |  | 0.00047308 |  | 0.00084519 |  | 0 |  | 0 |  | 0.00033304 |  | 0 |  | 0
| 3.1162e-08 |  | 0.00127 |  | 0.00084531 |  | 0 |  | 0 |  | 0.00012525 |  | 0 |  | 0
| 2.7781e-08 |  | 0.00075823 |  | 0.00084543 |  | 0 |  | 0 |  | -1.867e-05 |  | 0 |  | 0
| -1.3564e-08 |  | 0.00014706 |  | 0.00084531 |  | 0 |  | 0 |  | 5.5126e-06 |  | 0 |  | 0
| -3.9604e-09 |  | 0.00052957 |  | 0.00084555 |  | 0 |  | 0 |  | -3.7848e-05 |  | 0 |  | 0
| -1.2337e-08 |  | 0.0018546 |  | 0.00084555 |  | 0 |  | 0 |  | 7.0191e-05 |  | 0 |  | 0
| -3.2278e-08 |  | 0.00089647 |  | 0.00084555 |  | 0 |  | 0 |  | 0.00012538 |  | 0 |  | 0
| -6.261e-08 |  | 0.00062969 |  | 0.00084567 |  | 0 |  | 0 |  | -8.0339e-05 |  | 0 |  | 0
| -3.7422e-08 |  | 0.0004254 |  | 0.00084567 |  | 0 |  | 0 |  | -0.00018121 |  | 0 |  | 0
| -5.6033e-09 |  | 0.00015606 |  | 0.00084579 |  | 0 |  | 0 |  | 1.1284e-05 |  | 0 |  | 0
| -2.5382e-09 |  | 0.00083635 |  | 0.00084592 |  | 0 |  | 0 |  | -7.6156e-05 |  | 0 |  | 0
| -7.6981e-09 |  | 9.5415e-05 |  | 0.00084592 |  | 0 |  | 0 |  | -0.00011724 |  | 0 |  | 0
| -3.4566e-08 |  | 0.00018462 |  | 0.00084592 |  | 0 |  | 0 |  | -0.00026661 |  | 0 |  | 0
| -3.711e-08 |  | 0.00048978 |  | 0.00084604 |  | 0 |  | 0 |  | -0.00025529 |  | 0 |  | 0
| -3.2596e-08 |  | 0.0003246 |  | 0.00084616 |  | 0 |  | 0 |  | 0.00013916 |  | 0 |  | 0
| -1.2476e-08 |  | 0.0014028 |  | 0.00084616 |  | 0 |  | 0 |  | -5.4915e-05 |  | 0 |  | 0
| -3.5025e-08 |  | 0.0014887 |  | 0.00084616 |  | 0 |  | 0 |  | -6.3624e-05 |  | 0 |  | 0
| -4.214e-08 |  | 0.00016938 |  | 0.00084628 |  | 0 |  | 0 |  | -4.6454e-05 |  | 0 |  | 0
| 7.9042e-09 |  | 0.00033996 |  | 0.0008464 |  | 0 |  | 0 |  | -3.6384e-05 |  | 0 |  | 0
| -2.1658e-08 |  | 0.00028075 |  | 0.0008464 |  | 0 |  | 0 |  | -7.2347e-05 |  | 0 |  | 0
| -1.9334e-08 |  | 0.00073545 |  | 0.0008464 |  | 0 |  | 0 |  | -3.2484e-05 |  | 0 |  | 0
| -8.6654e-09 |  | 0.00054462 |  | 0.00084652 |  | 0 |  | 0 |  | 0.00015019 |  | 0 |  | 0
| -7.8099e-08 |  | 0.00018696 |  | 0.00084664 |  | 0 |  | 0 |  | -4.5152e-05 |  | 0 |  | 0
| -5.4007e-08 |  | 0.00011198 |  | 0.00084664 |  | 0 |  | 0 |  | -0.00015788 |  | 0 |  | 0
| -4.2753e-08 |  | 0.0022379 |  | 0.00084676 |  | 0 |  | 0 |  | -8.9715e-05 |  | 0 |  | 0
| -1.8034e-09 |  | 0.00094073 |  | 0.00084676 |  | 0 |  | 0 |  | 1.0444e-05 |  | 0 |  | 0
| 2.4279e-08 |  | 0.00047654 |  | 0.00084689 |  | 0 |  | 0 |  | -0.00013897 |  | 0 |  | 0
| 8.3944e-10 |  | 0.00041021 |  | 0.00084689 |  | 0 |  | 0 |  | -2.6389e-06 |  | 0 |  | 0
| 2.6952e-08 |  | 0.00055906 |  | 0.00084689 |  | 0 |  | 0 |  | -4.2853e-05 |  | 0 |  | 0
| 3.5985e-09 |  | 0.00013771 |  | 0.00084701 |  | 0 |  | 0 |  | -0.00022597 |  | 0 |  | 0
| -2.1475e-08 |  | 0.00028062 |  | 0.00084713 |  | 0 |  | 0 |  | 8.6326e-05 |  | 0 |  | 0
| -2.0085e-08 |  | 0.00070743 |  | 0.00084713 |  | 0 |  | 0 |  | 0.00013302 |  | 0 |  | 0
| -8.1131e-09 |  | 0.00018944 |  | 0.00084725 |  | 0 |  | 0 |  | 9.2186e-05 |  | 0 |  | 0
| -3.798e-08 |  | 5.3439e-05 |  | 0.00084725 |  | 0 |  | 0 |  | 0.00010638 |  | 0 |  | 0
| -2.0528e-08 |  | 6.6366e-05 |  | 0.00084737 |  | 0 |  | 0 |  | -3.7016e-05 |  | 0 |  | 0
| 9.064e-09 |  | 0.00042595 |  | 0.00084737 |  | 0 |  | 0 |  | 2.5591e-05 |  | 0 |  | 0
| -1.9216e-08 |  | 0.00068267 |  | 0.00084749 |  | 0 |  | 0 |  | 2.1939e-05 |  | 0 |  | 0
| 2.239e-08 |  | 0.00014215 |  | 0.00084749 |  | 0 |  | 0 |  | -0.00012266 |  | 0 |  | 0
| 1.715e-08 |  | 0.00040804 |  | 0.00084761 |  | 0 |  | 0 |  | -0.00027145 |  | 0 |  | 0
| -4.0506e-08 |  | 0.0011478 |  | 0.00084761 |  | 0 |  | 0 |  | -0.00026634 |  | 0 |  | 0
| -4.3805e-08 |  | 0.00041788 |  | 0.00084774 |  | 0 |  | 0 |  | -0.00021835 |  | 0 |  | 0
| -4.6902e-08 |  | 8.168e-05 |  | 0.00084774 |  | 0 |  | 0 |  | -0.00011834 |  | 0 |  | 0
| -4.4012e-08 |  | 0.00010486 |  | 0.00084786 |  | 0 |  | 0 |  | -9.0153e-05 |  | 0 |  | 0
| -4.2243e-08 |  | 0.00045223 |  | 0.00084786 |  | 0 |  | 0 |  | -0.00011033 |  | 0 |  | 0
| -4.1488e-08 |  | 0.00060665 |  | 0.00084798 |  | 0 |  | 0 |  | 3.6099e-05 |  | 0 |  | 0
| -4.4073e-08 |  | 0.0019105 |  | 0.00084798 |  | 0 |  | 0 |  | -5.9535e-05 |  | 0 |  | 0
| -3.9219e-08 |  | 0.001167 |  | 0.0008481 |  | 0 |  | 0 |  | -0.00016111 |  | 0 |  | 0
| -3.642e-09 |  | 0.00015954 |  | 0.00084822 |  | 0 |  | 0 |  | -0.00020093 |  | 0 |  | 0
| 5.6609e-09 |  | 0.00042255 |  | 0.0008481 |  | 0 |  | 0 |  | -0.00016201 |  | 0 |  | 0
| 2.034e-08 |  | 0.00031522 |  | 0.00084834 |  | 0 |  | 0 |  | 2.9027e-05 |  | 0 |  | 0
| 3.334e-08 |  | 0.0011984 |  | 0.00084834 |  | 0 |  | 0 |  | -4.4709e-05 |  | 0 |  | 0
| -1.1474e-08 |  | 0.00037589 |  | 0.00084834 |  | 0 |  | 0 |  | -8.7689e-05 |  | 0 |  | 0
| -5.4808e-08 |  | 3.5344e-05 |  | 0.00084846 |  | 0 |  | 0 |  | -6.1935e-05 |  | 0 |  | 0
| -3.6033e-08 |  | 9.7041e-05 |  | 0.00084846 |  | 0 |  | 0 |  | -0.00015194 |  | 0 |  | 0
| -4.3183e-08 |  | 0.00035901 |  | 0.00084859 |  | 0 |  | 0 |  | -0.00013534 |  | 0 |  | 0
| 4.7329e-09 |  | 6.3882e-05 |  | 0.00084871 |  | 0 |  | 0 |  | -0.00013537 |  | 0 |  | 0
| 5.3592e-08 |  | 0.00017776 |  | 0.00084859 |  | 0 |  | 0 |  | -0.00016968 |  | 0 |  | 0
| -1.8395e-08 |  | 7.5019e-05 |  | 0.00084883 |  | 0 |  | 0 |  | -7.7358e-05 |  | 0 |  | 0
| -4.2341e-08 |  | 1.7085e-05 |  | 0.00084883 |  | 0 |  | 0 |  | 2.5159e-05 |  | 0 |  | 0
| -4.0304e-09 |  | 0.00024706 |  | 0.00084883 |  | 0 |  | 0 |  | -0.00010915 |  | 0 |  | 0
| 4.151e-08 |  | 0.00025748 |  | 0.00084895 |  | 0 |  | 0 |  | -0.00012378 |  | 0 |  | 0
| 2.3003e-08 |  | 0.00014543 |  | 0.00084907 |  | 0 |  | 0 |  | 7.4305e-05 |  | 0 |  | 0
| -7.4063e-09 |  | 0.00029587 |  | 0.00084907 |  | 0 |  | 0 |  | -3.1249e-05 |  | 0 |  | 0
| -1.317e-08 |  | 0.00027509 |  | 0.00084907 |  | 0 |  | 0 |  | -7.6883e-05 |  | 0 |  | 0
| -1.4283e-08 |  | 0.0010192 |  | 0.00084919 |  | 0 |  | 0 |  | -5.1562e-05 |  | 0 |  | 0
| -1.1887e-08 |  | 0.0010746 |  | 0.00084919 |  | 0 |  | 0 |  | -0.00015909 |  | 0 |  | 0
| -1.3714e-08 |  | 0.00045097 |  | 0.00084931 |  | 0 |  | 0 |  | -0.00011391 |  | 0 |  | 0
| 5.0032e-09 |  | 0.00035416 |  | 0.00084944 |  | 0 |  | 0 |  | 5.5987e-05 |  | 0 |  | 0
| -1.8e-08 |  | 0.00010665 |  | 0.00084944 |  | 0 |  | 0 |  | 2.8809e-05 |  | 0 |  | 0
| -4.8449e-08 |  | 0.00034168 |  | 0.00084944 |  | 0 |  | 0 |  | 1.6611e-05 |  | 0 |  | 0
| -4.2512e-08 |  | 0.00029027 |  | 0.00084956 |  | 0 |  | 0 |  | 0.00023909 |  | 0 |  | 0
| 1.3847e-08 |  | 0.00051538 |  | 0.00084968 |  | 0 |  | 0 |  | 0.00013986 |  | 0 |  | 0
| 3.2495e-08 |  | 3.7274e-05 |  | 0.00084968 |  | 0 |  | 0 |  | -8.0583e-05 |  | 0 |  | 0
| -3.8654e-08 |  | 0.00011589 |  | 0.00084968 |  | 0 |  | 0 |  | -0.00013301 |  | 0 |  | 0
| -3.552e-08 |  | 0.00011223 |  | 0.0008498 |  | 0 |  | 0 |  | -7.9098e-05 |  | 0 |  | 0
| 3.1824e-08 |  | 0.00017251 |  | 0.00084992 |  | 0 |  | 0 |  | 2.8216e-05 |  | 0 |  | 0
| 4.3516e-08 |  | 0.00054543 |  | 0.00084992 |  | 0 |  | 0 |  | -3.2672e-05 |  | 0 |  | 0
| -1.2106e-08 |  | 0.00071469 |  | 0.00084992 |  | 0 |  | 0 |  | 0.00014732 |  | 0 |  | 0
| -3.2999e-08 |  | 0.00086685 |  | 0.00085016 |  | 0 |  | 0 |  | 0.0002802 |  | 0 |  | 0
| -4.4904e-08 |  | 0.00068603 |  | 0.00085004 |  | 0 |  | 0 |  | -3.4017e-05 |  | 0 |  | 0
| -8.7748e-08 |  | 0.0015028 |  | 0.00085016 |  | 0 |  | 0 |  | -9.7354e-05 |  | 0 |  | 0
| -3.875e-08 |  | 0.00039126 |  | 0.00085029 |  | 0 |  | 0 |  | 1.2712e-05 |  | 0 |  | 0
| -4.8531e-09 |  | 0.00040976 |  | 0.00085029 |  | 0 |  | 0 |  | 0.00018755 |  | 0 |  | 0
| -2.7507e-08 |  | 0.0001816 |  | 0.00085029 |  | 0 |  | 0 |  | 0.00032208 |  | 0 |  | 0
| -2.7641e-08 |  | 0.00010352 |  | 0.00085041 |  | 0 |  | 0 |  | 0.00023467 |  | 0 |  | 0
| -7.3318e-09 |  | 0.00033039 |  | 0.00085053 |  | 0 |  | 0 |  | -2.5215e-05 |  | 0 |  | 0
| -1.6692e-08 |  | 0.00053825 |  | 0.00085053 |  | 0 |  | 0 |  | -6.1086e-05 |  | 0 |  | 0
| -1.5365e-08 |  | 0.00047853 |  | 0.00085065 |  | 0 |  | 0 |  | -0.00015512 |  | 0 |  | 0
| -1.3615e-08 |  | 0.00016811 |  | 0.00085065 |  | 0 |  | 0 |  | -0.00026582 |  | 0 |  | 0
| -5.46e-08 |  | 0.00015518 |  | 0.00085065 |  | 0 |  | 0 |  | -0.00012347 |  | 0 |  | 0
| -1.9284e-08 |  | 0.00024163 |  | 0.00085077 |  | 0 |  | 0 |  | 0.00018472 |  | 0 |  | 0
| -2.3212e-08 |  | 0.00083886 |  | 0.00085089 |  | 0 |  | 0 |  | 0.0002045 |  | 0 |  | 0
| -5.6186e-08 |  | 0.00017387 |  | 0.00085089 |  | 0 |  | 0 |  | 2.1092e-05 |  | 0 |  | 0
| -4.1733e-08 |  | 0.00035809 |  | 0.00085101 |  | 0 |  | 0 |  | -5.8075e-05 |  | 0 |  | 0
| -3.245e-08 |  | 0.001634 |  | 0.00085101 |  | 0 |  | 0 |  | 4.9747e-05 |  | 0 |  | 0
| 9.8333e-09 |  | 0.00032158 |  | 0.00085101 |  | 0 |  | 0 |  | 9.5247e-05 |  | 0 |  | 0
| 1.9464e-08 |  | 0.00072128 |  | 0.00085114 |  | 0 |  | 0 |  | -0.0002249 |  | 0 |  | 0
| -2.6487e-08 |  | 0.00023261 |  | 0.00085126 |  | 0 |  | 0 |  | -0.00010788 |  | 0 |  | 0
| -5.2383e-08 |  | 0.00054788 |  | 0.00085126 |  | 0 |  | 0 |  | 0.00020128 |  | 0 |  | 0
| -2.7683e-08 |  | 0.00044038 |  | 0.00085138 |  | 0 |  | 0 |  | 0.00018933 |  | 0 |  | 0
| -1.9316e-08 |  | 0.00094652 |  | 0.00085138 |  | 0 |  | 0 |  | -7.5312e-05 |  | 0 |  | 0
| -4.318e-08 |  | 0.00065804 |  | 0.0008515 |  | 0 |  | 0 |  | -9.3835e-05 |  | 0 |  | 0
| -1.6435e-08 |  | 0.0016615 |  | 0.0008515 |  | 0 |  | 0 |  | -3.0096e-05 |  | 0 |  | 0
| 4.8273e-08 |  | 0.00043987 |  | 0.0008515 |  | 0 |  | 0 |  | -1.5293e-05 |  | 0 |  | 0
| 5.8329e-08 |  | 0.0003781 |  | 0.00085162 |  | 0 |  | 0 |  | 0.00014493 |  | 0 |  | 0
| 1.6228e-08 |  | 0.0012825 |  | 0.00085174 |  | 0 |  | 0 |  | 0.00014248 |  | 0 |  | 0
| -5.2616e-09 |  | 0.00063204 |  | 0.00085174 |  | 0 |  | 0 |  | 6.5596e-06 |  | 0 |  | 0
| -3.1878e-08 |  | 0.00037168 |  | 0.00085186 |  | 0 |  | 0 |  | -5.9973e-05 |  | 0 |  | 0
| -5.203e-09 |  | 0.00015373 |  | 0.00085186 |  | 0 |  | 0 |  | -8.7869e-05 |  | 0 |  | 0
| 6.5193e-09 |  | 0.00021927 |  | 0.00085199 |  | 0 |  | 0 |  | -0.00019457 |  | 0 |  | 0
| -1.3828e-08 |  | 0.00011783 |  | 0.00085199 |  | 0 |  | 0 |  | -0.00023431 |  | 0 |  | 0
| -7.5419e-09 |  | 0.00046517 |  | 0.00085199 |  | 0 |  | 0 |  | -0.00017409 |  | 0 |  | 0
| 4.161e-09 |  | 0.00051039 |  | 0.00085223 |  | 0 |  | 0 |  | -0.00021047 |  | 0 |  | 0
| 1.0507e-08 |  | 0.00068515 |  | 0.00085211 |  | 0 |  | 0 |  | -0.00018011 |  | 0 |  | 0
| 9.7116e-09 |  | 0.00026438 |  | 0.00085223 |  | 0 |  | 0 |  | 0.00026869 |  | 0 |  | 0
| 2.272e-08 |  | 6.6396e-05 |  | 0.00085235 |  | 0 |  | 0 |  | 0.0001875 |  | 0 |  | 0
| -1.555e-08 |  | 0.00035733 |  | 0.00085235 |  | 0 |  | 0 |  | -0.00012031 |  | 0 |  | 0
| -5.7986e-08 |  | 0.0020176 |  | 0.00085247 |  | 0 |  | 0 |  | -8.9185e-05 |  | 0 |  | 0
| -6.4135e-09 |  | 0.00071877 |  | 0.00085247 |  | 0 |  | 0 |  | -2.5845e-05 |  | 0 |  | 0
| -1.0179e-08 |  | 0.00034077 |  | 0.00085259 |  | 0 |  | 0 |  | 0.00025766 |  | 0 |  | 0
| -3.5044e-08 |  | 0.00036198 |  | 0.00085259 |  | 0 |  | 0 |  | -1.5908e-05 |  | 0 |  | 0
| -2.7879e-08 |  | 0.0017625 |  | 0.00085259 |  | 0 |  | 0 |  | -0.00027663 |  | 0 |  | 0
| -2.3312e-08 |  | 0.001383 |  | 0.00085283 |  | 0 |  | 0 |  | -4.921e-05 |  | 0 |  | 0
| -1.3404e-08 |  | 0.00018723 |  | 0.00085271 |  | 0 |  | 0 |  | 0.0002151 |  | 0 |  | 0
| -2.4916e-08 |  | 0.00047248 |  | 0.00085283 |  | 0 |  | 0 |  | 0.00014828 |  | 0 |  | 0
| -2.3145e-08 |  | 0.00030366 |  | 0.00085296 |  | 0 |  | 0 |  | 7.2271e-05 |  | 0 |  | 0
| -2.4711e-08 |  | 0.0007177 |  | 0.00085296 |  | 0 |  | 0 |  | 0.00041296 |  | 0 |  | 0
| -2.3774e-08 |  | 0.001155 |  | 0.00085308 |  | 0 |  | 0 |  | 0.00027981 |  | 0 |  | 0
| -3.9607e-08 |  | 9.5567e-05 |  | 0.00085308 |  | 0 |  | 0 |  | 5.9275e-05 |  | 0 |  | 0
| -2.3594e-08 |  | 9.018e-05 |  | 0.0008532 |  | 0 |  | 0 |  | -3.6791e-05 |  | 0 |  | 0
| 8.7003e-09 |  | 0.0010792 |  | 0.0008532 |  | 0 |  | 0 |  | -0.00022411 |  | 0 |  | 0
| 2.0453e-08 |  | 0.00037322 |  | 0.0008532 |  | 0 |  | 0 |  | 9.0379e-06 |  | 0 |  | 0
| 1.7625e-08 |  | 0.00023629 |  | 0.00085332 |  | 0 |  | 0 |  | 0.00017998 |  | 0 |  | 0
| -4.792e-09 |  | 0.00095515 |  | 0.00085344 |  | 0 |  | 0 |  | 3.8392e-05 |  | 0 |  | 0
| -9.675e-09 |  | 0.00042363 |  | 0.00085344 |  | 0 |  | 0 |  | 0.00025634 |  | 0 |  | 0
| -2.298e-08 |  | 0.00041491 |  | 0.00085356 |  | 0 |  | 0 |  | 0.00033905 |  | 0 |  | 0
| -5.1675e-08 |  | 0.00057261 |  | 0.00085356 |  | 0 |  | 0 |  | -1.0878e-05 |  | 0 |  | 0
| -6.1488e-08 |  | 0.00044196 |  | 0.00085368 |  | 0 |  | 0 |  | -9.9871e-05 |  | 0 |  | 0
| -5.5032e-08 |  | 0.00013346 |  | 0.00085368 |  | 0 |  | 0 |  | 0.00010568 |  | 0 |  | 0
| -4.4076e-09 |  | 0.00016824 |  | 0.00085368 |  | 0 |  | 0 |  | 0.00030858 |  | 0 |  | 0
| 1.0428e-09 |  | 0.0001442 |  | 0.00085393 |  | 0 |  | 0 |  | 0.0001362 |  | 0 |  | 0
| -3.1147e-09 |  | 0.00031674 |  | 0.00085381 |  | 0 |  | 0 |  | 2.2561e-05 |  | 0 |  | 0
| 4.0153e-08 |  | 0.00038234 |  | 0.00085393 |  | 0 |  | 0 |  | -5.4777e-05 |  | 0 |  | 0
| 2.9137e-08 |  | 0.0010462 |  | 0.00085405 |  | 0 |  | 0 |  | -0.00015057 |  | 0 |  | 0
| -2.7766e-08 |  | 0.00031707 |  | 0.00085405 |  | 0 |  | 0 |  | -0.00015637 |  | 0 |  | 0
| -5.0754e-08 |  | 0.00028189 |  | 0.00085417 |  | 0 |  | 0 |  | 4.1245e-05 |  | 0 |  | 0
| -2.4013e-08 |  | 0.00027507 |  | 0.00085417 |  | 0 |  | 0 |  | 9.9415e-05 |  | 0 |  | 0
| -1.2903e-08 |  | 0.00012407 |  | 0.00085417 |  | 0 |  | 0 |  | -0.00014084 |  | 0 |  | 0
| 3.8901e-08 |  | 7.8567e-05 |  | 0.00085429 |  | 0 |  | 0 |  | -8.6835e-05 |  | 0 |  | 0
| 2.1855e-08 |  | 0.00012248 |  | 0.00085441 |  | 0 |  | 0 |  | 2.4102e-05 |  | 0 |  | 0
| -1.4651e-08 |  | 0.00012409 |  | 0.00085441 |  | 0 |  | 0 |  | 0.00013822 |  | 0 |  | 0
| 1.128e-09 |  | 0.00028681 |  | 0.00085453 |  | 0 |  | 0 |  | 0.00014391 |  | 0 |  | 0
| -2.2272e-08 |  | 0.0010627 |  | 0.00085453 |  | 0 |  | 0 |  | 0.00014214 |  | 0 |  | 0
| 1.4904e-08 |  | 0.0011189 |  | 0.00085453 |  | 0 |  | 0 |  | 6.9644e-05 |  | 0 |  | 0
| 2.5487e-08 |  | 0.0011703 |  | 0.00085478 |  | 0 |  | 0 |  | 7.6589e-05 |  | 0 |  | 0
| -1.2956e-08 |  | 0.00027213 |  | 0.00085466 |  | 0 |  | 0 |  | 0.00013252 |  | 0 |  | 0
| 4.9232e-09 |  | 5.7806e-05 |  | 0.00085478 |  | 0 |  | 0 |  | -2.621e-05 |  | 0 |  | 0
| -4.1864e-09 |  | 0.00029442 |  | 0.0008549 |  | 0 |  | 0 |  | -0.00020611 |  | 0 |  | 0
| -1.0985e-08 |  | 0.00081466 |  | 0.0008549 |  | 0 |  | 0 |  | -0.00016874 |  | 0 |  | 0
| 6.0871e-09 |  | 0.00022189 |  | 0.0008549 |  | 0 |  | 0 |  | -5.9428e-05 |  | 0 |  | 0
| -1.8355e-08 |  | 0.000872 |  | 0.00085514 |  | 0 |  | 0 |  | 7.1471e-05 |  | 0 |  | 0
| -2.2862e-08 |  | 7.2825e-05 |  | 0.00085502 |  | 0 |  | 0 |  | 0.0001726 |  | 0 |  | 0
| 1.2449e-09 |  | 0.00035727 |  | 0.00085514 |  | 0 |  | 0 |  | 6.2098e-05 |  | 0 |  | 0
| 4.7201e-08 |  | 0.00020542 |  | 0.00085526 |  | 0 |  | 0 |  | 4.4329e-05 |  | 0 |  | 0
| 4.2832e-08 |  | 0.0038209 |  | 0.00085526 |  | 0 |  | 0 |  | 0.00015531 |  | 0 |  | 0
| -1.3913e-08 |  | 0.0013457 |  | 0.00085526 |  | 0 |  | 0 |  | 0.00012231 |  | 0 |  | 0
| -1.0791e-08 |  | 0.00022186 |  | 0.00085538 |  | 0 |  | 0 |  | 0.00020308 |  | 0 |  | 0
| -2.7234e-08 |  | 0.00028821 |  | 0.00085551 |  | 0 |  | 0 |  | 0.00028736 |  | 0 |  | 0
| -6.3799e-08 |  | 0.00061219 |  | 0.00085551 |  | 0 |  | 0 |  | -2.787e-05 |  | 0 |  | 0
| -2.9977e-08 |  | 0.00024509 |  | 0.00085551 |  | 0 |  | 0 |  | 1.6635e-05 |  | 0 |  | 0
| -1.7126e-08 |  | 0.0003752 |  | 0.00085563 |  | 0 |  | 0 |  | 0.00018004 |  | 0 |  | 0
| -2.5732e-09 |  | 0.00076235 |  | 0.00085575 |  | 0 |  | 0 |  | 9.6657e-06 |  | 0 |  | 0
| 4.3398e-09 |  | 0.00032878 |  | 0.00085575 |  | 0 |  | 0 |  | -2.9746e-06 |  | 0 |  | 0
| -4.7246e-08 |  | 0.00062734 |  | 0.00085575 |  | 0 |  | 0 |  | 2.9153e-05 |  | 0 |  | 0
| -3.5677e-08 |  | 0.0013924 |  | 0.00085587 |  | 0 |  | 0 |  | 3.6377e-05 |  | 0 |  | 0
| 5.0096e-08 |  | 0.002176 |  | 0.00085599 |  | 0.00035248 |  | 0 |  | 8.4797e-05 |  | 0 |  | 0
| 3.051e-08 |  | 0.00029065 |  | 0.00085599 |  | 0.00035255 |  | 0 |  | 0.0001188 |  | 0 |  | 0
| -4.2937e-08 |  | 0.00048223 |  | 0.00085599 |  | 0 |  | 0 |  | 0.00030284 |  | 0 |  | 0
| -8.5837e-09 |  | 8.0045e-05 |  | 0.00085611 |  | 0 |  | 0 |  | 0.00024393 |  | 0 |  | 0
| 1.7748e-09 |  | 0.00015569 |  | 0.00085623 |  | 0 |  | 0 |  | 0.00011942 |  | 0 |  | 0
| -3.4272e-08 |  | 0.00042068 |  | 0.00085623 |  | 0 |  | 0 |  | 0.00012074 |  | 0 |  | 0
| -2.2864e-08 |  | 0.00067419 |  | 0.00085623 |  | 0 |  | 0 |  | 0.00013725 |  | 0 |  | 0
| -3.2911e-08 |  | 0.0003578 |  | 0.00085636 |  | 0 |  | 0 |  | 0.00018219 |  | 0 |  | 0
| -1.6582e-10 |  | 0.00047965 |  | 0.00085648 |  | 0 |  | 0 |  | 0.00011864 |  | 0 |  | 0
| 3.1344e-08 |  | 0.0005781 |  | 0.00085636 |  | 0 |  | 0 |  | 7.8405e-05 |  | 0 |  | 0
| -1.6175e-08 |  | 0.00034596 |  | 0.0008566 |  | 0 |  | 0 |  | 0.00026087 |  | 0 |  | 0
| 7.4987e-09 |  | 0.00045838 |  | 0.0008566 |  | 0 |  | 0 |  | 0.00019355 |  | 0 |  | 0
| 2.4738e-08 |  | 0.00021027 |  | 0.0008566 |  | 0 |  | 0 |  | 5.1289e-05 |  | 0 |  | 0
| -1.9836e-08 |  | 0.00047211 |  | 0.00085672 |  | 0 |  | 0 |  | 0.00016675 |  | 0 |  | 0
| -3.6592e-08 |  | 0.00031596 |  | 0.00085672 |  | 0 |  | 0 |  | 0.00015422 |  | 0 |  | 0
| -3.6901e-08 |  | 0.00029266 |  | 0.00085684 |  | 0 |  | 0 |  | 0.0001079 |  | 0 |  | 0
| -1.157e-08 |  | 8.4235e-05 |  | 0.00085696 |  | 0 |  | 0 |  | 4.4493e-05 |  | 0 |  | 0
| -7.5496e-10 |  | 3.3739e-05 |  | 0.00085696 |  | 0 |  | 0 |  | -6.1331e-05 |  | 0 |  | 0
| 1.0291e-08 |  | 0.00038019 |  | 0.00085696 |  | 0 |  | 0 |  | 0.00012652 |  | 0 |  | 0
| 1.1124e-08 |  | 0.00090597 |  | 0.00085708 |  | 0 |  | 0 |  | 0.00039365 |  | 0 |  | 0
| -1.9091e-08 |  | 0.00013843 |  | 0.00085708 |  | 0 |  | 0 |  | 0.00027141 |  | 0 |  | 0
| -1.3871e-08 |  | 0.00043095 |  | 0.00085721 |  | 0 |  | 0 |  | 0.00014861 |  | 0 |  | 0
| -6.82e-09 |  | 0.00025843 |  | 0.00085721 |  | 0 |  | 0 |  | 0.0001842 |  | 0 |  | 0
| -1.8991e-08 |  | 0.00061077 |  | 0.00085733 |  | 0 |  | 0 |  | 6.0135e-05 |  | 0 |  | 0
| -6.6237e-09 |  | 0.0013283 |  | 0.00085733 |  | 0 |  | 0 |  | 8.8604e-05 |  | 0 |  | 0
| -2.1373e-07 |  | 0.00046534 |  | 0.00085745 |  | 0 |  | 0 |  | 5.7841e-05 |  | 0 |  | 0
| 4.8426e-08 |  | 0.00062077 |  | 0.00085757 |  | 0 |  | 0 |  | 0.00017791 |  | 0 |  | 0
| 1.2845e-07 |  | 0.0005701 |  | 0.00085745 |  | 0 |  | 0 |  | 0.00012073 |  | 0 |  | 0
| -3.0331e-08 |  | 0.00022646 |  | 0.00085769 |  | 0 |  | 0 |  | 2.5118e-05 |  | 0 |  | 0
| -6.6134e-08 |  | 0.00033079 |  | 0.00085757 |  | 0 |  | 0 |  | 0.00019656 |  | 0 |  | 0
| 3.5325e-08 |  | 0.00018099 |  | 0.00085781 |  | 0 |  | 0 |  | 0.00037066 |  | 0 |  | 0
| 9.319e-08 |  | 0.00036378 |  | 0.00085769 |  | 0 |  | 0 |  | 0.0003257 |  | 0 |  | 0
| 2.9722e-08 |  | 0.0003778 |  | 0.00085793 |  | 0 |  | 0 |  | 0.00024459 |  | 0 |  | 0
| -3.6708e-08 |  | 0.0013827 |  | 0.00085781 |  | 0 |  | 0 |  | 0.00027949 |  | 0 |  | 0
| -4.0823e-08 |  | 0.00052232 |  | 0.00085806 |  | 0 |  | 0 |  | 0.00038619 |  | 0 |  | 0
| -1.5573e-08 |  | 0.00024206 |  | 0.00085793 |  | 0 |  | 0 |  | 0.00042113 |  | 0 |  | 0
| 4.4962e-08 |  | 0.00021307 |  | 0.00085806 |  | 0 |  | 0 |  | 0.00026765 |  | 0 |  | 0
| -5.076e-08 |  | 8.6059e-05 |  | 0.00085818 |  | 0 |  | 0 |  | 0.00022153 |  | 0 |  | 0
| -2.8658e-07 |  | 0.00058938 |  | 0.00085818 |  | 0 |  | 0 |  | 0.00027704 |  | 0 |  | 0
| -1.289e-07 |  | 0.00045256 |  | 0.0008583 |  | 0 |  | 0 |  | 0.00022871 |  | 0 |  | 0
| 1.3936e-07 |  | 9.0825e-05 |  | 0.0008583 |  | 0 |  | 0 |  | 0.0002461 |  | 0 |  | 0
| 6.4203e-08 |  | 0.0014976 |  | 0.00085842 |  | 0 |  | 0 |  | 0.00044557 |  | 0 |  | 0
| -5.2233e-08 |  | 0.00030923 |  | 0.00085842 |  | 0 |  | 0 |  | 0.00068244 |  | 0 |  | 0
| 1.2321e-08 |  | 0.00030112 |  | 0.00085842 |  | 0 |  | 0 |  | 0.00055858 |  | 0 |  | 0
| 2.2589e-07 |  | 0.00076597 |  | 0.00085866 |  | 0 |  | 0 |  | 0.00037727 |  | 0 |  | 0
| 1.9713e-07 |  | 0.0018993 |  | 0.00085854 |  | 0 |  | 0 |  | 0.00055294 |  | 0 |  | 0
| 5.7115e-09 |  | 0.00020306 |  | 0.00085866 |  | 0 |  | 0 |  | 0.00050605 |  | 0 |  | 0
| -4.3843e-08 |  | 0.00054058 |  | 0.00085878 |  | 0 |  | 0 |  | 0.00048701 |  | 0 |  | 0
| -5.0372e-08 |  | 0.0030139 |  | 0.00085878 |  | 0 |  | 0 |  | 0.00053245 |  | 0 |  | 0
| 5.1339e-08 |  | 0.00066819 |  | 0.00085878 |  | 0 |  | 0 |  | 0.0004831 |  | 0 |  | 0
| 4.614e-08 |  | 0.0038088 |  | 0.0008589 |  | 0 |  | 0 |  | 0.0006091 |  | 0 |  | 0
| 1.8322e-08 |  | 0.00028266 |  | 0.00085903 |  | 0 |  | 0 |  | 0.00050655 |  | 0 |  | 0
| 1.525e-07 |  | 0.00034784 |  | 0.00085903 |  | 0 |  | 0 |  | 0.0005099 |  | 0 |  | 0
| 4.343e-08 |  | 6.2662e-05 |  | 0.00085915 |  | 0 |  | 0 |  | 0.00057262 |  | 0 |  | 0
| -2.2703e-08 |  | 0.00040864 |  | 0.00085915 |  | 0 |  | 0 |  | 0.00059775 |  | 0 |  | 0
| 1.793e-08 |  | 0.0011583 |  | 0.00085915 |  | 0 |  | 0 |  | 0.00063062 |  | 0 |  | 0
| 3.5182e-08 |  | 0.00022818 |  | 0.00085927 |  | 0 |  | 0 |  | 0.00064944 |  | 0 |  | 0
| 1.4167e-07 |  | 0.00062709 |  | 0.00085927 |  | 0 |  | 0 |  | 0.00080524 |  | 0 |  | 0
| 1.6573e-07 |  | 0.00062118 |  | 0.00085939 |  | 0 |  | 0 |  | 0.00089896 |  | 0 |  | 0
| 2.8652e-07 |  | 0.00016945 |  | 0.00085951 |  | 0 |  | 0 |  | 0.00081989 |  | 0 |  | 0
| 3.4961e-07 |  | 0.00016808 |  | 0.00085951 |  | 0 |  | 0 |  | 0.00066176 |  | 0 |  | 0
| 3.9265e-08 |  | 4.7791e-05 |  | 0.00085951 |  | 0 |  | 0 |  | 0.00071982 |  | 0 |  | 0
| 4.297e-08 |  | 0.00041662 |  | 0.00085963 |  | 0 |  | 0 |  | 0.00063992 |  | 0 |  | 0
| 8.9387e-08 |  | 0.00087889 |  | 0.00085963 |  | 0 |  | 0 |  | 0.00064785 |  | 0 |  | 0
| 7.1597e-08 |  | 0.0020207 |  | 0.00085975 |  | 0 |  | 0 |  | 0.00085654 |  | 0 |  | 0
| 5.9935e-08 |  | 0.0016029 |  | 0.00085988 |  | 0 |  | 0 |  | 0.00080665 |  | 0 |  | 0
| -8.8332e-08 |  | 0.00036184 |  | 0.00085975 |  | 0 |  | 0 |  | 0.00079279 |  | 0 |  | 0
| -1.1076e-07 |  | 0.00071684 |  | 0.00086 |  | 0 |  | 0 |  | 0.00084365 |  | 0 |  | 0
| -9.691e-08 |  | 0.00012348 |  | 0.00086 |  | 0 |  | 0 |  | 0.00086843 |  | 0 |  | 0
| -7.6577e-08 |  | 0.0001947 |  | 0.00086 |  | 0 |  | 0 |  | 0.0008915 |  | 0 |  | 0
| -3.3295e-10 |  | 0.00089994 |  | 0.00086012 |  | 0 |  | 0 |  | 0.00097106 |  | 0 |  | 0
| -3.5355e-08 |  | 0.0019084 |  | 0.00086012 |  | 0 |  | 0 |  | 0.001103 |  | 0 |  | 0
| -5.1929e-08 |  | 0.00049462 |  | 0.00086024 |  | 0 |  | 0 |  | 0.0010129 |  | 0 |  | 0
| 1.453e-07 |  | 0.00063021 |  | 0.00086024 |  | 0 |  | 0 |  | 0.0011579 |  | 0 |  | 0
| 1.6504e-07 |  | 0.00041043 |  | 0.00086036 |  | 0 |  | 0 |  | 0.0013476 |  | 0 |  | 0
| -8.6605e-09 |  | 0.0012431 |  | 0.00086036 |  | 0 |  | 0 |  | 0.0012459 |  | 0 |  | 0
| -1.0089e-07 |  | 0.00019367 |  | 0.00086048 |  | 0 |  | 0 |  | 0.0013842 |  | 0 |  | 0
| 4.6891e-08 |  | 0.0015237 |  | 0.00086048 |  | 0 |  | 0 |  | 0.001414 |  | 0 |  | 0
| 2.6943e-08 |  | 0.00063307 |  | 0.00086048 |  | 0 |  | 0 |  | 0.001307 |  | 0 |  | 0
| -6.4103e-08 |  | 0.00017777 |  | 0.00086073 |  | 0 |  | 0 |  | 0.0012628 |  | 0 |  | 0
| -1.1686e-07 |  | 0.00072352 |  | 0.0008606 |  | 0 |  | 0 |  | 0.001309 |  | 0 |  | 0
| -1.4215e-07 |  | 0.00057689 |  | 0.00086073 |  | 0 |  | 0 |  | 0.0015189 |  | 0 |  | 0
| -9.6063e-08 |  | 0.00085957 |  | 0.00086085 |  | 0 |  | 0 |  | 0.0014938 |  | 0 |  | 0
| -1.3951e-08 |  | 0.00010236 |  | 0.00086085 |  | 0 |  | 0 |  | 0.0015961 |  | 0 |  | 0
| 4.0191e-08 |  | 0.00083385 |  | 0.00086097 |  | 0 |  | 0 |  | 0.0017055 |  | 0 |  | 0
| -4.5003e-08 |  | 0.00030519 |  | 0.00086097 |  | 0 |  | 0 |  | 0.001596 |  | 0 |  | 0
| -4.3127e-08 |  | 0.00033126 |  | 0.00086097 |  | 0 |  | 0 |  | 0.0016717 |  | 0 |  | 0
| 1.4425e-07 |  | 0.00043218 |  | 0.00086109 |  | 0 |  | 0 |  | 0.0018969 |  | 0 |  | 0
| 5.8656e-08 |  | 0.00040077 |  | 0.00086121 |  | 0 |  | 0 |  | 0.0018973 |  | 0 |  | 0
| -3.2309e-08 |  | 9.7982e-05 |  | 0.00086121 |  | 0 |  | 0 |  | 0.0018656 |  | 0 |  | 0
| 1.5827e-07 |  | 0.00040983 |  | 0.00086121 |  | 0 |  | 0 |  | 0.001941 |  | 0 |  | 0
| 2.193e-07 |  | 0.00023769 |  | 0.00086133 |  | 0 |  | 0 |  | 0.0019769 |  | 0 |  | 0
| 2.5982e-07 |  | 0.0013011 |  | 0.00086145 |  | 0 |  | 0 |  | 0.0020433 |  | 0 |  | 0
| 1.1049e-07 |  | 0.00064673 |  | 0.00086145 |  | 0 |  | 0 |  | 0.0020963 |  | 0 |  | 0
| -1.1197e-07 |  | 0.00057729 |  | 0.00086145 |  | 0 |  | 0 |  | 0.0021987 |  | 0 |  | 0
| -1.7791e-07 |  | 0.0024195 |  | 0.00086158 |  | 0 |  | 0 |  | 0.0023091 |  | 0 |  | 0
| -1.2372e-07 |  | 0.00082731 |  | 0.00086158 |  | 0 |  | 0 |  | 0.0025467 |  | 0 |  | 0
| 1.643e-08 |  | 0.0002493 |  | 0.0008617 |  | 0 |  | 0 |  | 0.002609 |  | 0 |  | 0
| 1.561e-07 |  | 0.001116 |  | 0.0008617 |  | 0 |  | 0 |  | 0.0025823 |  | 0 |  | 0
| 1.0053e-07 |  | 0.00030904 |  | 0.00086182 |  | 0 |  | 0 |  | 0.002712 |  | 0 |  | 0
| 8.8462e-09 |  | 0.00070034 |  | 0.00086194 |  | 0 |  | 0 |  | 0.0027944 |  | 0 |  | 0
| 4.9005e-08 |  | 0.0011897 |  | 0.00086182 |  | 0 |  | 0 |  | 0.0026955 |  | 0 |  | 0
| 3.8945e-08 |  | 0.00012152 |  | 0.00086206 |  | 0 |  | 0 |  | 0.0027317 |  | 0 |  | 0
| 7.5318e-08 |  | 0.00079247 |  | 0.00086194 |  | 0 |  | 0 |  | 0.002965 |  | 0 |  | 0
| 6.3038e-08 |  | 0.0008679 |  | 0.00086218 |  | 0 |  | 0 |  | 0.0028739 |  | 0 |  | 0
| -6.0827e-08 |  | 0.00020646 |  | 0.00086206 |  | 0 |  | 0 |  | 0.0031055 |  | 0 |  | 0
| -1.3118e-07 |  | 0.00091226 |  | 0.0008623 |  | 0 |  | 0 |  | 0.0034133 |  | 0 |  | 0
| -1.095e-08 |  | 0.0011055 |  | 0.00086218 |  | 0 |  | 0 |  | 0.0033073 |  | 0 |  | 0
| 2.8887e-07 |  | 0.00038221 |  | 0.0008623 |  | 0 |  | 0 |  | 0.003296 |  | 0 |  | 0
| 1.2368e-07 |  | 0.00076425 |  | 0.00086243 |  | 0 |  | 0 |  | 0.0034787 |  | 0 |  | 0
| 8.0976e-08 |  | 0.00048889 |  | 0.00086243 |  | 0 |  | 0 |  | 0.0037465 |  | 0 |  | 0
| 1.5137e-07 |  | 0.0021135 |  | 0.00086255 |  | 0 |  | 0 |  | 0.0039084 |  | 0 |  | 0
| 5.2619e-08 |  | 0.0011022 |  | 0.00086255 |  | 0 |  | 0 |  | 0.0040164 |  | 0 |  | 0
| 2.3522e-08 |  | 0.00045227 |  | 0.00086267 |  | 0 |  | 0 |  | 0.004179 |  | 0 |  | 0
| -2.399e-07 |  | 0.001048 |  | 0.00086267 |  | 0 |  | 0 |  | 0.0044476 |  | 0 |  | 0
| -2.1507e-07 |  | 0.00028847 |  | 0.00086267 |  | -0.0003553 |  | 0 |  | 0.0044875 |  | 0 |  | 0
| 9.255e-09 |  | 0.00025022 |  | 0.00086279 |  | -0.00035538 |  | 0 |  | 0.0045784 |  | 0 |  | 0
| -9.2112e-08 |  | 9.8283e-05 |  | 0.00086291 |  | 0 |  | 0 |  | 0.0047616 |  | 0 |  | 0
| -1.5466e-07 |  | 0.00047 |  | 0.00086291 |  | 0 |  | 0 |  | 0.0048904 |  | 0 |  | 0
| -9.4907e-08 |  | 0.00026599 |  | 0.00086291 |  | 0 |  | 0 |  | 0.0049406 |  | 0 |  | 0
| -7.9537e-08 |  | 8.9851e-05 |  | 0.00086303 |  | 0 |  | 0 |  | 0.0049699 |  | 0 |  | 0
| 2.0628e-08 |  | 0.00032621 |  | 0.00086303 |  | 0 |  | 0 |  | 0.0053123 |  | 0 |  | 0
| -2.311e-08 |  | 0.00027829 |  | 0.00086315 |  | 0 |  | 0 |  | 0.0056398 |  | 0 |  | 0
| 1.7224e-07 |  | 0.00049677 |  | 0.00086328 |  | 0 |  | 0 |  | 0.0056289 |  | 0 |  | 0
| 3.1144e-07 |  | 0.00034824 |  | 0.00086328 |  | 0 |  | 0 |  | 0.0056267 |  | 0 |  | 0
| 1.6808e-07 |  | 0.00061853 |  | 0.00086328 |  | 0 |  | 0 |  | 0.0058966 |  | 0 |  | 0
| -1.4902e-07 |  | 0.00041673 |  | 0.0008634 |  | 0 |  | 0 |  | 0.0061288 |  | 0 |  | 0
| -2.1153e-07 |  | 0.00029032 |  | 0.0008634 |  | 0 |  | 0 |  | 0.0062792 |  | 0 |  | 0
| -6.8415e-08 |  | 0.00024357 |  | 0.00086352 |  | 0 |  | 0 |  | 0.0065911 |  | 0 |  | 0
| -1.7328e-07 |  | 0.00026351 |  | 0.00086352 |  | 0 |  | 0 |  | 0.0068267 |  | 0 |  | 0
| -8.7538e-08 |  | 0.0022299 |  | 0.00086364 |  | 0 |  | 0 |  | 0.0068822 |  | 0 |  | 0
| 1.0567e-07 |  | 0.00081052 |  | 0.00086364 |  | 0 |  | 0 |  | 0.0071122 |  | 0 |  | 0
| -1.7474e-08 |  | 0.00012021 |  | 0.00086376 |  | 0 |  | 0 |  | 0.007422 |  | 0 |  | 0
| -1.2338e-07 |  | 0.00060563 |  | 0.00086376 |  | 0 |  | 0 |  | 0.0074018 |  | 0 |  | 0
| -3.9552e-08 |  | 0.00039173 |  | 0.00086388 |  | 0 |  | 0 |  | 0.007554 |  | 0 |  | 0
| 1.8116e-07 |  | 0.00050336 |  | 0.00086388 |  | 0 |  | 0 |  | 0.0079823 |  | 0 |  | 0
| 3.3327e-07 |  | 0.00057314 |  | 0.00086388 |  | 0 |  | 0 |  | 0.0081634 |  | 0 |  | 0
| 1.275e-07 |  | 0.00029123 |  | 0.000864 |  | 0 |  | 0 |  | 0.0086135 |  | 0 |  | 0
| -2.9989e-09 |  | 0.00060569 |  | 0.00086413 |  | 0 |  | 0 |  | 0.0089971 |  | 0 |  | 0
| 8.0771e-08 |  | 0.0019961 |  | 0.00086413 |  | 0 |  | 0 |  | 0.0088531 |  | 0 |  | 0
| 2.5268e-07 |  | 0.0028047 |  | 0.00086425 |  | 0 |  | 0 |  | 0.0091656 |  | 0 |  | 0
| 1.5741e-07 |  | 0.0029858 |  | 0.00086425 |  | 0 |  | 0 |  | 0.0095282 |  | 0 |  | 0
| -7.4772e-08 |  | 0.00075898 |  | 0.00086425 |  | 0 |  | 0 |  | 0.0098192 |  | 0 |  | 0
| -9.2084e-08 |  | 0.00033969 |  | 0.00086437 |  | 0 |  | 0 |  | 0.010125 |  | 0 |  | 0
| 9.1138e-09 |  | 0.0017744 |  | 0.00086437 |  | 0 |  | 0 |  | 0.010207 |  | 0 |  | 0
| 8.6896e-08 |  | 0.00060748 |  | 0.00086449 |  | 0 |  | 0 |  | 0.010436 |  | 0 |  | 0
| 1.1619e-07 |  | 0.00072204 |  | 0.00086461 |  | 0 |  | 0 |  | 0.010721 |  | 0 |  | 0
| 1.4679e-08 |  | 0.00046591 |  | 0.00086461 |  | 0 |  | 0 |  | 0.011046 |  | 0 |  | 0
| -7.6843e-08 |  | 0.0003918 |  | 0.00086461 |  | 0 |  | 0 |  | 0.011201 |  | 0 |  | 0
| -2.1863e-08 |  | 0.00019548 |  | 0.00086473 |  | 0 |  | 0 |  | 0.011465 |  | 0 |  | 0
| 5.7368e-08 |  | 0.00017781 |  | 0.00086473 |  | 0 |  | 0 |  | 0.011846 |  | 0 |  | 0
| 1.0933e-07 |  | 0.0005115 |  | 0.00086485 |  | 0 |  | 0 |  | 0.012189 |  | 0 |  | 0
| 1.5012e-07 |  | 0.00030738 |  | 0.00086485 |  | 0 |  | 0 |  | 0.012515 |  | 0 |  | 0
| 2.0154e-07 |  | 0.00055674 |  | 0.00086497 |  | 0 |  | 0 |  | 0.012774 |  | 0 |  | 0
| 8.4468e-08 |  | 8.1049e-05 |  | 0.00086497 |  | 0 |  | 0 |  | 0.013102 |  | 0 |  | 0
| 1.474e-07 |  | 0.00062402 |  | 0.0008651 |  | 0 |  | 0 |  | 0.013568 |  | 0 |  | 0
| 1.5039e-07 |  | 0.00059732 |  | 0.0008651 |  | 0 |  | 0 |  | 0.013749 |  | 0 |  | 0
| -1.3003e-07 |  | 0.00022759 |  | 0.0008651 |  | 0 |  | 0 |  | 0.013974 |  | 0 |  | 0
| -1.485e-07 |  | 0.00059993 |  | 0.00086534 |  | 0 |  | 0 |  | 0.014535 |  | 0 |  | 0
| 4.0968e-08 |  | 0.0010617 |  | 0.00086522 |  | 0 |  | 0 |  | 0.014844 |  | 0 |  | 0
| 9.6229e-08 |  | 0.00075729 |  | 0.00086534 |  | 0 |  | 0 |  | 0.015146 |  | 0 |  | 0
| 3.433e-09 |  | 0.00025679 |  | 0.00086546 |  | 0 |  | 0 |  | 0.015581 |  | 0 |  | 0
| 1.4897e-07 |  | 0.0008229 |  | 0.00086546 |  | 0 |  | 0 |  | 0.015996 |  | 0 |  | 0
| 2.7192e-07 |  | 0.00022382 |  | 0.00086546 |  | 0 |  | 0 |  | 0.016497 |  | 0 |  | 0
| 3.3894e-07 |  | 0.00015296 |  | 0.00086558 |  | 0 |  | 0 |  | 0.016998 |  | 0 |  | 0
| 2.4884e-07 |  | 0.0081119 |  | 0.0008657 |  | 0 |  | 0 |  | 0.017339 |  | 0 |  | 0
| 1.1216e-07 |  | 0.0014496 |  | 0.0008657 |  | 0 |  | 0 |  | 0.017793 |  | 0 |  | 0
| 1.6926e-07 |  | 0.00052655 |  | 0.0008657 |  | 0 |  | 0 |  | 0.018237 |  | 0 |  | 0
| 5.3375e-08 |  | 0.00028288 |  | 0.00086582 |  | 0 |  | 0 |  | 0.018394 |  | 0 |  | 0
| -1.1392e-07 |  | 0.00016016 |  | 0.00086582 |  | 0 |  | 0 |  | 0.018761 |  | 0 |  | 0
| -1.05e-07 |  | 0.00082814 |  | 0.00086595 |  | 0 |  | 0 |  | 0.018604 |  | 0 |  | 0
| 1.8428e-07 |  | 0.00072466 |  | 0.00086595 |  | 0 |  | 0 |  | 0.01926 |  | 0 |  | 0
| 2.2305e-07 |  | 0.0030579 |  | 0.00086607 |  | 0 |  | 0 |  | 0.020392 |  | 0 |  | 0
| 3.152e-07 |  | 0.00092225 |  | 0.00086607 |  | 0 |  | 0 |  | 0.020599 |  | 0 |  | 0
| 2.4844e-07 |  | 0.00036661 |  | 0.00086619 |  | 0 |  | 0 |  | 0.021035 |  | 0 |  | 0
| 1.3147e-07 |  | 0.0013594 |  | 0.00086619 |  | 0 |  | 0 |  | 0.021652 |  | 0 |  | 0
| 1.8663e-07 |  | 0.00019195 |  | 0.00086631 |  | 0 |  | 0 |  | 0.022351 |  | 0 |  | 0
| -2.0622e-08 |  | 0.00019015 |  | 0.00086631 |  | 0 |  | 0 |  | 0.022962 |  | 0 |  | 0
| 6.4843e-08 |  | 6.0305e-05 |  | 0.00086643 |  | 0 |  | 0 |  | 0.023251 |  | 0 |  | 0
| 2.3926e-08 |  | 0.00035159 |  | 0.00086643 |  | 0 |  | 0 |  | 0.023703 |  | 0 |  | 0
| -5.9096e-08 |  | 0.00067632 |  | 0.00086643 |  | 0 |  | 0 |  | 0.024294 |  | 0 |  | 0
| -3.9174e-08 |  | 8.6978e-05 |  | 0.00086655 |  | 0 |  | 0 |  | 0.024872 |  | 0 |  | 0
| 6.3673e-08 |  | 0.00056768 |  | 0.00086667 |  | 0 |  | 0 |  | 0.025371 |  | 0 |  | 0
| 2.1483e-07 |  | 0.0011978 |  | 0.00086667 |  | 0 |  | 0 |  | 0.025922 |  | 0 |  | 0
| 7.6978e-08 |  | 0.00018675 |  | 0.00086667 |  | 0 |  | 0 |  | 0.026647 |  | 0 |  | 0
| 1.9512e-07 |  | 0.00043908 |  | 0.0008668 |  | 0 |  | 0 |  | 0.027057 |  | 0 |  | 0
| 1.907e-07 |  | 0.00072338 |  | 0.00086692 |  | 0 |  | 0 |  | 0.027546 |  | 0 |  | 0
| 3.5471e-08 |  | 0.0013887 |  | 0.0008668 |  | 0 |  | 0 |  | 0.028148 |  | 0 |  | 0
| 2.5767e-07 |  | 0.00047553 |  | 0.00086704 |  | 0 |  | 0 |  | 0.028751 |  | 0 |  | 0
| 1.4778e-07 |  | 0.00033272 |  | 0.00086704 |  | 0 |  | 0 |  | 0.029329 |  | 0 |  | 0
| 4.1656e-08 |  | 6.4202e-05 |  | 0.00086704 |  | 0 |  | 0 |  | 0.029694 |  | 0 |  | 0
| 8.563e-08 |  | 0.00022023 |  | 0.00086716 |  | 0 |  | 0 |  | 0.030119 |  | 0 |  | 0
| 1.2502e-07 |  | 0.00061183 |  | 0.00086716 |  | 0 |  | 0 |  | 0.030842 |  | 0 |  | 0
| 3.3361e-07 |  | 0.0005281 |  | 0.00086728 |  | 0 |  | 0 |  | 0.031508 |  | 0 |  | 0
| 3.4422e-07 |  | 0.00017772 |  | 0.00086728 |  | 0 |  | 0 |  | 0.032353 |  | 0 |  | 0
| 1.5842e-07 |  | 0.00034185 |  | 0.00086728 |  | 0 |  | 0 |  | 0.033365 |  | 0 |  | 0
| -4.1261e-08 |  | 0.00049188 |  | 0.0008674 |  | 0 |  | 0 |  | 0.034221 |  | 0 |  | 0
| 7.767e-09 |  | 0.0012072 |  | 0.00086752 |  | 0 |  | 0 |  | 0.034751 |  | 0 |  | 0
| 1.6102e-07 |  | 0.00048117 |  | 0.00086752 |  | 0 |  | 0 |  | 0.035031 |  | 0 |  | 0
| 2.3622e-07 |  | 6.2411e-05 |  | 0.00086765 |  | 0 |  | 0 |  | 0.035502 |  | 0 |  | 0
| 1.8692e-07 |  | 0.00021658 |  | 0.00086765 |  | 0 |  | 0 |  | 0.036072 |  | 0 |  | 0
| 1.5778e-07 |  | 0.00051621 |  | 0.00086765 |  | 0 |  | 0 |  | 0.036551 |  | 0 |  | 0
| 1.7946e-07 |  | 0.00038037 |  | 0.00086777 |  | 0 |  | 0 |  | 0.037266 |  | 0 |  | 0
| 2.6955e-08 |  | 0.00014417 |  | 0.00086777 |  | 0 |  | 0 |  | 0.038209 |  | 0 |  | 0
| -8.5621e-08 |  | 0.0002551 |  | 0.00086789 |  | 0 |  | 0 |  | 0.039022 |  | 0 |  | 0
| -5.1401e-08 |  | 0.00051253 |  | 0.00086801 |  | 0 |  | 0 |  | 0.039778 |  | 0 |  | 0
| 5.1996e-08 |  | 0.00041708 |  | 0.00086801 |  | 0 |  | 0 |  | 0.040527 |  | 0 |  | 0
| -1.0483e-07 |  | 0.00014847 |  | 0.00086801 |  | 0 |  | 0 |  | 0.041225 |  | 0 |  | 0
| -1.3461e-07 |  | 0.00045814 |  | 0.00086813 |  | 0 |  | 0 |  | 0.041936 |  | 0 |  | 0
| 2.8244e-08 |  | 0.00080983 |  | 0.00086813 |  | 0 |  | 0 |  | 0.04268 |  | 0 |  | 0
| 4.1283e-08 |  | 0.00057592 |  | 0.00086825 |  | 0 |  | 0 |  | 0.043414 |  | 0 |  | 0
| -5.4455e-09 |  | 0.00042948 |  | 0.00086825 |  | 0 |  | 0 |  | 0.043981 |  | 0 |  | 0
| 1.5315e-08 |  | 0.0006722 |  | 0.00086825 |  | 0 |  | 0 |  | 0.044466 |  | 0 |  | 0
| 8.7161e-08 |  | 0.0010691 |  | 0.0008685 |  | 0 |  | 0 |  | 0.04517 |  | 0 |  | 0
| 1.3349e-07 |  | 0.00098498 |  | 0.00086837 |  | 0 |  | 0 |  | 0.046029 |  | 0 |  | 0
| 1.912e-07 |  | 0.00070753 |  | 0.0008685 |  | 0 |  | 0 |  | 0.046843 |  | 0 |  | 0
| 2.3696e-07 |  | 0.00096535 |  | 0.00086862 |  | 0 |  | 0 |  | 0.047693 |  | 0 |  | 0
| 2.5914e-07 |  | 0.0010561 |  | 0.00086862 |  | 0 |  | 0 |  | 0.048357 |  | 0 |  | 0
| 5.4485e-08 |  | 0.0007702 |  | 0.00086862 |  | 0 |  | 0 |  | 0.049025 |  | 0 |  | 0
| 3.4085e-08 |  | 0.00065416 |  | 0.00086874 |  | 0 |  | 0 |  | 0.049826 |  | 0 |  | 0
| 1.9339e-07 |  | 0.00072862 |  | 0.00086874 |  | 0 |  | 0 |  | 0.050736 |  | 0 |  | 0
| 2.1987e-07 |  | 0.00097889 |  | 0.00086886 |  | 0 |  | 0 |  | 0.051513 |  | 0 |  | 0
| 1.2805e-07 |  | 0.00099929 |  | 0.00086898 |  | 0 |  | 0 |  | 0.05214 |  | 0 |  | 0
| 9.718e-08 |  | 0.00082188 |  | 0.00086898 |  | 0 |  | 0 |  | 0.052843 |  | 0 |  | 0
| 9.5006e-08 |  | 0.0013152 |  | 0.00086898 |  | 0 |  | 0 |  | 0.053643 |  | 0 |  | 0
| -1.2089e-08 |  | 0.0014765 |  | 0.0008691 |  | 0 |  | 0 |  | 0.054383 |  | 0 |  | 0
| -4.4755e-08 |  | 0.0010086 |  | 0.0008691 |  | 0 |  | 0 |  | 0.054937 |  | 0 |  | 0
| 7.8137e-08 |  | 0.00094676 |  | 0.0008691 |  | 0 |  | 0 |  | 0.055484 |  | 0 |  | 0
| 1.256e-07 |  | 0.0013906 |  | 0.00086935 |  | 0 |  | 0 |  | 0.056332 |  | 0 |  | 0
| 1.1113e-07 |  | 0.0017799 |  | 0.00086922 |  | 0 |  | 0 |  | 0.057258 |  | 0 |  | 0
| 1.3589e-07 |  | 0.0015614 |  | 0.00086935 |  | 0 |  | 0 |  | 0.057956 |  | 0 |  | 0
| 6.3123e-08 |  | 0.0014778 |  | 0.00086947 |  | 0 |  | 0 |  | 0.058702 |  | 0 |  | 0
| -5.2397e-10 |  | 0.0015935 |  | 0.00086947 |  | 0 |  | 0 |  | 0.059674 |  | 0 |  | 0
| 7.6981e-08 |  | 0.0017655 |  | 0.00086947 |  | 0 |  | 0 |  | 0.060467 |  | 0 |  | 0
| 1.4393e-07 |  | 0.0018676 |  | 0.00086959 |  | 0 |  | 0 |  | 0.060906 |  | 0 |  | 0
| 2.3873e-08 |  | 0.0018877 |  | 0.00086971 |  | 0 |  | 0 |  | 0.061369 |  | 0 |  | 0
| 2.2409e-07 |  | 0.0021253 |  | 0.00086971 |  | 0 |  | 0 |  | 0.061933 |  | 0 |  | 0
| 4.1605e-07 |  | 0.0020382 |  | 0.00086971 |  | 0 |  | 0 |  | 0.062486 |  | 0 |  | 0
| 2.1498e-07 |  | 0.002009 |  | 0.00086983 |  | 0 |  | 0 |  | 0.063028 |  | 0 |  | 0
| 1.7055e-07 |  | 0.002197 |  | 0.00086983 |  | 0 |  | 0 |  | 0.063612 |  | 0 |  | 0
| 6.3767e-08 |  | 0.0023414 |  | 0.00086995 |  | 0 |  | 0 |  | 0.064416 |  | 0 |  | 0
| 3.0358e-08 |  | 0.0021633 |  | 0.00086995 |  | 0 |  | 0 |  | 0.065029 |  | 0 |  | 0
| 2.1047e-07 |  | 0.0020665 |  | 0.00087007 |  | 0 |  | 0 |  | 0.065604 |  | 0 |  | 0
| 1.4329e-07 |  | 0.0024451 |  | 0.00087007 |  | 0 |  | 0 |  | 0.066081 |  | 0 |  | 0
| 2.0033e-07 |  | 0.0028311 |  | 0.0008702 |  | 0 |  | 0 |  | 0.066519 |  | 0 |  | 0
| 1.9588e-07 |  | 0.0028628 |  | 0.0008702 |  | 0 |  | 0 |  | 0.067082 |  | 0 |  | 0
| -2.291e-08 |  | 0.0027835 |  | 0.0008702 |  | 0 |  | 0 |  | 0.067404 |  | 0 |  | 0
| 9.7057e-08 |  | 0.0028781 |  | 0.00087032 |  | 0 |  | 0 |  | 0.067894 |  | 0 |  | 0
| 1.1903e-07 |  | 0.0027285 |  | 0.00087044 |  | 0 |  | 0 |  | 0.068693 |  | 0 |  | 0
| 7.1563e-08 |  | 0.0029568 |  | 0.00087044 |  | 0 |  | 0 |  | 0.069198 |  | 0 |  | 0
| 1.6898e-07 |  | 0.0034273 |  | 0.00087044 |  | 0 |  | 0 |  | 0.069498 |  | 0 |  | 0
| 1.1877e-07 |  | 0.0034806 |  | 0.00087056 |  | 0 |  | 0 |  | 0.069845 |  | 0 |  | 0
| 2.196e-07 |  | 0.0036609 |  | 0.00087056 |  | 0 |  | 0 |  | 0.070372 |  | 0 |  | 0
| 3.195e-07 |  | 0.0041724 |  | 0.00087068 |  | 0 |  | 0 |  | 0.070892 |  | 0 |  | 0
| 2.6519e-07 |  | 0.0043582 |  | 0.0008708 |  | 0 |  | 0 |  | 0.071334 |  | 0 |  | 0
| 2.4134e-07 |  | 0.0043017 |  | 0.00087068 |  | 0 |  | 0 |  | 0.071638 |  | 0 |  | 0
| 2.7306e-07 |  | 0.0045257 |  | 0.0008708 |  | 0 |  | 0 |  | 0.071708 |  | 0 |  | 0
| 1.634e-07 |  | 0.0048516 |  | 0.00087092 |  | 0 |  | 0 |  | 0.072043 |  | 0 |  | 0
| 1.7881e-07 |  | 0.0048944 |  | 0.00087092 |  | 0 |  | 0 |  | 0.072615 |  | 0 |  | 0
| 2.3584e-07 |  | 0.0049865 |  | 0.00087105 |  | 0 |  | 0 |  | 0.072645 |  | 0 |  | 0
| 4.8096e-07 |  | 0.0056505 |  | 0.00087105 |  | 0.00035873 |  | 0 |  | 0.072738 |  | 0 |  | 0
| 4.4206e-07 |  | 0.0063305 |  | 0.00087117 |  | 0.00035881 |  | 0 |  | 0.073335 |  | 0 |  | 0
| 5.2634e-08 |  | 0.0063459 |  | 0.00087117 |  | 0 |  | 0 |  | 0.07402 |  | 0 |  | 0
| 1.5723e-07 |  | 0.0063292 |  | 0.00087117 |  | 0 |  | 0 |  | 0.074655 |  | 0 |  | 0
| 2.1949e-07 |  | 0.0063439 |  | 0.00087129 |  | 0 |  | 0 |  | 0.075231 |  | 0 |  | 0
| 1.4327e-07 |  | 0.0064569 |  | 0.00087129 |  | 0 |  | 0 |  | 0.075592 |  | 0 |  | 0
| 2.5578e-07 |  | 0.0063806 |  | 0.00087141 |  | 0 |  | 0 |  | 0.075431 |  | 0 |  | 0
| 3.0552e-07 |  | 0.0066981 |  | 0.00087153 |  | 0 |  | 0 |  | 0.074876 |  | 0 |  | 0
| 1.7211e-07 |  | 0.0076747 |  | 0.00087141 |  | 0 |  | 0 |  | 0.074538 |  | 0 |  | 0
| 1.2682e-07 |  | 0.0081469 |  | 0.00087165 |  | 0 |  | 0 |  | 0.074469 |  | 0 |  | 0
| 3.0051e-07 |  | 0.0083218 |  | 0.00087153 |  | 0 |  | 0 |  | 0.074929 |  | 0 |  | 0
| 3.303e-07 |  | 0.0085464 |  | 0.00087165 |  | 0 |  | 0 |  | 0.07587 |  | 0 |  | 0
| 1.7215e-07 |  | 0.0089794 |  | 0.00087177 |  | 0 |  | 0 |  | 0.076428 |  | 0 |  | 0
| 1.6713e-07 |  | 0.0094594 |  | 0.00087177 |  | 0 |  | 0 |  | 0.076653 |  | 0 |  | 0
| 1.8185e-07 |  | 0.0097756 |  | 0.00087189 |  | 0 |  | 0 |  | 0.076684 |  | 0 |  | 0
| 3.7764e-07 |  | 0.010133 |  | 0.00087189 |  | 0 |  | 0 |  | 0.076444 |  | 0 |  | 0
| 4.5523e-07 |  | 0.010468 |  | 0.00087189 |  | 0 |  | 0 |  | 0.07639 |  | 0 |  | 0
| 3.0535e-07 |  | 0.010813 |  | 0.00087202 |  | 0 |  | 0 |  | 0.076391 |  | 0 |  | 0
| 4.0057e-07 |  | 0.011325 |  | 0.00087214 |  | 0 |  | 0 |  | 0.076263 |  | 0 |  | 0
| 5.6994e-07 |  | 0.011869 |  | 0.00087202 |  | 0 |  | 0 |  | 0.076135 |  | 0 |  | 0
| 6.6244e-07 |  | 0.012377 |  | 0.00087226 |  | 0 |  | 0 |  | 0.075961 |  | 0 |  | 0
| 6.5084e-07 |  | 0.012734 |  | 0.00087226 |  | 0 |  | 0 |  | 0.076307 |  | 0 |  | 0
| 4.343e-07 |  | 0.012777 |  | 0.00087226 |  | 0 |  | 0 |  | 0.076138 |  | 0 |  | 0
| 4.3839e-07 |  | 0.013132 |  | 0.00087238 |  | 0 |  | 0 |  | 0.075955 |  | 0 |  | 0
| 4.0821e-07 |  | 0.01394 |  | 0.00087238 |  | 0 |  | 0 |  | 0.076168 |  | 0 |  | 0
| 2.3954e-07 |  | 0.014478 |  | 0.00087238 |  | 0 |  | 0 |  | 0.076203 |  | 0 |  | 0
| 2.9047e-07 |  | 0.015005 |  | 0.00087262 |  | 0 |  | 0 |  | 0.076046 |  | 0 |  | 0
| 3.1595e-07 |  | 0.015493 |  | 0.0008725 |  | 0 |  | 0 |  | 0.075712 |  | 0 |  | 0
| 2.0571e-07 |  | 0.016256 |  | 0.00087262 |  | 0 |  | 0 |  | 0.075524 |  | 0 |  | 0
| 1.2351e-07 |  | 0.017368 |  | 0.00087274 |  | 0 |  | 0 |  | 0.075396 |  | 0 |  | 0
| 1.271e-07 |  | 0.017761 |  | 0.00087274 |  | 0 |  | 0 |  | 0.075014 |  | 0 |  | 0
| 2.8519e-07 |  | 0.01768 |  | 0.00087274 |  | 0 |  | 0 |  | 0.074661 |  | 0 |  | 0
| 2.954e-07 |  | 0.018141 |  | 0.00087287 |  | 0 |  | 0 |  | 0.074659 |  | 0 |  | 0
| 1.9122e-07 |  | 0.018615 |  | 0.00087287 |  | 0 |  | 0 |  | 0.074526 |  | 0 |  | 0
| 2.21e-07 |  | 0.01891 |  | 0.00087299 |  | 0 |  | 0 |  | 0.073974 |  | 0 |  | 0
| 2.7068e-07 |  | 0.019283 |  | 0.00087299 |  | 0 |  | 0 |  | 0.073832 |  | 0 |  | 0
| 3.0437e-07 |  | 0.019995 |  | 0.00087311 |  | 0 |  | 0 |  | 0.073762 |  | 0 |  | 0
| 3.3535e-07 |  | 0.020838 |  | 0.00087311 |  | 0 |  | 0 |  | 0.073306 |  | 0 |  | 0
| 4.4406e-07 |  | 0.021116 |  | 0.00087323 |  | 0 |  | 0 |  | 0.072806 |  | 0 |  | 0
| 5.7071e-07 |  | 0.021491 |  | 0.00087323 |  | -0.00035965 |  | 0 |  | 0.072557 |  | 0 |  | 0
| 5.1802e-07 |  | 0.022339 |  | 0.00087335 |  | -0.00035965 |  | 0 |  | 0.07229 |  | 0 |  | 0
| 4.687e-07 |  | 0.023044 |  | 0.00087335 |  | 0 |  | 0 |  | 0.071828 |  | 0 |  | 0
| 0.00038642 |  | 0.023212 |  | 0.00087335 |  | 0 |  | 0 |  | 0.071448 |  | 0 |  | 0
| 0.00041667 |  | 0.022999 |  | 0.00087347 |  | 0 |  | 0 |  | 0.071051 |  | 0 |  | 0
| 0.00075238 |  | 0.023076 |  | 0.00087347 |  | 0 |  | 0 |  | 0.070663 |  | 0 |  | 0
| 0.00078688 |  | 0.023765 |  | 0.00087359 |  | 0 |  | 0 |  | 0.070634 |  | 0 |  | 0
| 0.00054481 |  | 0.024832 |  | 0.00087372 |  | 0 |  | 0 |  | 0.070366 |  | 0 |  | 0
| 0.00070881 |  | 0.025875 |  | 0.00087359 |  | 0 |  | 0 |  | 0.069789 |  | 0 |  | 0
| 0.00078098 |  | 0.026371 |  | 0.00087384 |  | 0 |  | 0 |  | 0.069439 |  | 0 |  | 0
| 0.00058398 |  | 0.027203 |  | 0.00087372 |  | 0 |  | 0 |  | 0.069265 |  | 0 |  | 0
| 0.00054951 |  | 0.027446 |  | 0.00087384 |  | 0 |  | 0 |  | 0.068935 |  | 0 |  | 0
| 0.00048908 |  | 0.026952 |  | 0.00087396 |  | 0 |  | 0 |  | 0.068222 |  | 0 |  | 0
| 0.00042536 |  | 0.027309 |  | 0.00087396 |  | 0 |  | 0 |  | 0.067737 |  | 0 |  | 0
| 0.00052409 |  | 0.027769 |  | 0.00087408 |  | 0 |  | 0 |  | 0.067704 |  | 0 |  | 0
| 0.00049471 |  | 0.027897 |  | 0.00087408 |  | 0 |  | 0 |  | 0.067378 |  | 0 |  | 0
| 0.00052783 |  | 0.028007 |  | 0.00087408 |  | 0 |  | 0 |  | 0.0669 |  | 0 |  | 0
| 0.00063252 |  | 0.028591 |  | 0.0008742 |  | 0 |  | 0 |  | 0.066244 |  | 0 |  | 0
| 0.00076079 |  | 0.029627 |  | 0.0008742 |  | 0 |  | 0 |  | 0.066021 |  | 0 |  | 0
| 0.00091249 |  | 0.030422 |  | 0.00087432 |  | 0 |  | 0 |  | 0.065895 |  | 0 |  | 0
| 0.00086136 |  | 0.03071 |  | 0.00087432 |  | 0 |  | 0 |  | 0.064963 |  | 0 |  | 0
| 0.00071788 |  | 0.030795 |  | 0.00087444 |  | 0 |  | 0 |  | 0.064346 |  | 0 |  | 0
| 0.00074685 |  | 0.031384 |  | 0.00087444 |  | 0 |  | 0 |  | 0.064189 |  | 0 |  | 0
| 0.00089149 |  | 0.03161 |  | 0.00087457 |  | 0 |  | 0 |  | 0.063785 |  | 0 |  | 0
| 0.0010292 |  | 0.031509 |  | 0.00087457 |  | 0 |  | 0 |  | 0.063197 |  | 0 |  | 0
| 0.0010556 |  | 0.031921 |  | 0.00087469 |  | 0 |  | 0 |  | 0.062651 |  | 0 |  | 0
| 0.0010643 |  | 0.032852 |  | 0.00087469 |  | 0 |  | 0 |  | 0.062565 |  | 0 |  | 0
| 0.00092332 |  | 0.033667 |  | 0.00087469 |  | 0 |  | 0 |  | 0.062246 |  | 0 |  | 0
| 0.00085907 |  | 0.034038 |  | 0.00087481 |  | 0 |  | 0 |  | 0.06165 |  | 0 |  | 0
| 0.00096763 |  | 0.034494 |  | 0.00087481 |  | 0 |  | 0 |  | 0.061019 |  | 0 |  | 0
| 0.00090569 |  | 0.034851 |  | 0.00087493 |  | 0 |  | 0 |  | 0.060855 |  | 0 |  | 0
| 0.0010342 |  | 0.034983 |  | 0.00087505 |  | 0 |  | 0 |  | 0.060675 |  | 0 |  | 0
| 0.0011017 |  | 0.035254 |  | 0.00087493 |  | 0 |  | 0 |  | 0.060167 |  | 0 |  | 0
| 0.0012207 |  | 0.035782 |  | 0.00087517 |  | 0 |  | 0 |  | 0.059622 |  | 0 |  | 0
| 0.0012861 |  | 0.036109 |  | 0.00087505 |  | 0 |  | 0 |  | 0.059122 |  | 0 |  | 0
| 0.0012088 |  | 0.03648 |  | 0.00087517 |  | 0 |  | 0 |  | 0.058372 |  | 0 |  | 0
| 0.0013144 |  | 0.037184 |  | 0.00087529 |  | 0 |  | 0 |  | 0.057521 |  | 0 |  | 0
| 0.0014537 |  | 0.03811 |  | 0.00087529 |  | 0 |  | 0 |  | 0.057288 |  | 0 |  | 0
| 0.0015336 |  | 0.038373 |  | 0.00087542 |  | 0 |  | 0 |  | 0.057185 |  | 0 |  | 0
| 0.0014862 |  | 0.038094 |  | 0.00087529 |  | 0 |  | 0 |  | 0.057275 |  | 0 |  | 0
| 0.0014963 |  | 0.038875 |  | 0.00087554 |  | 0 |  | 0 |  | 0.057352 |  | 0 |  | 0
| 0.0016245 |  | 0.040164 |  | 0.00087554 |  | 0 |  | 0 |  | 0.056768 |  | 0 |  | 0
| 0.0018409 |  | 0.040473 |  | 0.00087554 |  | 0 |  | 0 |  | 0.056154 |  | 0 |  | 0
| 0.0019645 |  | 0.040262 |  | 0.00087566 |  | 0 |  | 0 |  | 0.055335 |  | 0 |  | 0
| 0.0018754 |  | 0.040434 |  | 0.00087566 |  | 0 |  | 0 |  | 0.054333 |  | 0 |  | 0
| 0.002004 |  | 0.041094 |  | 0.00087578 |  | 0 |  | 0 |  | 0.053867 |  | 0 |  | 0
| 0.0022501 |  | 0.042146 |  | 0.00087578 |  | 0 |  | 0 |  | 0.053679 |  | 0 |  | 0
| 0.0024289 |  | 0.042536 |  | 0.0008759 |  | 0 |  | 0 |  | 0.053676 |  | 0 |  | 0
| 0.0027251 |  | 0.042715 |  | 0.0008759 |  | 0 |  | 0 |  | 0.05343 |  | 0 |  | 0
| 0.0029564 |  | 0.043192 |  | 0.0008759 |  | 0 |  | 0 |  | 0.052911 |  | 0 |  | 0
| 0.0030008 |  | 0.043732 |  | 0.00087602 |  | 0 |  | 0 |  | 0.052577 |  | 0 |  | 0
| 0.0029149 |  | 0.044205 |  | 0.00087602 |  | 0 |  | 0 |  | 0.052185 |  | 0 |  | 0
| 0.003016 |  | 0.044656 |  | 0.00087614 |  | 0 |  | 0 |  | 0.051825 |  | 0 |  | 0
| 0.003196 |  | 0.04553 |  | 0.00087627 |  | 0 |  | 0 |  | 0.051272 |  | 0 |  | 0
| 0.0033032 |  | 0.045823 |  | 0.00087614 |  | 0 |  | 0 |  | 0.050728 |  | 0 |  | 0
| 0.0036091 |  | 0.046414 |  | 0.00087639 |  | 0 |  | 0 |  | 0.050589 |  | 0 |  | 0
| 0.0037761 |  | 0.047182 |  | 0.00087627 |  | 0 |  | 0 |  | 0.050121 |  | 0 |  | 0
| 0.0038533 |  | 0.047643 |  | 0.00087639 |  | 0 |  | 0 |  | 0.049555 |  | 0 |  | 0
| 0.0041849 |  | 0.047997 |  | 0.00087651 |  | 0 |  | 0 |  | 0.04924 |  | 0 |  | 0
| 0.0043174 |  | 0.048275 |  | 0.00087651 |  | 0 |  | 0 |  | 0.049006 |  | 0 |  | 0
| 0.004376 |  | 0.048806 |  | 0.00087663 |  | 0 |  | 0 |  | 0.048478 |  | 0 |  | 0
| 0.0046825 |  | 0.049583 |  | 0.00087663 |  | 0 |  | 0 |  | 0.048024 |  | 0 |  | 0
| 0.0051063 |  | 0.05061 |  | 0.00087663 |  | 0 |  | 0 |  | 0.047793 |  | 0 |  | 0
| 0.0054418 |  | 0.051356 |  | 0.00087675 |  | 0 |  | 0 |  | 0.047451 |  | 0 |  | 0
| 0.0059069 |  | 0.051981 |  | 0.00087675 |  | 0 |  | 0 |  | 0.04701 |  | 0 |  | 0
| 0.0063546 |  | 0.053016 |  | 0.00087687 |  | 0 |  | 0 |  | 0.046559 |  | 0 |  | 0
| 0.0064463 |  | 0.053811 |  | 0.00087687 |  | 0 |  | 0 |  | 0.046283 |  | 0 |  | 0
| 0.0066083 |  | 0.053436 |  | 0.00087699 |  | 0 |  | 0 |  | 0.046014 |  | 0 |  | 0
| 0.0070144 |  | 0.053082 |  | 0.00087699 |  | 0 |  | 0 |  | 0.045602 |  | 0 |  | 0
| 0.0072356 |  | 0.053588 |  | 0.00087699 |  | 0 |  | 0 |  | 0.0452 |  | 0 |  | 0
| 0.0076433 |  | 0.053784 |  | 0.00087711 |  | 0 |  | 0 |  | 0.045026 |  | 0 |  | 0
| 0.0081615 |  | 0.053719 |  | 0.00087724 |  | 0 |  | 0 |  | 0.044709 |  | 0 |  | 0
| 0.0085732 |  | 0.054445 |  | 0.00087724 |  | 0 |  | 0 |  | 0.044192 |  | 0 |  | 0
| 0.0088378 |  | 0.056174 |  | 0.00087724 |  | 0 |  | 0 |  | 0.043732 |  | 0 |  | 0
| 0.008968 |  | 0.058093 |  | 0.00087736 |  | 0 |  | 0 |  | 0.043435 |  | 0 |  | 0
| 0.0093245 |  | 0.059637 |  | 0.00087736 |  | 0 |  | 0 |  | 0.042987 |  | 0 |  | 0
| 0.0098386 |  | 0.060705 |  | 0.00087748 |  | 0 |  | 0 |  | 0.042549 |  | 0 |  | 0
| 0.010272 |  | 0.061315 |  | 0.00087748 |  | 0 |  | 0 |  | 0.042173 |  | 0 |  | 0
| 0.010568 |  | 0.060946 |  | 0.0008776 |  | 0 |  | 0 |  | 0.041847 |  | 0 |  | 0
| 0.011008 |  | 0.059693 |  | 0.0008776 |  | 0 |  | 0 |  | 0.041931 |  | 0 |  | 0
| 0.011569 |  | 0.058986 |  | 0.00087772 |  | 0 |  | 0 |  | 0.04171 |  | 0 |  | 0
| 0.011935 |  | 0.059172 |  | 0.00087772 |  | 0 |  | 0 |  | 0.041267 |  | 0 |  | 0
| 0.012265 |  | 0.060108 |  | 0.00087772 |  | 0 |  | 0 |  | 0.041144 |  | 0 |  | 0
| 0.012641 |  | 0.060786 |  | 0.00087784 |  | 0 |  | 0 |  | 0.041034 |  | 0 |  | 0
| 0.013216 |  | 0.061643 |  | 0.00087784 |  | 0 |  | 0 |  | 0.040804 |  | 0 |  | 0
| 0.013802 |  | 0.062935 |  | 0.00087796 |  | 0 |  | 0 |  | 0.040396 |  | 0 |  | 0
| 0.01412 |  | 0.064094 |  | 0.00087796 |  | 0 |  | 0 |  | 0.039932 |  | 0 |  | 0
| 0.014376 |  | 0.065048 |  | 0.00087809 |  | 0 |  | 0 |  | 0.039619 |  | 0 |  | 0
| 0.014794 |  | 0.065471 |  | 0.00087809 |  | 0 |  | 0 |  | 0.039318 |  | 0 |  | 0
| 0.015261 |  | 0.067087 |  | 0.00087821 |  | 0 |  | 0 |  | 0.039135 |  | 0 |  | 0
| 0.015765 |  | 0.069144 |  | 0.00087821 |  | 0 |  | 0 |  | 0.038602 |  | 0 |  | 0
| 0.016332 |  | 0.069789 |  | 0.00087821 |  | 0 |  | 0 |  | 0.038131 |  | 0 |  | 0
| 0.016851 |  | 0.06979 |  | 0.00087833 |  | 0 |  | 0 |  | 0.037889 |  | 0 |  | 0
| 0.017554 |  | 0.070268 |  | 0.00087833 |  | 0 |  | 0 |  | 0.037537 |  | 0 |  | 0
| 0.018258 |  | 0.070338 |  | 0.00087845 |  | 0 |  | 0 |  | 0.03729 |  | 0 |  | 0
| 0.018649 |  | 0.069358 |  | 0.00087857 |  | 0 |  | 0 |  | 0.037154 |  | 0 |  | 0
| 0.018974 |  | 0.069112 |  | 0.00087845 |  | 0 |  | 0 |  | 0.036901 |  | 0 |  | 0
| 0.019605 |  | 0.069782 |  | 0.00087869 |  | 0 |  | 0 |  | 0.036446 |  | 0 |  | 0
| 0.020229 |  | 0.070909 |  | 0.00087857 |  | 0 |  | 0 |  | 0.036075 |  | 0 |  | 0
| 0.020659 |  | 0.072599 |  | 0.00087869 |  | 0 |  | 0 |  | 0.035769 |  | 0 |  | 0
| 0.021251 |  | 0.073586 |  | 0.00087881 |  | 0 |  | 0 |  | 0.035597 |  | 0 |  | 0
| 0.021991 |  | 0.073631 |  | 0.00087881 |  | 0 |  | 0 |  | 0.035519 |  | 0 |  | 0
| 0.022584 |  | 0.074119 |  | 0.00087881 |  | 0 |  | 0 |  | 0.034903 |  | 0 |  | 0
| 0.023085 |  | 0.074269 |  | 0.00087894 |  | 0 |  | 0 |  | 0.034359 |  | 0 |  | 0
| 0.023469 |  | 0.07391 |  | 0.00087894 |  | 0 |  | 0 |  | 0.034352 |  | 0 |  | 0
| 0.023984 |  | 0.073664 |  | 0.00087906 |  | 0 |  | 0 |  | 0.034147 |  | 0 |  | 0
| 0.024845 |  | 0.073574 |  | 0.00087906 |  | 0 |  | 0 |  | 0.033769 |  | 0 |  | 0
| 0.025535 |  | 0.073241 |  | 0.00087918 |  | 0 |  | 0 |  | 0.033678 |  | 0 |  | 0
| 0.026319 |  | 0.073147 |  | 0.00087918 |  | 0 |  | 0 |  | 0.033441 |  | 0 |  | 0
| 0.027102 |  | 0.073299 |  | 0.0008793 |  | 0 |  | 0 |  | 0.033176 |  | 0 |  | 0
| 0.027826 |  | 0.07321 |  | 0.0008793 |  | 0 |  | 0 |  | 0.032806 |  | 0 |  | 0
| 0.028241 |  | 0.072934 |  | 0.0008793 |  | 0 |  | 0 |  | 0.032337 |  | 0 |  | 0
| 0.028759 |  | 0.072419 |  | 0.00087942 |  | 0 |  | 0 |  | 0.032117 |  | 0 |  | 0
| 0.029585 |  | 0.072221 |  | 0.00087954 |  | 0 |  | 0 |  | 0.031915 |  | 0 |  | 0
| 0.030281 |  | 0.071886 |  | 0.00087942 |  | 0 |  | 0 |  | 0.031691 |  | 0 |  | 0
| 0.030854 |  | 0.071632 |  | 0.00087966 |  | 0 |  | 0 |  | 0.031444 |  | 0 |  | 0
| 0.031543 |  | 0.071628 |  | 0.00087954 |  | 0 |  | 0 |  | 0.031104 |  | 0 |  | 0
| 0.03236 |  | 0.071134 |  | 0.00087966 |  | 0 |  | 0 |  | 0.030886 |  | 0 |  | 0
| 0.032845 |  | 0.070439 |  | 0.00087979 |  | 0 |  | 0 |  | 0.030676 |  | 0 |  | 0
| 0.033182 |  | 0.069808 |  | 0.00087979 |  | 0 |  | 0 |  | 0.030326 |  | 0 |  | 0
| 0.033784 |  | 0.06951 |  | 0.00087991 |  | 0 |  | 0 |  | 0.030038 |  | 0 |  | 0
| 0.034558 |  | 0.068821 |  | 0.00087979 |  | 0 |  | 0 |  | 0.029883 |  | 0 |  | 0
| 0.035371 |  | 0.067452 |  | 0.00088003 |  | 0 |  | 0 |  | 0.029632 |  | 0 |  | 0
| 0.036071 |  | 0.067 |  | 0.00088003 |  | 0 |  | 0 |  | 0.029285 |  | 0 |  | 0
| 0.036997 |  | 0.066704 |  | 0.00088003 |  | 0 |  | 0 |  | 0.028916 |  | 0 |  | 0
| 0.038095 |  | 0.065686 |  | 0.00088015 |  | 0 |  | 0 |  | 0.028841 |  | 0 |  | 0
| 0.038788 |  | 0.065215 |  | 0.00088015 |  | 0 |  | 0 |  | 0.028621 |  | 0 |  | 0
| 0.039424 |  | 0.064544 |  | 0.00088015 |  | 0 |  | 0 |  | 0.028385 |  | 0 |  | 0
| 0.040335 |  | 0.063119 |  | 0.00088027 |  | 0 |  | 0 |  | 0.028306 |  | 0 |  | 0
| 0.041367 |  | 0.062121 |  | 0.00088039 |  | 0 |  | 0 |  | 0.027757 |  | 0 |  | 0
| 0.042298 |  | 0.061468 |  | 0.00088039 |  | 0 |  | 0 |  | 0.027216 |  | 0 |  | 0
| 0.043165 |  | 0.060755 |  | 0.00088039 |  | 0 |  | 0 |  | 0.02716 |  | 0 |  | 0
| 0.044074 |  | 0.059924 |  | 0.00088051 |  | 0 |  | 0 |  | 0.027075 |  | 0 |  | 0
| 0.044984 |  | 0.058461 |  | 0.00088051 |  | 0 |  | 0 |  | 0.026945 |  | 0 |  | 0
| 0.045984 |  | 0.057428 |  | 0.00088064 |  | 0 |  | 0 |  | 0.026771 |  | 0 |  | 0
| 0.046963 |  | 0.056525 |  | 0.00088064 |  | 0 |  | 0 |  | 0.026372 |  | 0 |  | 0
| 0.047759 |  | 0.055626 |  | 0.00088076 |  | 0 |  | 0 |  | 0.026084 |  | 0 |  | 0
| 0.048484 |  | 0.054633 |  | 0.00088076 |  | 0 |  | 0 |  | 0.026007 |  | 0 |  | 0
| 0.049347 |  | 0.053138 |  | 0.00088076 |  | 0 |  | 0 |  | 0.025894 |  | 0 |  | 0
| 0.050436 |  | 0.051938 |  | 0.00088088 |  | 0 |  | 0 |  | 0.025702 |  | 0 |  | 0
| 0.051549 |  | 0.051234 |  | 0.000881 |  | 0 |  | 0 |  | 0.025481 |  | 0 |  | 0
| 0.052449 |  | 0.050229 |  | 0.000881 |  | 0 |  | 0 |  | 0.02534 |  | 0 |  | 0
| 0.053167 |  | 0.048981 |  | 0.000881 |  | 0 |  | 0 |  | 0.025207 |  | 0 |  | 0
| 0.053788 |  | 0.048156 |  | 0.00088112 |  | 0 |  | 0 |  | 0.024849 |  | 0 |  | 0
| 0.054701 |  | 0.047551 |  | 0.00088112 |  | 0 |  | 0 |  | 0.02453 |  | 0 |  | 0
| 0.055465 |  | 0.046587 |  | 0.00088112 |  | 0 |  | 0 |  | 0.024421 |  | 0 |  | 0
| 0.056296 |  | 0.04551 |  | 0.00088124 |  | 0 |  | 0 |  | 0.024214 |  | 0 |  | 0
| 0.057341 |  | 0.043787 |  | 0.00088136 |  | 0 |  | 0 |  | 0.023845 |  | 0 |  | 0
| 0.058143 |  | 0.041406 |  | 0.00088136 |  | 0 |  | 0 |  | 0.02369 |  | 0 |  | 0
| 0.058788 |  | 0.040279 |  | 0.00088136 |  | 0 |  | 0 |  | 0.023643 |  | 0 |  | 0
| 0.059232 |  | 0.03967 |  | 0.00088149 |  | 0 |  | 0 |  | 0.023602 |  | 0 |  | 0
| 0.059935 |  | 0.039211 |  | 0.00088149 |  | 0 |  | 0 |  | 0.023257 |  | 0 |  | 0
| 0.060764 |  | 0.03955 |  | 0.00088161 |  | 0 |  | 0 |  | 0.02283 |  | 0 |  | 0
| 0.061316 |  | 0.038667 |  | 0.00088161 |  | 0 |  | 0 |  | 0.022719 |  | 0 |  | 0
| 0.061985 |  | 0.037013 |  | 0.00088173 |  | 0 |  | 0 |  | 0.022578 |  | 0 |  | 0
| 0.062701 |  | 0.035965 |  | 0.00088173 |  | 0 |  | 0 |  | 0.022256 |  | 0 |  | 0
| 0.063107 |  | 0.034985 |  | 0.00088173 |  | 0 |  | 0 |  | 0.022139 |  | 0 |  | 0
| 0.063241 |  | 0.034147 |  | 0.00088185 |  | 0 |  | 0 |  | 0.02198 |  | 0 |  | 0
| 0.063707 |  | 0.033123 |  | 0.00088197 |  | 0 |  | 0 |  | 0.021607 |  | 0 |  | 0
| 0.064778 |  | 0.032097 |  | 0.00088185 |  | 0 |  | 0 |  | 0.021445 |  | 0 |  | 0
| 0.066021 |  | 0.031294 |  | 0.00088209 |  | 0 |  | 0 |  | 0.021277 |  | 0 |  | 0
| 0.066716 |  | 0.03063 |  | 0.00088197 |  | 0 |  | 0 |  | 0.021227 |  | 0 |  | 0
| 0.067033 |  | 0.029873 |  | 0.00088221 |  | 0 |  | 0 |  | 0.021211 |  | 0 |  | 0
| 0.067533 |  | 0.028795 |  | 0.00088209 |  | 0 |  | 0 |  | 0.020864 |  | 0 |  | 0
| 0.067892 |  | 0.028229 |  | 0.00088221 |  | 0 |  | 0 |  | 0.020672 |  | 0 |  | 0
| 0.068043 |  | 0.027872 |  | 0.00088234 |  | 0 |  | 0 |  | 0.020561 |  | 0 |  | 0
| 0.069223 |  | 0.027051 |  | 0.00088221 |  | 0 |  | 0 |  | 0.020255 |  | 0 |  | 0
| 0.070743 |  | 0.026638 |  | 0.00088246 |  | 0 |  | 0 |  | 0.02001 |  | 0 |  | 0
| 0.071422 |  | 0.026275 |  | 0.00088246 |  | 0 |  | 0 |  | 0.019705 |  | 0 |  | 0
| 0.071844 |  | 0.025509 |  | 0.00088246 |  | 0 |  | 0 |  | 0.019441 |  | 0 |  | 0
| 0.072081 |  | 0.024647 |  | 0.00088246 |  | 0 |  | 0 |  | 0.019266 |  | 0 |  | 0
| 0.07236 |  | 0.024003 |  | 0.0008827 |  | 0 |  | 0 |  | 0.019149 |  | 0 |  | 0
| 0.072647 |  | 0.023506 |  | 0.00088258 |  | 0 |  | 0 |  | 0.019104 |  | 0 |  | 0
| 0.072688 |  | 0.023189 |  | 0.0008827 |  | 0 |  | 0 |  | 0.019 |  | 0 |  | 0
| 0.0726 |  | 0.022967 |  | 0.00088282 |  | 0 |  | 0 |  | 0.018776 |  | 0 |  | 0
| 0.072481 |  | 0.022331 |  | 0.0008827 |  | 0 |  | 0 |  | 0.01871 |  | 0 |  | 0
| 0.072573 |  | 0.02185 |  | 0.00088294 |  | 0 |  | 0 |  | 0.018561 |  | 0 |  | 0
| 0.071819 |  | 0.021263 |  | 0.00088282 |  | 0 |  | 0 |  | 0.018021 |  | 0 |  | 0
| 0.070829 |  | 0.020882 |  | 0.00088306 |  | 0 |  | 0 |  | 0.017963 |  | 0 |  | 0
| 0.070682 |  | 0.020818 |  | 0.00088294 |  | 0 |  | 0 |  | 0.018093 |  | 0 |  | 0
| 0.070501 |  | 0.020705 |  | 0.00088306 |  | 0 |  | 0 |  | 0.017593 |  | 0 |  | 0
| 0.070218 |  | 0.020548 |  | 0.00088319 |  | 0 |  | 0 |  | 0.017456 |  | 0 |  | 0
| 0.069986 |  | 0.019903 |  | 0.00088318 |  | 0 |  | 0 |  | 0.017655 |  | 0 |  | 0
| 0.06974 |  | 0.019166 |  | 0.00088319 |  | 0 |  | 0 |  | 0.017429 |  | 0 |  | 0
| 0.069352 |  | 0.018831 |  | 0.00088331 |  | 0 |  | 0 |  | 0.017019 |  | 0 |  | 0
| 0.068976 |  | 0.01847 |  | 0.00088331 |  | 0 |  | 0 |  | 0.016662 |  | 0 |  | 0
| 0.068703 |  | 0.018055 |  | 0.00088343 |  | 0 |  | 0 |  | 0.01652 |  | 0 |  | 0
| 0.068316 |  | 0.017656 |  | 0.00088343 |  | 0 |  | 0 |  | 0.016469 |  | 0 |  | 0
| 0.067773 |  | 0.017496 |  | 0.00088355 |  | 0 |  | 0 |  | 0.016507 |  | 0 |  | 0
| 0.067271 |  | 0.017372 |  | 0.00088355 |  | 0 |  | 0 |  | 0.016523 |  | 0 |  | 0
| 0.066747 |  | 0.017098 |  | 0.00088355 |  | 0 |  | 0 |  | 0.01641 |  | 0 |  | 0
| 0.065771 |  | 0.017044 |  | 0.00088367 |  | 0 |  | 0 |  | 0.0163 |  | 0 |  | 0
| 0.064426 |  | 0.016752 |  | 0.00088367 |  | 0 |  | 0 |  | 0.016083 |  | 0 |  | 0
| 0.063159 |  | 0.016642 |  | 0.00088379 |  | 0 |  | 0 |  | 0.015738 |  | 0 |  | 0
| 0.062343 |  | 0.016335 |  | 0.00088379 |  | 0 |  | 0 |  | 0.015599 |  | 0 |  | 0
| 0.061958 |  | 0.015611 |  | 0.00088391 |  | 0 |  | 0 |  | 0.015567 |  | 0 |  | 0
| 0.06175 |  | 0.015511 |  | 0.00088391 |  | 0 |  | 0 |  | 0.015145 |  | 0 |  | 0
| 0.061491 |  | 0.015396 |  | 0.00088403 |  | 0 |  | 0 |  | 0.014858 |  | 0 |  | 0
| 0.060721 |  | 0.01529 |  | 0.00088403 |  | 0 |  | 0 |  | 0.015027 |  | 0 |  | 0
| 0.059435 |  | 0.015252 |  | 0.00088403 |  | 0 |  | 0 |  | 0.014981 |  | 0 |  | 0
| 0.058025 |  | 0.014955 |  | 0.00088416 |  | 0 |  | 0 |  | 0.014595 |  | 0 |  | 0
| 0.056855 |  | 0.014911 |  | 0.00088416 |  | 0 |  | 0 |  | 0.014321 |  | 0 |  | 0
| 0.056068 |  | 0.014486 |  | 0.00088428 |  | 0 |  | 0 |  | 0.014434 |  | 0 |  | 0
| 0.055154 |  | 0.013875 |  | 0.00088428 |  | 0 |  | 0 |  | 0.014431 |  | 0 |  | 0
| 0.054215 |  | 0.013954 |  | 0.00088428 |  | 0 |  | 0 |  | 0.014311 |  | 0 |  | 0
| 0.053537 |  | 0.014198 |  | 0.0008844 |  | 0 |  | 0 |  | 0.0143 |  | 0 |  | 0
| 0.052851 |  | 0.013989 |  | 0.00088452 |  | 0 |  | 0 |  | 0.014109 |  | 0 |  | 0
| 0.051923 |  | 0.013622 |  | 0.00088452 |  | 0 |  | 0 |  | 0.013868 |  | 0 |  | 0
| 0.050943 |  | 0.013542 |  | 0.00088452 |  | 0 |  | 0 |  | 0.013727 |  | 0 |  | 0
| 0.050086 |  | 0.013414 |  | 0.00088464 |  | 0 |  | 0 |  | 0.013594 |  | 0 |  | 0
| 0.049365 |  | 0.013483 |  | 0.00088464 |  | 0 |  | 0 |  | 0.013671 |  | 0 |  | 0
| 0.04831 |  | 0.013713 |  | 0.00088476 |  | 0 |  | 0 |  | 0.013529 |  | 0 |  | 0
| 0.04722 |  | 0.013532 |  | 0.00088476 |  | 0 |  | 0 |  | 0.013202 |  | 0 |  | 0
| 0.046343 |  | 0.013347 |  | 0.00088476 |  | 0 |  | 0 |  | 0.012961 |  | 0 |  | 0
| 0.045525 |  | 0.013163 |  | 0.00088488 |  | 0 |  | 0 |  | 0.013077 |  | 0 |  | 0
| 0.04459 |  | 0.012852 |  | 0.00088501 |  | 0 |  | 0 |  | 0.013032 |  | 0 |  | 0
| 0.043686 |  | 0.012784 |  | 0.00088488 |  | 0 |  | 0 |  | 0.012793 |  | 0 |  | 0
| 0.04299 |  | 0.012856 |  | 0.00088513 |  | 0 |  | 0 |  | 0.01265 |  | 0 |  | 0
| 0.042152 |  | 0.01253 |  | 0.00088501 |  | 0 |  | 0 |  | 0.012079 |  | 0 |  | 0
| 0.041262 |  | 0.012307 |  | 0.00088525 |  | 0 |  | 0 |  | 0.011754 |  | 0 |  | 0
| 0.0405 |  | 0.012721 |  | 0.00088513 |  | 0 |  | 0 |  | 0.011929 |  | 0 |  | 0
| 0.039752 |  | 0.012857 |  | 0.00088525 |  | 0 |  | 0 |  | 0.012141 |  | 0 |  | 0
| 0.038875 |  | 0.012612 |  | 0.00088525 |  | 0 |  | 0 |  | 0.012115 |  | 0 |  | 0
| 0.038011 |  | 0.012085 |  | 0.00088537 |  | 0 |  | 0 |  | 0.011977 |  | 0 |  | 0
| 0.037236 |  | 0.011928 |  | 0.00088549 |  | 0 |  | 0 |  | 0.011836 |  | 0 |  | 0
| 0.036488 |  | 0.012281 |  | 0.00088537 |  | 0 |  | 0 |  | 0.011588 |  | 0 |  | 0
| 0.035762 |  | 0.011954 |  | 0.00088561 |  | 0 |  | 0 |  | 0.011468 |  | 0 |  | 0
| 0.035063 |  | 0.011652 |  | 0.00088549 |  | 0 |  | 0 |  | 0.01149 |  | 0 |  | 0
| 0.034381 |  | 0.011677 |  | 0.00088561 |  | 0 |  | 0 |  | 0.011318 |  | 0 |  | 0
| 0.033663 |  | 0.011945 |  | 0.00088573 |  | 0 |  | 0 |  | 0.011085 |  | 0 |  | 0
| 0.033019 |  | 0.011937 |  | 0.00088573 |  | 0 |  | 0 |  | 0.010941 |  | 0 |  | 0
| 0.032393 |  | 0.011854 |  | 0.00088573 |  | 0 |  | 0 |  | 0.010973 |  | 0 |  | 0
| 0.031763 |  | 0.011875 |  | 0.00088586 |  | 0 |  | 0 |  | 0.010966 |  | 0 |  | 0
| 0.031086 |  | 0.011634 |  | 0.00088586 |  | 0 |  | 0 |  | 0.010864 |  | 0 |  | 0
| 0.030384 |  | 0.011496 |  | 0.00088586 |  | 0 |  | 0 |  | 0.010706 |  | 0 |  | 0
| 0.029785 |  | 0.011403 |  | 0.0008861 |  | 0 |  | 0 |  | 0.010566 |  | 0 |  | 0
| 0.02925 |  | 0.011597 |  | 0.00088598 |  | 0 |  | 0 |  | 0.010195 |  | 0 |  | 0
| 0.028651 |  | 0.011424 |  | 0.0008861 |  | 0 |  | 0 |  | 0.010229 |  | 0 |  | 0
| 0.027967 |  | 0.011345 |  | 0.0008861 |  | 0 |  | 0 |  | 0.010201 |  | 0 |  | 0
| 0.027435 |  | 0.011423 |  | 0.00088622 |  | 0 |  | 0 |  | 0.0099799 |  | 0 |  | 0
| 0.027075 |  | 0.01123 |  | 0.00088622 |  | 0 |  | 0 |  | 0.0098553 |  | 0 |  | 0
| 0.026686 |  | 0.011599 |  | 0.00088634 |  | 0 |  | 0 |  | 0.0098742 |  | 0 |  | 0
| 0.026175 |  | 0.011497 |  | 0.00088634 |  | 0 |  | 0 |  | 0.0098634 |  | 0 |  | 0
| 0.025633 |  | 0.011203 |  | 0.00088646 |  | 0 |  | 0 |  | 0.0095897 |  | 0 |  | 0
| 0.025171 |  | 0.011301 |  | 0.00088646 |  | 0 |  | 0 |  | 0.0096002 |  | 0 |  | 0
| 0.024633 |  | 0.01113 |  | 0.00088646 |  | 0 |  | 0 |  | 0.0095122 |  | 0 |  | 0
| 0.024023 |  | 0.011083 |  | 0.00088658 |  | 0 |  | 0 |  | 0.0093943 |  | 0 |  | 0
| 0.023576 |  | 0.010889 |  | 0.00088658 |  | 0 |  | 0 |  | 0.0092858 |  | 0 |  | 0
| 0.023226 |  | 0.010728 |  | 0.00088671 |  | 0 |  | 0 |  | 0.0092325 |  | 0 |  | 0
| 0.022755 |  | 0.010609 |  | 0.00088671 |  | 0 |  | 0 |  | 0.0092823 |  | 0 |  | 0
| 0.022237 |  | 0.010401 |  | 0.00088683 |  | 0 |  | 0 |  | 0.0090726 |  | 0 |  | 0
| 0.021789 |  | 0.010386 |  | 0.00088683 |  | 0 |  | 0 |  | 0.0092146 |  | 0 |  | 0
| 0.021432 |  | 0.010459 |  | 0.00088683 |  | 0 |  | 0 |  | 0.0090665 |  | 0 |  | 0
| 0.020944 |  | 0.010398 |  | 0.00088695 |  | 0 |  | 0 |  | 0.0086771 |  | 0 |  | 0
| 0.020433 |  | 0.010273 |  | 0.00088695 |  | 0 |  | 0 |  | 0.0087325 |  | 0 |  | 0
| 0.02015 |  | 0.010326 |  | 0.00088707 |  | 0 |  | 0 |  | 0.0087255 |  | 0 |  | 0
| 0.019907 |  | 0.010284 |  | 0.00088707 |  | 0 |  | 0 |  | 0.0080293 |  | 0 |  | 0
| 0.019537 |  | 0.010176 |  | 0.00088719 |  | 0 |  | 0 |  | 0.0079495 |  | 0 |  | 0
| 0.019105 |  | 0.0098261 |  | 0.00088719 |  | 0 |  | 0 |  | 0.0083934 |  | 0 |  | 0
| 0.01869 |  | 0.0096986 |  | 0.00088719 |  | 0 |  | 0 |  | 0.0083188 |  | 0 |  | 0
| 0.018277 |  | 0.01013 |  | 0.00088731 |  | 0 |  | 0 |  | 0.0082673 |  | 0 |  | 0
| 0.017774 |  | 0.010083 |  | 0.00088731 |  | 0 |  | 0 |  | 0.0082059 |  | 0 |  | 0
| 0.017289 |  | 0.0097976 |  | 0.00088743 |  | 0 |  | 0 |  | 0.0080899 |  | 0 |  | 0
| 0.017039 |  | 0.009628 |  | 0.00088743 |  | 0 |  | 0 |  | 0.0079561 |  | 0 |  | 0
| 0.016975 |  | 0.0094769 |  | 0.00088756 |  | 0 |  | 0 |  | 0.0079311 |  | 0 |  | 0
| 0.016847 |  | 0.0094547 |  | 0.00088756 |  | 0 |  | 0 |  | 0.0080928 |  | 0 |  | 0
| 0.016536 |  | 0.0092964 |  | 0.00088756 |  | 0 |  | 0 |  | 0.0079652 |  | 0 |  | 0
| 0.016112 |  | 0.0091608 |  | 0.00088768 |  | 0 |  | 0 |  | 0.0077808 |  | 0 |  | 0
| 0.015553 |  | 0.009216 |  | 0.00088768 |  | 0 |  | 0 |  | 0.0078687 |  | 0 |  | 0
| 0.014969 |  | 0.0093197 |  | 0.0008878 |  | 0 |  | 0 |  | 0.0076874 |  | 0 |  | 0
| 0.014557 |  | 0.0090411 |  | 0.00087939 |  | 0 |  | 0 |  | 0.0075871 |  | 0 |  | 0
| 0.014374 |  | 0.0089339 |  | 0.00092522 |  | 0 |  | 0 |  | 0.0075893 |  | 0 |  | 0
| 0.014259 |  | 0.0090914 |  | 0.00093327 |  | 0 |  | 0 |  | 0.0075809 |  | 0 |  | 0
| 0.01407 |  | 0.0088061 |  | 0.00086671 |  | 0 |  | 0 |  | 0.007389 |  | 0 |  | 0
| 0.013829 |  | 0.0085394 |  | 0.00077429 |  | 0 |  | 0 |  | 0.0072735 |  | 0 |  | 0
| 0.013546 |  | 0.0083572 |  | 0.00074759 |  | 0 |  | 0 |  | 0.0072421 |  | 0 |  | 0
| 0.013234 |  | 0.0081237 |  | 0.00073818 |  | 0 |  | 0 |  | 0.0070893 |  | 0 |  | 0
| 0.012932 |  | 0.0081142 |  | 0.00072721 |  | 0 |  | 0 |  | 0.0067878 |  | 0 |  | 0
| 0.012616 |  | 0.0081831 |  | 0.00072109 |  | 0 |  | 0 |  | 0.0067784 |  | 0 |  | 0
| 0.012362 |  | 0.007822 |  | 0.0006739 |  | 0 |  | 0 |  | 0.0068781 |  | 0 |  | 0
| 0.012135 |  | 0.0078529 |  | 0.00060146 |  | 0 |  | 0 |  | 0.0068107 |  | 0 |  | 0
| 0.01187 |  | 0.0082732 |  | 0.00058361 |  | 0 |  | 0 |  | 0.0068618 |  | 0 |  | 0
| 0.011624 |  | 0.0078401 |  | 0.00063383 |  | 0 |  | 0 |  | 0.0067742 |  | 0 |  | 0
| 0.0114 |  | 0.0072018 |  | 0.00069484 |  | 0 |  | 0 |  | 0.0065925 |  | 0 |  | 0
| 0.011171 |  | 0.0071242 |  | 0.00069284 |  | 0 |  | 0 |  | 0.0066407 |  | 0 |  | 0
| 0.010934 |  | 0.0072737 |  | 0.00067774 |  | 0 |  | 0 |  | 0.0066795 |  | 0 |  | 0
| 0.010711 |  | 0.0072153 |  | 0.00068588 |  | 0 |  | 0 |  | 0.0065505 |  | 0 |  | 0
| 0.010481 |  | 0.0069961 |  | 0.00068378 |  | 0 |  | 0 |  | 0.0065975 |  | 0 |  | 0
| 0.010232 |  | 0.0074788 |  | 0.00072175 |  | 0 |  | 0 |  | 0.0065541 |  | 0 |  | 0
| 0.0099965 |  | 0.0077089 |  | 0.0007721 |  | 0 |  | 0 |  | 0.006331 |  | 0 |  | 0
| 0.0098037 |  | 0.0067825 |  | 0.00082006 |  | 0 |  | 0 |  | 0.0062978 |  | 0 |  | 0
| 0.0095828 |  | 0.0064467 |  | 0.0008629 |  | 0 |  | 0 |  | 0.006283 |  | 0 |  | 0
| 0.0093401 |  | 0.0064884 |  | 0.00088523 |  | 0 |  | 0 |  | 0.0062424 |  | 0 |  | 0
| 0.0091385 |  | 0.0065466 |  | 0.00090586 |  | 0 |  | 0 |  | 0.006304 |  | 0 |  | 0
| 0.008952 |  | 0.006385 |  | 0.0008884 |  | 0 |  | 0 |  | 0.0061143 |  | 0 |  | 0
| 0.008743 |  | 0.0060162 |  | 0.00087522 |  | 0 |  | 0 |  | 0.0059659 |  | 0 |  | 0
| 0.0085171 |  | 0.0058738 |  | 0.00079905 |  | 0 |  | 0 |  | 0.0060541 |  | 0 |  | 0
| 0.0083223 |  | 0.0059173 |  | 0.00076839 |  | 0 |  | 0 |  | 0.006121 |  | 0 |  | 0
| 0.0081656 |  | 0.0056016 |  | 0.00085776 |  | 0 |  | 0 |  | 0.0060192 |  | 0 |  | 0
| 0.0079872 |  | 0.0052659 |  | 0.00094932 |  | 0 |  | 0 |  | 0.0058489 |  | 0 |  | 0
| 0.0077945 |  | 0.0054286 |  | 0.00094615 |  | 0 |  | 0 |  | 0.0059029 |  | 0 |  | 0
| 0.0076392 |  | 0.0058322 |  | 0.00090488 |  | 0 |  | 0 |  | 0.0059065 |  | 0 |  | 0
| 0.0075075 |  | 0.0056853 |  | 0.00089389 |  | 0 |  | 0 |  | 0.0056696 |  | 0 |  | 0
| 0.0073402 |  | 0.0052366 |  | 0.0008884 |  | 0 |  | 0 |  | 0.0055934 |  | 0 |  | 0
| 0.007127 |  | 0.0050684 |  | 0.00090867 |  | 0 |  | 0 |  | 0.005772 |  | 0 |  | 0
| 0.006934 |  | 0.0051625 |  | 0.00094641 |  | 0 |  | 0 |  | 0.0057579 |  | 0 |  | 0
| 0.0067757 |  | 0.0052104 |  | 0.000916 |  | 0 |  | 0 |  | 0.0055451 |  | 0 |  | 0
| 0.0066089 |  | 0.0046669 |  | 0.00080399 |  | 0 |  | 0 |  | 0.0054008 |  | 0 |  | 0
| 0.0064604 |  | 0.0046901 |  | 0.0006564 |  | 0 |  | 0 |  | 0.005402 |  | 0 |  | 0
| 0.0063659 |  | 0.0050841 |  | 0.00062297 |  | 0 |  | 0 |  | 0.0052972 |  | 0 |  | 0
| 0.0062624 |  | 0.0048889 |  | 0.00064036 |  | 0 |  | 0 |  | 0.0051622 |  | 0 |  | 0
| 0.0060901 |  | 0.0044821 |  | 0.00062635 |  | 0 |  | 0 |  | 0.005255 |  | 0 |  | 0
| 0.005863 |  | 0.0044757 |  | 0.0006235 |  | 0 |  | 0 |  | 0.0052532 |  | 0 |  | 0
| 0.0056558 |  | 0.0044714 |  | 0.00057336 |  | 0 |  | 0 |  | 0.0051117 |  | 0 |  | 0
| 0.0055089 |  | 0.0044518 |  | 0.00049014 |  | 0 |  | 0 |  | 0.0046832 |  | 0 |  | 0
| 0.0053645 |  | 0.0044633 |  | 0.00039776 |  | 0 |  | 0 |  | 0.0047212 |  | 0 |  | 0
| 0.0052193 |  | 0.0043603 |  | 0.00032559 |  | 0 |  | 0 |  | 0.004929 |  | 0 |  | 0
| 0.0051133 |  | 0.004142 |  | 0.00026655 |  | 0 |  | 0 |  | 0.0049467 |  | 0 |  | 0
| 0.0050194 |  | 0.0038524 |  | 0.00025449 |  | 0 |  | 0 |  | 0.0050251 |  | 0 |  | 0
| 0.0049023 |  | 0.0037318 |  | 0.00029703 |  | 0 |  | 0 |  | 0.0048678 |  | 0 |  | 0
| 0.0047659 |  | 0.00372 |  | 0.00029377 |  | 0 |  | 0 |  | 0.0048398 |  | 0 |  | 0
| 0.0046486 |  | 0.0037463 |  | 0.00028493 |  | 0 |  | 0 |  | 0.004831 |  | 0 |  | 0
| 0.004544 |  | 0.0037127 |  | 0.00019454 |  | 0 |  | 0 |  | 0.0049018 |  | 0 |  | 0
| 0.0044302 |  | 0.0035403 |  | 5.8094e-05 |  | 0 |  | 0 |  | 0.0048468 |  | 0 |  | 0
| 0.0043038 |  | 0.0035724 |  | 5.3553e-05 |  | 0 |  | 0 |  | 0.0046394 |  | 0 |  | 0
| 0.0041902 |  | 0.0040914 |  | 9.28e-05 |  | 0 |  | 0 |  | 0.0044893 |  | 0 |  | 0
| 0.0040972 |  | 0.0038394 |  | 0.00014307 |  | 0 |  | 0 |  | 0.0043857 |  | 0 |  | 0
| 0.0039999 |  | 0.0033763 |  | 0.00013942 |  | 0 |  | 0 |  | 0.0044351 |  | 0 |  | 0
| 0.003891 |  | 0.0034742 |  | 0.00016547 |  | 0 |  | 0 |  | 0.0044891 |  | 0 |  | 0
| 0.0037979 |  | 0.003542 |  | 0.00022491 |  | 0 |  | 0 |  | 0.0044606 |  | 0 |  | 0
| 0.0037178 |  | 0.0036605 |  | 0.00024549 |  | 0 |  | 0 |  | 0.0044172 |  | 0 |  | 0
| 0.0036208 |  | 0.0033219 |  | 0.00029062 |  | 0 |  | 0 |  | 0.0043603 |  | 0 |  | 0
| 0.0035297 |  | 0.0030967 |  | 0.00035007 |  | 0 |  | 0 |  | 0.0044807 |  | 0 |  | 0
| 0.0034597 |  | 0.0033442 |  | 0.00043086 |  | 0 |  | 0 |  | 0.0044326 |  | 0 |  | 0
| 0.0033761 |  | 0.0035206 |  | 0.00048597 |  | 0 |  | 0 |  | 0.0042142 |  | 0 |  | 0
| 0.0032862 |  | 0.0034163 |  | 0.00047973 |  | 0 |  | 0 |  | 0.0041365 |  | 0 |  | 0
| 0.0031985 |  | 0.0034469 |  | 0.00047717 |  | 0 |  | 0 |  | 0.0041387 |  | 0 |  | 0
| 0.0031002 |  | 0.0037869 |  | 0.00047209 |  | 0 |  | 0 |  | 0.0042292 |  | 0 |  | 0
| 0.0030098 |  | 0.0034739 |  | 0.00042033 |  | 0 |  | 0 |  | 0.0041459 |  | 0 |  | 0
| 0.0029453 |  | 0.0030563 |  | 0.00041813 |  | 0 |  | 0 |  | 0.0040202 |  | 0 |  | 0
| 0.0028932 |  | 0.0030735 |  | 0.00045123 |  | 0 |  | 0 |  | 0.0040047 |  | 0 |  | 0
| 0.0028325 |  | 0.0029297 |  | 0.00046524 |  | 0 |  | 0 |  | 0.0039252 |  | 0 |  | 0
| 0.0027716 |  | 0.0031103 |  | 0.00045967 |  | 0 |  | 0 |  | 0.0039801 |  | 0 |  | 0
| 0.0027081 |  | 0.0031989 |  | 0.00038121 |  | 0 |  | 0 |  | 0.0040352 |  | 0 |  | 0
| 0.0026391 |  | 0.0029956 |  | 0.00036169 |  | 0 |  | 0 |  | 0.0039376 |  | 0 |  | 0
| 0.00257 |  | 0.0033505 |  | 0.00042454 |  | 0 |  | 0 |  | 0.0038921 |  | 0 |  | 0
| 0.002502 |  | 0.0034344 |  | 0.00053405 |  | 0 |  | 0 |  | 0.0038219 |  | 0 |  | 0
| 0.0024466 |  | 0.0029238 |  | 0.00072432 |  | 0 |  | 0 |  | 0.0038001 |  | 0 |  | 0
| 0.0023988 |  | 0.002837 |  | 0.00080218 |  | 0 |  | 0 |  | 0.0037899 |  | 0 |  | 0
| 0.0023434 |  | 0.0031592 |  | 0.00075123 |  | 0 |  | 0 |  | 0.0037988 |  | 0 |  | 0
| 0.0022809 |  | 0.0033075 |  | 0.00074278 |  | -0.00036736 |  | 0 |  | 0.0037373 |  | 0 |  | 0
| 0.0022297 |  | 0.0029514 |  | 0.00075748 |  | -0.00036743 |  | 0 |  | 0.0036956 |  | 0 |  | 0
| 0.0021868 |  | 0.0028661 |  | 0.00083694 |  | 0 |  | 0 |  | 0.0036476 |  | 0 |  | 0
| 0.0021382 |  | 0.0028483 |  | 0.00086241 |  | 0 |  | 0 |  | 0.0035926 |  | 0 |  | 0
| 0.0020773 |  | 0.0026736 |  | 0.00081905 |  | 0 |  | 0 |  | 0.0035936 |  | 0 |  | 0
| 0.0020249 |  | 0.002636 |  | 0.00082346 |  | 0 |  | 0 |  | 0.0035136 |  | 0 |  | 0
| 0.0019868 |  | 0.0028926 |  | 0.0007927 |  | 0 |  | 0 |  | 0.0034363 |  | 0 |  | 0
| 0.0019419 |  | 0.0030025 |  | 0.00074419 |  | 0 |  | 0 |  | 0.0034995 |  | 0 |  | 0
| 0.0018917 |  | 0.0026758 |  | 0.00072985 |  | 0 |  | 0 |  | 0.003311 |  | 0 |  | 0
| 0.0018504 |  | 0.0026689 |  | 0.0006943 |  | 0 |  | 0 |  | 0.0031484 |  | 0 |  | 0
| 0.0018137 |  | 0.0028226 |  | 0.00070459 |  | 0 |  | 0 |  | 0.0030457 |  | 0 |  | 0
| 0.0017727 |  | 0.0030612 |  | 0.0007227 |  | 0 |  | 0 |  | 0.0030039 |  | 0 |  | 0
| 0.0017318 |  | 0.0030074 |  | 0.00074255 |  | 0 |  | 0 |  | 0.0032077 |  | 0 |  | 0
| 0.0016868 |  | 0.0029274 |  | 0.00080405 |  | 0 |  | 0 |  | 0.0032153 |  | 0 |  | 0
| 0.0016496 |  | 0.0029115 |  | 0.00079302 |  | 0 |  | 0 |  | 0.0031496 |  | 0 |  | 0
| 0.0016157 |  | 0.0030666 |  | 0.00076077 |  | 0 |  | 0 |  | 0.0031876 |  | 0 |  | 0
| 0.0015743 |  | 0.0030889 |  | 0.00076471 |  | 0 |  | 0 |  | 0.0031805 |  | 0 |  | 0
| 0.0015365 |  | 0.0027092 |  | 0.00081935 |  | 0 |  | 0 |  | 0.0030546 |  | 0 |  | 0
| 0.0015039 |  | 0.0025251 |  | 0.00084865 |  | 0 |  | 0 |  | 0.003009 |  | 0 |  | 0
| 0.0014706 |  | 0.0026435 |  | 0.00077826 |  | 0 |  | 0 |  | 0.0029943 |  | 0 |  | 0
| 0.0014311 |  | 0.0027013 |  | 0.00073182 |  | 0 |  | 0 |  | 0.0030017 |  | 0 |  | 0
| 0.001396 |  | 0.0027444 |  | 0.00063409 |  | 0 |  | 0 |  | 0.0029504 |  | 0 |  | 0
| 0.0013734 |  | 0.0029715 |  | 0.00050058 |  | 0 |  | 0 |  | 0.0029823 |  | 0 |  | 0
| 0.0013432 |  | 0.0030167 |  | 0.00050506 |  | 0 |  | 0 |  | 0.0029893 |  | 0 |  | 0
| 0.0013075 |  | 0.0029295 |  | 0.00056722 |  | 0 |  | 0 |  | 0.0028047 |  | 0 |  | 0
| 0.0012707 |  | 0.0030275 |  | 0.00058055 |  | 0 |  | 0 |  | 0.0027906 |  | 0 |  | 0
| 0.0012442 |  | 0.0029488 |  | 0.00054081 |  | 0 |  | 0 |  | 0.0028878 |  | 0 |  | 0
| 0.0012249 |  | 0.0031482 |  | 0.00049011 |  | 0 |  | 0 |  | 0.0028386 |  | 0 |  | 0
| 0.0012048 |  | 0.0032826 |  | 0.00047753 |  | 0 |  | 0 |  | 0.0028676 |  | 0 |  | 0
| 0.0011767 |  | 0.0028192 |  | 0.00049827 |  | 0 |  | 0 |  | 0.0028102 |  | 0 |  | 0
| 0.0011469 |  | 0.0030516 |  | 0.00052028 |  | 0 |  | 0 |  | 0.0026538 |  | 0 |  | 0
| 0.0011159 |  | 0.0033982 |  | 0.00056422 |  | 0 |  | 0 |  | 0.0027438 |  | 0 |  | 0
| 0.0010777 |  | 0.0030431 |  | 0.00060352 |  | 0 |  | 0 |  | 0.0028994 |  | 0 |  | 0
| 0.00105 |  | 0.0028816 |  | 0.00057857 |  | 0 |  | 0 |  | 0.0024643 |  | 0 |  | 0
| 0.0010339 |  | 0.0029647 |  | 0.00056974 |  | 0 |  | 0 |  | 0.002407 |  | 0 |  | 0
| 0.0010167 |  | 0.0030485 |  | 0.00056172 |  | 0 |  | 0 |  | 0.0026921 |  | 0 |  | 0
| 0.00099337 |  | 0.0030714 |  | 0.00054184 |  | 0 |  | 0 |  | 0.0025629 |  | 0 |  | 0
| 0.00097463 |  | 0.0029904 |  | 0.00050621 |  | 0 |  | 0 |  | 0.0026797 |  | 0 |  | 0
| 0.00095375 |  | 0.0033814 |  | 0.00049627 |  | -0.00036812 |  | 0 |  | 0.0027337 |  | 0 |  | 0
| 0.00093265 |  | 0.0033935 |  | 0.00055009 |  | -0.00036819 |  | 0 |  | 0.0027331 |  | 0 |  | 0
| 0.00091019 |  | 0.0031309 |  | 0.00059972 |  | 0 |  | 0 |  | 0.0025688 |  | 0 |  | 0
| 0.00088294 |  | 0.0031077 |  | 0.00060172 |  | 0 |  | 0 |  | 0.0023783 |  | 0 |  | 0
| 0.00086281 |  | 0.0031626 |  | 0.00056187 |  | 0 |  | 0 |  | 0.0024121 |  | 0 |  | 0
| 0.00084244 |  | 0.0032941 |  | 0.00060364 |  | 0 |  | 0 |  | 0.0024264 |  | 0 |  | 0
| 0.00081972 |  | 0.0032006 |  | 0.00068863 |  | 0 |  | 0 |  | 0.0024769 |  | 0 |  | 0
| 0.00080263 |  | 0.0030059 |  | 0.00070677 |  | 0 |  | 0 |  | 0.0025 |  | 0 |  | 0
| 0.00078816 |  | 0.0033649 |  | 0.00073991 |  | 0 |  | 0 |  | 0.0023434 |  | 0 |  | 0
| 0.00076875 |  | 0.0034018 |  | 0.00079011 |  | 0 |  | 0 |  | 0.0023028 |  | 0 |  | 0
| 0.00075328 |  | 0.0030374 |  | 0.00081074 |  | 0 |  | 0 |  | 0.0024003 |  | 0 |  | 0
| 0.00073348 |  | 0.0032272 |  | 0.00079464 |  | 0 |  | 0 |  | 0.0023162 |  | 0 |  | 0
| 0.00071627 |  | 0.0033492 |  | 0.0007659 |  | 0 |  | 0 |  | 0.0022874 |  | 0 |  | 0
| 0.00070217 |  | 0.0033324 |  | 0.00078653 |  | 0 |  | 0 |  | 0.0024392 |  | 0 |  | 0
| 0.000682 |  | 0.0032348 |  | 0.00079033 |  | 0 |  | 0 |  | 0.0024489 |  | 0 |  | 0
| 0.00066644 |  | 0.0030004 |  | 0.00074584 |  | 0 |  | 0 |  | 0.0022195 |  | 0 |  | 0
| 0.00065519 |  | 0.0032944 |  | 0.00070558 |  | 0 |  | 0 |  | 0.0021231 |  | 0 |  | 0
| 0.0006434 |  | 0.0036812 |  | 0.00068688 |  | 0 |  | 0 |  | 0.0021919 |  | 0 |  | 0
| 0.00062588 |  | 0.0034812 |  | 0.0006516 |  | 0 |  | 0 |  | 0.0020897 |  | 0 |  | 0
| 0.00060913 |  | 0.003376 |  | 0.00064128 |  | 0 |  | 0 |  | 0.0021464 |  | 0 |  | 0
| 0.00059521 |  | 0.0034115 |  | 0.00069988 |  | 0 |  | 0 |  | 0.002196 |  | 0 |  | 0
| 0.00058423 |  | 0.0032466 |  | 0.000749 |  | 0 |  | 0 |  | 0.0020626 |  | 0 |  | 0
| 0.00057251 |  | 0.0031463 |  | 0.00074715 |  | 0 |  | 0 |  | 0.0019966 |  | 0 |  | 0
| 0.00055504 |  | 0.0032033 |  | 0.00072661 |  | 0 |  | 0 |  | 0.0019137 |  | 0 |  | 0
| 0.00054265 |  | 0.0035572 |  | 0.00075905 |  | 0 |  | 0 |  | 0.0020409 |  | 0 |  | 0
| 0.00053616 |  | 0.0033811 |  | 0.00079112 |  | 0 |  | 0 |  | 0.0018748 |  | 0 |  | 0
| 0.00052901 |  | 0.003023 |  | 0.00078865 |  | 0 |  | 0 |  | 0.0017606 |  | 0 |  | 0
| 0.00051729 |  | 0.00335 |  | 0.00076284 |  | 0 |  | 0 |  | 0.0019099 |  | 0 |  | 0
| 0.00050519 |  | 0.0038523 |  | 0.00074266 |  | 0 |  | 0 |  | 0.0018508 |  | 0 |  | 0
| 0.00049449 |  | 0.0036697 |  | 0.00074488 |  | 0 |  | 0 |  | 0.0020127 |  | 0 |  | 0
| 0.00048055 |  | 0.0034599 |  | 0.00072275 |  | 0 |  | 0.00032487 |  | 0.0021776 |  | 0.00032489 |  | 0
| 0.00046579 |  | 0.0036115 |  | 0.00070183 |  | 0 |  | 0.00094413 |  | 0.0019654 |  | -0.00014519 |  | 0
| 0.00045362 |  | 0.0038595 |  | 0.00068154 |  | 0 |  | 0.0012082 |  | 0.0019018 |  | 0.00056881 |  | 0
| 0.00044625 |  | 0.0037536 |  | 0.00066209 |  | 0 |  | 0.00090405 |  | 0.0019542 |  | -6.644e-05 |  | 0
| 0.00043899 |  | 0.0032711 |  | 0.00067241 |  | 0 |  | 0.00064475 |  | 0.0017335 |  | 0.00049194 |  | 0
| 0.00043192 |  | 0.0032976 |  | 0.0006773 |  | 0 |  | 0.0004958 |  | 0.001927 |  | -0.00083482 |  | 0
| 0.0004235 |  | 0.0034414 |  | 0.00066808 |  | 0 |  | 0.00059208 |  | 0.0019613 |  | 0.00094805 |  | 0
| 0.00041533 |  | 0.0032604 |  | 0.00067066 |  | 0 |  | 0.0010034 |  | 0.0016976 |  | 2.3345e-06 |  | 0
| 0.00040885 |  | 0.0032033 |  | 0.00068182 |  | 0 |  | 0.00095042 |  | 0.0018097 |  | 0.0010268 |  | 0
| 0.00039957 |  | 0.0036523 |  | 0.0006892 |  | 0 |  | 0.0010604 |  | 0.0019845 |  | 0.00012875 |  | 0
| 0.00039114 |  | 0.0042306 |  | 0.00071475 |  | 0 |  | 0.00091401 |  | 0.0019043 |  | 0.00026672 |  | 0
| 0.00037896 |  | 0.0038327 |  | 0.00075571 |  | 0 |  | 0.00046383 |  | 0.0017357 |  | -0.00061458 |  | 0
| 0.00036863 |  | 0.0033156 |  | 0.00077564 |  | 0 |  | 0.00055461 |  | 0.0017552 |  | 0.00025972 |  | 0
| 0.00036573 |  | 0.00376 |  | 0.00079973 |  | 0 |  | 0.00065691 |  | 0.001608 |  | -0.00058353 |  | 0
| 0.00035798 |  | 0.0036842 |  | 0.00079715 |  | 0 |  | 0.00074031 |  | 0.0009323 |  | 0.00079719 |  | 0
| 0.00035212 |  | 0.0035023 |  | 0.00076478 |  | 0 |  | 0.00072085 |  | 0.00096378 |  | -8.3833e-05 |  | 0
| 0.00035028 |  | 0.0035351 |  | 0.00073082 |  | 0 |  | 0.00068874 |  | 0.0014487 |  | 0.00064145 |  | 0
| 0.00034326 |  | 0.003462 |  | 0.00069502 |  | 0 |  | 0.0007991 |  | 0.0016288 |  | -0.00012895 |  | 0
| 0.00033745 |  | 0.0038101 |  | 0.00073239 |  | 0 |  | 0.00075307 |  | 0.0016681 |  | 0.00048739 |  | 0
| 0.00033219 |  | 0.0034884 |  | 0.00072179 |  | 0 |  | 0.00069077 |  | 0.0015017 |  | -0.00034924 |  | 0
| 0.00032711 |  | 0.0033082 |  | 0.00069696 |  | 0 |  | 0.00064675 |  | 0.0016165 |  | 0.00037967 |  | 0
| 0.00031751 |  | 0.0033531 |  | 0.00069631 |  | 0 |  | 0.00078197 |  | 0.0016445 |  | -0.00011863 |  | 0
| 0.00030648 |  | 0.0034306 |  | 0.00072484 |  | 0 |  | 0.00082417 |  | 0.0014161 |  | 0.00043616 |  | 0
| 0.00030242 |  | 0.0034473 |  | 0.0007577 |  | 0 |  | 0.00090762 |  | 0.0014291 |  | 0.00046671 |  | 0
| 0.0003002 |  | 0.0033006 |  | 0.00078355 |  | 0 |  | 0.0010003 |  | 0.0015907 |  | 0.00046374 |  | 0
| 0.00029433 |  | 0.0035948 |  | 0.00079769 |  | 0 |  | 0.00071718 |  | 0.0015657 |  | -0.00037469 |  | 0
| 0.00028842 |  | 0.0039035 |  | 0.00078107 |  | 0 |  | 0.00073048 |  | 0.001584 |  | 0.00030109 |  | 0
| 0.00028698 |  | 0.0036744 |  | 0.00078154 |  | 0 |  | 0.00091636 |  | 0.0015777 |  | 0.00018123 |  | 0
| 0.00028698 |  | 0.0030505 |  | 0.0007845 |  | 0 |  | 0.00086059 |  | 0.0014941 |  | 0.00088528 |  | 0
| 0.00026852 |  | 0.0031768 |  | 0.00076049 |  | 0 |  | 0.00054294 |  | 0.0013614 |  | -0.00028408 |  | 0
| 0.00026634 |  | 0.0031385 |  | 0.00075395 |  | 0 |  | 0.0007388 |  | 0.0013528 |  | -0.00045799 |  | 0
| 0.0002619 |  | 0.0029655 |  | 0.00076724 |  | 0 |  | 0.0011211 |  | 0.0014283 |  | 0.0010608 |  | 0
| 0.00025825 |  | 0.0031089 |  | 0.00075885 |  | 0 |  | 0.00078767 |  | 0.0013425 |  | -0.00034261 |  | 0
| 0.00025526 |  | 0.0029595 |  | 0.00073003 |  | 0 |  | 0.0008235 |  | 0.0011833 |  | 0.00035503 |  | 0
| 0.00025163 |  | 0.0029615 |  | 0.00069161 |  | 0 |  | 0.00091069 |  | 0.0013842 |  | -0.00028979 |  | 0
| 0.00025126 |  | 0.002971 |  | 0.00065365 |  | 0 |  | 0.00050437 |  | 0.00155 |  | 0.00066821 |  | 0
| 0.00024753 |  | 0.0028986 |  | 0.00062778 |  | 0 |  | 0.00090343 |  | 0.0013954 |  | -5.7422e-05 |  | 0
| 0.00024283 |  | 0.0029044 |  | 0.00058721 |  | 0 |  | 0.0012147 |  | 0.0013409 |  | 0.00040505 |  | 0
| 0.00023984 |  | 0.0029795 |  | 0.00056467 |  | 0 |  | 0.0011888 |  | 0.00136 |  | 9.4643e-05 |  | 0
| 0.00023654 |  | 0.0030917 |  | 0.00057872 |  | 0 |  | 0.0010828 |  | 0.0011851 |  | 0.00068559 |  | 0
| 0.00023245 |  | 0.0028522 |  | 0.00058027 |  | 0 |  | 0.0008194 |  | 0.0012606 |  | 9.5409e-05 |  | 0
| 0.00023214 |  | 0.0031942 |  | 0.00058479 |  | 0 |  | 0.0007356 |  | 0.0012273 |  | -0.00024802 |  | 0
| 0.00023251 |  | 0.0035323 |  | 0.00060836 |  | 0 |  | 0.00075842 |  | 0.0010693 |  | 0.00017833 |  | 0
| 0.00022881 |  | 0.0030344 |  | 0.00059366 |  | 0 |  | 0.00084576 |  | 0.001196 |  | 0.00090815 |  | 0
| 0.0002262 |  | 0.0029677 |  | 0.00060483 |  | 0 |  | 0.00087582 |  | 0.001199 |  | -0.00032539 |  | 0
| 0.00022481 |  | 0.0030297 |  | 0.00062849 |  | 0 |  | 0.00070317 |  | 0.0011681 |  | 0.00025038 |  | 0
| 0.00022367 |  | 0.0028449 |  | 0.00064624 |  | 0 |  | 0.00045325 |  | 0.0011425 |  | -0.00054842 |  | 0
| 0.00022185 |  | 0.0025162 |  | 0.00063153 |  | 0 |  | 0.00057163 |  | 0.0014839 |  | 0.00041076 |  | 0
| 0.0002204 |  | 0.0025048 |  | 0.00060454 |  | 0 |  | 0.0010871 |  | 0.0017006 |  | -5.6216e-05 |  | 0
| 0.00021997 |  | 0.0028953 |  | 0.00056875 |  | 0 |  | 0.0013331 |  | 0.0013995 |  | 0.00099852 |  | 0
| 0.00021633 |  | 0.0027015 |  | 0.00056801 |  | 0 |  | 0.0011186 |  | 0.0009799 |  | 0.0005952 |  | 0
| 0.00021229 |  | 0.0026356 |  | 0.0006024 |  | 0 |  | 0.001105 |  | 0.00087179 |  | 0.0013503 |  | 0
| 0.0002119 |  | 0.0026791 |  | 0.00061284 |  | 0 |  | 0.0009483 |  | 0.0010147 |  | -0.00086442 |  | 0
| 0.00021121 |  | 0.0025067 |  | 0.00062135 |  | 0 |  | 0.00083919 |  | 0.0011077 |  | 0.00080335 |  | 0
| 0.0002097 |  | 0.002658 |  | 0.00064576 |  | 0 |  | 0.00080146 |  | 0.0010218 |  | -3.2489e-05 |  | 0
| 0.00020717 |  | 0.0028029 |  | 0.00066397 |  | 0 |  | 0.00059517 |  | 0.0011946 |  | 0.00048556 |  | 0
| 0.00020418 |  | 0.0025189 |  | 0.00068589 |  | 0 |  | 0.00085384 |  | 0.0011833 |  | 0.00049079 |  | 0
| 0.00020902 |  | 0.0024287 |  | 0.00072177 |  | 0 |  | 0.0010828 |  | 0.00096606 |  | 0.00072755 |  | 0
| 0.00020791 |  | 0.0025826 |  | 0.00073361 |  | 0 |  | 0.001071 |  | 0.0009936 |  | 0.00044802 |  | 0
| 0.0001998 |  | 0.0024365 |  | 0.00074111 |  | 0 |  | 0.0011588 |  | 0.00083672 |  | 0.00051445 |  | 0
| 0.00019829 |  | 0.0022864 |  | 0.00075813 |  | 0 |  | 0.00082177 |  | 0.00086224 |  | -0.00095204 |  | 0
| 0.00020168 |  | 0.0023114 |  | 0.00077404 |  | 0 |  | 0.00051356 |  | 0.0010033 |  | 0.00054919 |  | 0
| 0.00020498 |  | 0.0024649 |  | 0.000813 |  | 0 |  | 0.00078488 |  | 0.00095582 |  | 1.2895e-05 |  | 0
| 0.00020504 |  | 0.0025381 |  | 0.00082632 |  | 0 |  | 0.0010121 |  | 0.00067842 |  | 0.00089311 |  | 0
| 0.00020615 |  | 0.0025871 |  | 0.00082384 |  | 0 |  | 0.00094672 |  | 0.00073362 |  | 0.00018017 |  | 0
| 0.00020726 |  | 0.0025036 |  | 0.00085234 |  | 0 |  | 0.00055552 |  | 0.00093379 |  | 0.00033003 |  | 0
| 0.00020393 |  | 0.0025407 |  | 0.00085863 |  | 0 |  | 0.00029941 |  | 0.00094072 |  | -0.00072048 |  | 0
| 0.0002017 |  | 0.0026215 |  | 0.00087911 |  | 0 |  | 0.00070403 |  | 0.0011175 |  | 0.00074442 |  | 0
| 0.00020176 |  | 0.0024474 |  | 0.00088503 |  | 0 |  | 0.0011693 |  | 0.0011366 |  | -8.7002e-05 |  | 0
| 0.00020176 |  | 0.002079 |  | 0.00085035 |  | 0 |  | 0.00067755 |  | 0.00079143 |  | 0.00017037 |  | 0
| 0.00020068 |  | 0.0020016 |  | 0.00082073 |  | 0 |  | 0.00034252 |  | 0.00077025 |  | 0.00013529 |  | 0
| 0.00020173 |  | 0.0022217 |  | 0.00079122 |  | 0 |  | 0.00069274 |  | 0.00094593 |  | 8.7976e-05 |  | 0
| 0.00020401 |  | 0.0019825 |  | 0.00079149 |  | 0 |  | 0.00090255 |  | 0.00085695 |  | -0.00035718 |  | 0
| 0.00020512 |  | 0.0021792 |  | 0.00083021 |  | 0 |  | 0.000955 |  | 0.00081237 |  | 0.0010749 |  | 0
| 0.00020406 |  | 0.002395 |  | 0.00087527 |  | 0 |  | 0.00064127 |  | 0.00093761 |  | -0.0003414 |  | 0
| 0.00020216 |  | 0.0020076 |  | 0.00088403 |  | 0 |  | 0.00044368 |  | 0.00083322 |  | -0.00020081 |  | 0
| 0.00020332 |  | 0.0018196 |  | 0.00085428 |  | 0 |  | 0.00043844 |  | 0.00081422 |  | -0.00015655 |  | 0
| 0.00020552 |  | 0.0020285 |  | 0.00084736 |  | 0 |  | 0.00052071 |  | 0.00096116 |  | 0.0003023 |  | 0
| 0.00020372 |  | 0.0023412 |  | 0.00085143 |  | 0 |  | 0.00068404 |  | 0.0010066 |  | -8.0702e-05 |  | 0
| 0.00020486 |  | 0.0022422 |  | 0.00083377 |  | 0 |  | 0.0007082 |  | 0.00096657 |  | -5.3183e-05 |  | 0
| 0.00020779 |  | 0.0020593 |  | 0.0008171 |  | 0 |  | 0.00073154 |  | 0.00099605 |  | -0.00010908 |  | 0
| 0.00020811 |  | 0.0021856 |  | 0.00080536 |  | 0 |  | 0.00086982 |  | 0.00078915 |  | 0.00074034 |  | 0
| 0.00020748 |  | 0.0024496 |  | 0.00079154 |  | 0 |  | 0.00084488 |  | 0.0006317 |  | -0.00034605 |  | 0
| 0.00020748 |  | 0.0022611 |  | 0.00079806 |  | 0 |  | 0.00065616 |  | 0.00073665 |  | 5.6333e-05 |  | 0
| 0.00020708 |  | 0.0020381 |  | 0.00080769 |  | 0 |  | 0.00049388 |  | 0.00079388 |  | -6.9074e-05 |  | 0
| 0.00021007 |  | 0.0021347 |  | 0.00081473 |  | 0 |  | 0.00044386 |  | 0.00083709 |  | 0.00038366 |  | 0
| 0.00021461 |  | 0.0022546 |  | 0.0008114 |  | 0 |  | 0.00054797 |  | 0.00093713 |  | -0.00013067 |  | 0
| 0.00021486 |  | 0.002024 |  | 0.00080483 |  | 0 |  | 0.00051321 |  | 0.00092353 |  | 0.00068562 |  | 0
| 0.00021452 |  | 0.0017524 |  | 0.00082051 |  | 0 |  | 0.00044361 |  | 0.0007523 |  | -0.00019695 |  | 0
| 0.00021387 |  | 0.0021086 |  | 0.0008304 |  | 0 |  | 0.00043466 |  | 0.00090608 |  | 0.00040153 |  | 0
| 0.00021424 |  | 0.0023105 |  | 0.00082644 |  | 0 |  | 0.00055849 |  | 0.00087304 |  | 0.00055053 |  | 0
| 0.00021421 |  | 0.001937 |  | 0.00083507 |  | 0 |  | 0.00088326 |  | 0.00069762 |  | 0.00068719 |  | 0
| 0.00021609 |  | 0.0017223 |  | 0.00085212 |  | 0 |  | 0.00088956 |  | 0.00086685 |  | -8.6477e-05 |  | 0
| 0.00022128 |  | 0.0019777 |  | 0.00086584 |  | 0 |  | 0.00064456 |  | 0.00077241 |  | 2.5566e-06 |  | 0
| 0.00022616 |  | 0.0020518 |  | 0.00089302 |  | 0 |  | 0.00053751 |  | 0.00066888 |  | 8.3121e-05 |  | 0
| 0.00022943 |  | 0.0017912 |  | 0.00091118 |  | 0 |  | 0.00048784 |  | 0.00071637 |  | 0.0006589 |  | 0
| 0.0002299 |  | 0.0018157 |  | 0.00092502 |  | 0 |  | 0.00060432 |  | 0.00079418 |  | 0.0002364 |  | 0
| 0.00022832 |  | 0.0021002 |  | 0.00094022 |  | 0 |  | 0.00084383 |  | 0.0008539 |  | 0.00074104 |  | 0
| 0.00022653 |  | 0.0020673 |  | 0.00092725 |  | 0 |  | 0.00056947 |  | 0.00085817 |  | -0.00031464 |  | 0
| 0.00022619 |  | 0.002066 |  | 0.00091328 |  | -0.00037079 |  | 0.00050243 |  | 0.00075174 |  | 0.00065114 |  | 0
| 0.00022878 |  | 0.0021694 |  | 0.0009207 |  | -0.00037079 |  | 0.00065928 |  | 0.00071494 |  | -0.00056808 |  | 0
| 0.00023147 |  | 0.0020712 |  | 0.00095123 |  | 0 |  | 0.00058891 |  | 0.00075534 |  | 0.00074009 |  | 0
| 0.0002336 |  | 0.0020325 |  | 0.00095555 |  | 0 |  | 0.00052654 |  | 0.00064543 |  | 8.5605e-05 |  | 0
| 0.00023663 |  | 0.0020087 |  | 0.00093986 |  | 0 |  | 0.00058343 |  | 0.00053149 |  | 0.00076943 |  | 0
| 0.00023954 |  | 0.0020019 |  | 0.0009458 |  | 0 |  | 0.00067578 |  | 0.00056889 |  | -1.5127e-05 |  | 0
| 0.00024 |  | 0.002516 |  | 0.00095581 |  | 0 |  | 0.00046585 |  | 0.00060949 |  | 0.00050388 |  | 0
| 0.00023963 |  | 0.0027522 |  | 0.00096063 |  | 0 |  | 0.00040317 |  | 0.00060625 |  | -0.00021561 |  | 0
| 0.00024223 |  | 0.0021037 |  | 0.00095483 |  | 0 |  | 0.00061355 |  | 0.00063623 |  | 0.0007543 |  | 0
| 0.00024479 |  | 0.0020672 |  | 0.00095607 |  | 0 |  | 0.00066298 |  | 0.00068196 |  | -7.5606e-05 |  | 0
| 0.00024705 |  | 0.0022452 |  | 0.00096336 |  | 0 |  | 0.000664 |  | 0.00080506 |  | 0.00069091 |  | 0
| 0.00024864 |  | 0.0024817 |  | 0.00096547 |  | 0 |  | 0.00071353 |  | 0.0008531 |  | 0.00025213 |  | 0
| 0.00025225 |  | 0.0025128 |  | 0.00097721 |  | 0 |  | 0.00053238 |  | 0.00075728 |  | 0.00033891 |  | 0
| 0.0002568 |  | 0.0020704 |  | 0.00097141 |  | 0.00037109 |  | 0.00052615 |  | 0.00067849 |  | 0.00018041 |  | 0
| 0.00025717 |  | 0.0022004 |  | 0.000963 |  | 0.00037109 |  | 0.00050247 |  | 0.00058311 |  | 0.00050033 |  | 0
| 0.00025606 |  | 0.0023118 |  | 0.00095954 |  | 0 |  | 0.0004319 |  | 0.00063829 |  | 6.6634e-05 |  | 0
| 0.00025714 |  | 0.0022178 |  | 0.00094198 |  | 0 |  | 0.00046728 |  | 0.00070748 |  | 0.00037092 |  | 0
| 0.00025977 |  | 0.0020743 |  | 0.00092552 |  | 0 |  | 0.00058337 |  | 0.00065882 |  | -0.00032245 |  | 0
| 0.00026173 |  | 0.0019759 |  | 0.00090264 |  | 0 |  | 0.00057417 |  | 0.00062331 |  | 0.0004401 |  | 0
| 0.00026237 |  | 0.0020824 |  | 0.00090746 |  | 0 |  | 0.00058567 |  | 0.00078426 |  | 0.00013146 |  | 0
| 0.00026544 |  | 0.0021545 |  | 0.00092948 |  | 0 |  | 0.00071085 |  | 0.00080652 |  | 0.00027214 |  | 0
| 0.00026979 |  | 0.0022185 |  | 0.00092689 |  | 0 |  | 0.00049815 |  | 0.00054252 |  | -0.00018196 |  | 0
| 0.00027287 |  | 0.0021093 |  | 0.00093035 |  | 0 |  | 0.00046815 |  | 0.00038838 |  | 0.0005736 |  | 0
| 0.00027584 |  | 0.0020785 |  | 0.00093481 |  | 0 |  | 0.00059623 |  | 0.000468 |  | 0.00029773 |  | 0
| 0.00027881 |  | 0.0022547 |  | 0.00094854 |  | 0 |  | 0.0004132 |  | 0.00060374 |  | 0.00053652 |  | 0
| 0.00027929 |  | 0.0019622 |  | 0.00096389 |  | 0 |  | 0.00032043 |  | 0.00056141 |  | 0.00022437 |  | 0
| 0.00028178 |  | 0.0019637 |  | 0.00095016 |  | 0 |  | 0.00023111 |  | 0.00061149 |  | 0.00024037 |  | 0
| 0.00028412 |  | 0.0023828 |  | 0.00093914 |  | 0 |  | 0.000207 |  | 0.00046733 |  | -2.1853e-05 |  | 0
| 0.00028438 |  | 0.0022304 |  | 0.00094694 |  | 0 |  | 0.00041888 |  | 0.00018212 |  | 9.1995e-05 |  | 0
| 0.00028524 |  | 0.0020483 |  | 0.00095474 |  | 0 |  | 0.00040886 |  | 0.00016631 |  | -0.00031853 |  | 0
| 0.0002878 |  | 0.0022519 |  | 0.0009675 |  | 0 |  | 0.00032015 |  | 0.00041776 |  | 0.00010944 |  | 0
| 0.00029118 |  | 0.0024205 |  | 0.00097084 |  | 0 |  | 0.00057084 |  | 0.00039743 |  | 0.00019882 |  | 0
| 0.00029526 |  | 0.0023862 |  | 0.0009597 |  | 0 |  | 0.00055041 |  | 0.00033451 |  | 0.00029974 |  | 0
| 0.00030318 |  | 0.0023333 |  | 0.00097357 |  | 0 |  | 0.00047063 |  | 0.00036663 |  | 0.00015225 |  | 0
| 0.00030752 |  | 0.0022857 |  | 0.00099413 |  | 0 |  | 0.00060777 |  | 0.0003705 |  | 0.00017411 |  | 0
| 0.00030764 |  | 0.002647 |  | 0.0010068 |  | 0 |  | 0.00062189 |  | 0.00045429 |  | -0.00012278 |  | 0
| 0.00030715 |  | 0.0027009 |  | 0.0010172 |  | 0 |  | 0.00055836 |  | 0.00052123 |  | 0.00048564 |  | 0
| 0.00030318 |  | 0.0022072 |  | 0.0010101 |  | 0 |  | 0.00051304 |  | 0.00066505 |  | 3.2688e-05 |  | 0
| 0.00030062 |  | 0.0021081 |  | 0.0010225 |  | 0 |  | 0.00056921 |  | 0.00059034 |  | 0.00021116 |  | 0
| 0.00030579 |  | 0.0017185 |  | 0.0010504 |  | 0 |  | 0.00044623 |  | 0.00054337 |  | -0.00012551 |  | 0
| 0.00031743 |  | 0.002015 |  | 0.0010776 |  | 0 |  | 0.00043849 |  | 0.00056794 |  | 0.00041774 |  | 0
| 0.00032845 |  | 0.0024289 |  | 0.001107 |  | 0 |  | 0.00045038 |  | 0.00042066 |  | 0.00013745 |  | 0
| 0.00033031 |  | 0.0019546 |  | 0.0011242 |  | 0 |  | 0.00028766 |  | 0.00049242 |  | 0.00034584 |  | 0
| 0.00033118 |  | 0.0018355 |  | 0.0011465 |  | 0 |  | 0.00027762 |  | 0.00055363 |  | -0.00022087 |  | 0
| 0.00033044 |  | 0.0021263 |  | 0.0011532 |  | 0 |  | 0.00034415 |  | 0.00046317 |  | 0.00025252 |  | 0
| 0.00032858 |  | 0.0024544 |  | 0.0011407 |  | 0 |  | 0.00044641 |  | 0.00046735 |  | 1.6271e-05 |  | 0
| 0.00032784 |  | 0.002753 |  | 0.0011352 |  | 0 |  | 0.00032449 |  | 0.00049117 |  | 0.00025821 |  | 0
| 0.0003271 |  | 0.0027211 |  | 0.0011248 |  | 0 |  | 0.00033824 |  | 0.00056555 |  | -0.0002299 |  | 0
| 0.0003297 |  | 0.0024396 |  | 0.0011316 |  | 0 |  | 0.00054015 |  | 0.00048574 |  | 0.00047029 |  | 0
| 0.00033379 |  | 0.0022821 |  | 0.0011347 |  | 0 |  | 0.00057778 |  | 0.00045091 |  | -2.2354e-05 |  | 0
| 0.00033727 |  | 0.0024987 |  | 0.0011372 |  | 0 |  | 0.00050223 |  | 0.00057965 |  | 0.00026323 |  | 0
| 0.00034289 |  | 0.0024813 |  | 0.0011596 |  | 0 |  | 0.0003889 |  | 0.00051374 |  | 9.1887e-05 |  | 0
| 0.00035051 |  | 0.0022347 |  | 0.0011687 |  | 0 |  | 0.00053807 |  | 0.00053207 |  | 0.00062641 |  | 0
| 0.00035326 |  | 0.0024227 |  | 0.0011959 |  | 0 |  | 0.00073069 |  | 0.0005948 |  | -0.00017164 |  | 0
| 0.00035177 |  | 0.0023574 |  | 0.0012394 |  | 0 |  | 0.00059496 |  | 0.00053354 |  | 0.00055985 |  | 0
| 0.00035303 |  | 0.0023085 |  | 0.0012633 |  | 0 |  | 0.00045632 |  | 0.00052084 |  | -0.00042443 |  | 0
| 0.00035363 |  | 0.0023624 |  | 0.0012842 |  | 0 |  | 0.00057459 |  | 0.00048979 |  | 0.00090182 |  | 0
| 0.00035289 |  | 0.002309 |  | 0.0012972 |  | 0 |  | 0.00049426 |  | 0.00039848 |  | -8.1438e-05 |  | 0
| 0.00035456 |  | 0.0023741 |  | 0.0013074 |  | 0 |  | 0.00057913 |  | 0.00045973 |  | 0.00056561 |  | 0
| 0.00035935 |  | 0.0022299 |  | 0.0013145 |  | 0 |  | 0.00075431 |  | 0.00040851 |  | -0.00038175 |  | 0
| 0.00036553 |  | 0.0019736 |  | 0.0013016 |  | 0 |  | 0.00059818 |  | 0.00023477 |  | 0.00055222 |  | 0
| 0.00037051 |  | 0.0020684 |  | 0.001308 |  | 0 |  | 0.00057809 |  | 0.00041512 |  | 0.00022183 |  | 0
| 0.00037126 |  | 0.0022007 |  | 0.0013429 |  | 0 |  | 0.00071833 |  | 0.00049992 |  | 0.00071963 |  | 0
| 0.00036992 |  | 0.0025246 |  | 0.0013717 |  | 0 |  | 0.00074633 |  | 0.00044037 |  | -0.00013764 |  | 0
| 0.00037019 |  | 0.0027502 |  | 0.0013859 |  | 0 |  | 0.00061649 |  | 0.00041766 |  | 0.00094312 |  | 0
| 0.00036977 |  | 0.0026728 |  | 0.0014006 |  | 0 |  | 0.00044205 |  | 0.00050958 |  | -0.00059803 |  | 0
| 0.00037066 |  | 0.0026819 |  | 0.001417 |  | 0 |  | 0.00054513 |  | 0.00054865 |  | 0.0003932 |  | 0
| 0.00037327 |  | 0.0025472 |  | 0.0014579 |  | 0 |  | 0.00072559 |  | 0.00043441 |  | -0.000215 |  | 0
| 0.00037629 |  | 0.0025292 |  | 0.0014942 |  | 0 |  | 0.00042399 |  | 0.00041845 |  | 0.00021389 |  | 0
| 0.00037922 |  | 0.002511 |  | 0.0015176 |  | 0 |  | 0.00030751 |  | 0.00051212 |  | -0.00025396 |  | 0
| 0.00038257 |  | 0.0025287 |  | 0.0015484 |  | 0 |  | 0.00068857 |  | 0.00032053 |  | 0.00088591 |  | 0
| 0.00038629 |  | 0.0025437 |  | 0.0015848 |  | 0 |  | 0.00043634 |  | 0.00025325 |  | -2.8482e-05 |  | 0
| 0.0003889 |  | 0.0023761 |  | 0.0016314 |  | 0 |  | 0.0003727 |  | 0.00039466 |  | 0.00041296 |  | 0
| 0.00039395 |  | 0.0022854 |  | 0.0016614 |  | 0 |  | 0.00069239 |  | 0.00030895 |  | -0.00042003 |  | 0
| 0.00039783 |  | 0.0024805 |  | 0.0017086 |  | 0 |  | 0.00062054 |  | 0.00044055 |  | 0.00061727 |  | 0
| 0.00039799 |  | 0.0026665 |  | 0.0017777 |  | 0 |  | 0.00058414 |  | 0.00050679 |  | -0.00021564 |  | 0
| 0.00039693 |  | 0.0026468 |  | 0.0018276 |  | -0.00037231 |  | 0.00060722 |  | 0.00035524 |  | 2.1788e-05 |  | 0
| 0.00039762 |  | 0.0025632 |  | 0.0018771 |  | -0.00037231 |  | 0.00060015 |  | 0.00032649 |  | -0.00046391 |  | 0
| 0.00040171 |  | 0.0027282 |  | 0.0019139 |  | 0 |  | 0.0005872 |  | 0.00035263 |  | -0.00017537 |  | 0
| 0.00040879 |  | 0.0030243 |  | 0.0019262 |  | 0 |  | 0.00092343 |  | 0.00034901 |  | 4.442e-05 |  | 0
| 0.00041087 |  | 0.0026875 |  | 0.0019608 |  | 0 |  | 0.00092492 |  | 0.00037337 |  | 0.00088426 |  | 0
| 0.00041065 |  | 0.0021666 |  | 0.002008 |  | 0 |  | 0.00074443 |  | 0.00034414 |  | -0.00020997 |  | 0
| 0.00041305 |  | 0.0021583 |  | 0.0020578 |  | 0 |  | 0.00073298 |  | 0.00029944 |  | 0.00025243 |  | 0
| 0.0004131 |  | 0.0024609 |  | 0.0020869 |  | 0 |  | 0.00069899 |  | 0.00022519 |  | -0.00018776 |  | 0
| 0.00041379 |  | 0.0024983 |  | 0.0021271 |  | 0 |  | 0.00081455 |  | 0.00033773 |  | 0.00051548 |  | 0
| 0.00041454 |  | 0.00232 |  | 0.0022127 |  | 0 |  | 0.00070961 |  | 0.00051084 |  | 6.6369e-05 |  | 0
| 0.00041832 |  | 0.0022018 |  | 0.0022793 |  | 0 |  | 0.00039113 |  | 0.00067654 |  | 0.00052119 |  | 0
| 0.00042199 |  | 0.0025485 |  | 0.002324 |  | 0 |  | 0.00047904 |  | 0.00069364 |  | 9.4122e-05 |  | 0
| 0.00042445 |  | 0.002712 |  | 0.0023679 |  | 0 |  | 0.00064339 |  | 0.00044835 |  | 3.9636e-06 |  | 0
| 0.00042571 |  | 0.0025474 |  | 0.0024093 |  | 0 |  | 0.00062775 |  | 0.00043361 |  | 9.4589e-05 |  | 0
| 0.00042849 |  | 0.0028606 |  | 0.0024614 |  | 0 |  | 0.00057932 |  | 0.00059737 |  | 0.00034537 |  | 0
| 0.00042967 |  | 0.0028871 |  | 0.0025273 |  | 0 |  | 0.00057082 |  | 0.00061983 |  | -4.9641e-05 |  | 0
| 0.000427 |  | 0.0023867 |  | 0.0025739 |  | 0 |  | 0.00074185 |  | 0.00045495 |  | 0.00064406 |  | 0
| 0.00042812 |  | 0.002158 |  | 0.0026134 |  | 0 |  | 0.00048295 |  | 0.00023621 |  | -0.00043671 |  | 0
| 0.00043116 |  | 0.0024034 |  | 0.0026786 |  | 0 |  | 0.00038197 |  | 0.00025609 |  | 0.00077937 |  | 0
| 0.00043482 |  | 0.0027759 |  | 0.0027628 |  | 0 |  | 0.00068605 |  | 0.00044359 |  | 0.00031811 |  | 0
| 0.00044102 |  | 0.0025293 |  | 0.0028504 |  | 0 |  | 0.00057992 |  | 0.00047548 |  | 0.00012391 |  | 0
| 0.00044563 |  | 0.0021831 |  | 0.0029212 |  | 0 |  | 0.00036972 |  | 0.00038875 |  | -6.7232e-05 |  | 0
| 0.00045034 |  | 0.0024927 |  | 0.0029887 |  | 0 |  | 0.00041891 |  | 0.00037018 |  | -0.00014102 |  | 0
| 0.00045438 |  | 0.0026537 |  | 0.0030659 |  | 0 |  | 0.00038654 |  | 0.00042866 |  | -0.0001479 |  | 0
| 0.00044916 |  | 0.0024795 |  | 0.0031349 |  | 0 |  | 0.00048054 |  | 0.00035141 |  | 0.00049614 |  | 0
| 0.00043953 |  | 0.0024379 |  | 0.0032086 |  | 0 |  | 0.00049352 |  | 0.00021523 |  | 0.00017483 |  | 0
| 0.00043798 |  | 0.002415 |  | 0.0032952 |  | 0 |  | 0.00045972 |  | 0.00030356 |  | 0.00025485 |  | 0
| 0.00043655 |  | 0.0021893 |  | 0.0033858 |  | 0 |  | 0.00059424 |  | 0.00036278 |  | 9.3495e-05 |  | 0
| 0.00043368 |  | 0.0020896 |  | 0.0034895 |  | 0 |  | 0.00049403 |  | 0.00029279 |  | 0.00014492 |  | 0
| 0.00043598 |  | 0.0023091 |  | 0.0036002 |  | 0 |  | 0.00055331 |  | 0.00033488 |  | -2.6608e-05 |  | 0
| 0.00044432 |  | 0.002364 |  | 0.0037208 |  | 0 |  | 0.00043989 |  | 0.00055701 |  | 7.7713e-05 |  | 0
| 0.00045836 |  | 0.0023011 |  | 0.0038439 |  | 0 |  | 0.00026835 |  | 0.00048658 |  | -0.00047624 |  | 0
| 0.00046985 |  | 0.0021895 |  | 0.0039803 |  | 0 |  | 0.00034717 |  | 0.00026654 |  | 0.00050143 |  | 0
| 0.00047439 |  | 0.0020184 |  | 0.0041051 |  | 0 |  | 0.00035505 |  | 0.00038459 |  | -0.00014085 |  | 0
| 0.00047396 |  | 0.0020996 |  | 0.0042177 |  | 0 |  | 0.00042889 |  | 0.00034098 |  | -4.2931e-05 |  | 0
| 0.00046749 |  | 0.0024052 |  | 0.004354 |  | 0 |  | 0.00044387 |  | 0.0003767 |  | -8.8483e-05 |  | 0
| 0.00045419 |  | 0.0023423 |  | 0.0045017 |  | 0 |  | 0.00046886 |  | 0.00043291 |  | 0.00040664 |  | 0
| 0.00044436 |  | 0.0020257 |  | 0.0046472 |  | 0 |  | 0.00048565 |  | 0.00044223 |  | -0.0004164 |  | 0
| 0.00044281 |  | 0.0020975 |  | 0.0048045 |  | 0 |  | 0.00047862 |  | 0.00033785 |  | 0.00034342 |  | 0
| 0.00044809 |  | 0.0021089 |  | 0.0049515 |  | 0 |  | 0.00074125 |  | 0.000359 |  | 0.00049323 |  | 0
| 0.00045288 |  | 0.0021067 |  | 0.0050827 |  | 0 |  | 0.000663 |  | 0.000451 |  | 0.00034477 |  | 0
| 0.00045854 |  | 0.0022072 |  | 0.0052294 |  | 0 |  | 0.00032497 |  | 0.00034894 |  | -0.0002159 |  | 0
| 0.00046333 |  | 0.00235 |  | 0.0053864 |  | 0 |  | 0.00037758 |  | 0.00030664 |  | 0.00043318 |  | 0
| 0.00046376 |  | 0.0023559 |  | 0.0055398 |  | 0 |  | 0.00052763 |  | 0.00027873 |  | -0.00043 |  | 0
| 0.00046358 |  | 0.0021774 |  | 0.0057058 |  | 0 |  | 0.0006463 |  | 0.00021738 |  | 0.00051945 |  | 0
| 0.00046109 |  | 0.0020982 |  | 0.0058783 |  | 0 |  | 0.0006434 |  | 0.00017285 |  | 2.5761e-05 |  | 0
| 0.00046507 |  | 0.0023094 |  | 0.0060532 |  | 0 |  | 0.00049181 |  | 0.00028799 |  | 8.8729e-05 |  | 0
| 0.00047359 |  | 0.0025308 |  | 0.0062448 |  | 0.00037323 |  | 0.00044939 |  | 0.00042225 |  | 0.00017539 |  | 0
| 0.00047627 |  | 0.0021514 |  | 0.0064127 |  | 0.00037323 |  | 0.00039186 |  | 0.00042413 |  | 0.00044897 |  | 0
| 0.00047477 |  | 0.0015618 |  | 0.0065785 |  | 0 |  | 0.00031726 |  | 0.00025426 |  | -7.8994e-05 |  | 0
| 0.00047191 |  | 0.0015747 |  | 0.0067724 |  | 0 |  | 0.00046625 |  | 0.00030782 |  | 0.00039788 |  | 0
| 0.00046619 |  | 0.0024547 |  | 0.0069691 |  | 0.00037323 |  | 0.00051553 |  | 0.00038112 |  | -0.00013897 |  | 0
| 0.00045792 |  | 0.0024496 |  | 0.0071696 |  | 0.00037323 |  | 0.00047334 |  | 0.00023391 |  | 0.00038696 |  | 0
| 0.00045256 |  | 0.0018435 |  | 0.0073905 |  | 0.00037338 |  | 0.0004062 |  | 0.00029876 |  | -9.4775e-05 |  | 0
| 0.0004548 |  | 0.0019627 |  | 0.0075929 |  | 0.00037338 |  | 0.00024862 |  | 0.00034282 |  | 0.00012464 |  | 0
| 0.00046109 |  | 0.0021128 |  | 0.0077917 |  | 0 |  | 0.00025839 |  | 0.00031007 |  | -0.00031127 |  | 0
| 0.00046712 |  | 0.0018742 |  | 0.008024 |  | 0 |  | 0.00042157 |  | 0.00036117 |  | 6.3874e-05 |  | 0
| 0.00046974 |  | 0.0016926 |  | 0.0082783 |  | 0 |  | 0.00038012 |  | 0.00052509 |  | -4.6083e-05 |  | 0
| 0.00046855 |  | 0.001736 |  | 0.0085296 |  | 0 |  | 0.00050036 |  | 0.00045371 |  | 0.00034048 |  | 0
| 0.00046768 |  | 0.0018335 |  | 0.0087847 |  | 0.00037354 |  | 0.00054188 |  | 0.00014164 |  | -0.00013098 |  | 0
| 0.00046526 |  | 0.0018897 |  | 0.0090382 |  | 0.00037338 |  | 0.00041042 |  | 0.00013889 |  | 0.00022028 |  | 0
| 0.00046202 |  | 0.0016419 |  | 0.0092931 |  | 0.00037353 |  | 0.00036752 |  | 0.00020994 |  | -0.00028798 |  | 0
| 0.00046021 |  | 0.0015273 |  | 0.0095594 |  | 0.00037353 |  | 0.00033354 |  | 0.00033681 |  | 0.00024685 |  | 0
| 0.00045872 |  | 0.0015698 |  | 0.0098359 |  | 0.00037354 |  | 0.00058871 |  | 0.0003464 |  | 2.0328e-05 |  | 0
| 0.00045828 |  | 0.0017075 |  | 0.010142 |  | 0.00037353 |  | 0.00055659 |  | 0.0002945 |  | 0.00035816 |  | 0
| 0.00045947 |  | 0.0015346 |  | 0.010458 |  | 0.00037353 |  | 0.0004703 |  | 0.00028707 |  | -4.8129e-05 |  | 0
| 0.00045909 |  | 0.0014274 |  | 0.010771 |  | 0.00037354 |  | 0.00058087 |  | 0.00018967 |  | 0.00072547 |  | 0
| 0.00045778 |  | 0.0015929 |  | 0.011102 |  | 0.00037369 |  | 0.00041918 |  | 0.00030587 |  | -0.00023543 |  | 0
| 0.00045828 |  | 0.0015494 |  | 0.01144 |  | 0.00074707 |  | 0.00035796 |  | 0.00045635 |  | 0.00032357 |  | 0
| 0.00045816 |  | 0.0015551 |  | 0.011765 |  | 0.00074738 |  | 0.00039532 |  | 0.00018029 |  | -0.00016982 |  | 0
| 0.00045666 |  | 0.0016297 |  | 0.012103 |  | 0.00074737 |  | 0.00038934 |  | 3.6527e-05 |  | 0.00026988 |  | 0
| 0.00045591 |  | 0.0015522 |  | 0.012464 |  | 0.00074738 |  | 0.00040354 |  | -1.8648e-05 |  | -7.0713e-05 |  | 0
| 0.00045623 |  | 0.0013717 |  | 0.012838 |  | 0.00074737 |  | 0.00031428 |  | -1.3371e-05 |  | 0.00013389 |  | 0
| 0.00045704 |  | 0.0012428 |  | 0.013231 |  | 0.00074738 |  | 0.00019246 |  | 0.00030333 |  | -0.00013973 |  | 0
| 0.00045517 |  | 0.0017141 |  | 0.013634 |  | 0.00074738 |  | 0.00027583 |  | 0.00022928 |  | 0.00042459 |  | 0
| 0.00045236 |  | 0.0016032 |  | 0.014034 |  | 0.00074768 |  | 0.00045822 |  | 0.00012135 |  | 7.5522e-06 |  | 0
| 0.00045212 |  | 0.0013571 |  | 0.014438 |  | 0.00074738 |  | 0.00040258 |  | 0.00030375 |  | 1.4958e-05 |  | 0
| 0.00045236 |  | 0.0015562 |  | 0.01485 |  | 0.00074768 |  | 0.00021568 |  | 0.00040404 |  | -0.00012939 |  | 0
| 0.00045012 |  | 0.001481 |  | 0.015279 |  | 0.00074768 |  | 0.00023848 |  | 0.00033929 |  | 0.00022728 |  | 0
| 0.0004475 |  | 0.001585 |  | 0.015719 |  | 0.00074768 |  | 0.00031138 |  | 0.00019881 |  | -0.00013261 |  | 0
| 0.00044899 |  | 0.0015753 |  | 0.016184 |  | 0.00074768 |  | 0.00029983 |  | 0.00012954 |  | 0.00016473 |  | 0
| 0.00044706 |  | 0.0013869 |  | 0.016649 |  | 0.00074768 |  | 0.00033988 |  | 0.00021436 |  | -0.00019834 |  | 0
| 0.00044264 |  | 0.001392 |  | 0.017113 |  | 0.00074768 |  | 0.00042582 |  | 0.00030898 |  | 0.00049027 |  | 0
| 0.00044207 |  | 0.0013848 |  | 0.01761 |  | 0.00074799 |  | 0.00041359 |  | 0.00020047 |  | 0.00017861 |  | 0
| 0.00044189 |  | 0.0013487 |  | 0.018086 |  | 0.00074768 |  | 0.00028379 |  | 0.00024583 |  | 0.00025962 |  | 0
| 0.00043945 |  | 0.0016407 |  | 0.018584 |  | 0.00074799 |  | 0.00032459 |  | 0.00018436 |  | 0.00012449 |  | 0
| 0.00043721 |  | 0.0017365 |  | 0.019096 |  | 0.00074799 |  | 0.00029766 |  | -4.6789e-05 |  | 7.0618e-05 |  | 0
| 0.00043496 |  | 0.0014876 |  | 0.019624 |  | 0.001122 |  | 0.00030219 |  | 6.3913e-05 |  | -2.3866e-06 |  | 0
| 0.00043303 |  | 0.0016077 |  | 0.020172 |  | 0.001122 |  | 0.00025669 |  | 0.00011032 |  | 0.00011708 |  | 0
| 0.00043309 |  | 0.0017673 |  | 0.020739 |  | 0.001122 |  | 0.00019613 |  | 6.4629e-05 |  | 0.00016297 |  | 0
| 0.0004286 |  | 0.0014984 |  | 0.021324 |  | 0.001122 |  | 0.00033735 |  | 0.00024716 |  | 0.00026992 |  | 0
| 0.00042578 |  | 0.0011862 |  | 0.021929 |  | 0.0011224 |  | 0.00040291 |  | 0.0003363 |  | -0.00019026 |  | 0
| 0.00042449 |  | 0.0013449 |  | 0.022503 |  | 0.001122 |  | 0.00045634 |  | 0.00016395 |  | 0.00049857 |  | 0
| 0.00042354 |  | 0.0015023 |  | 0.023048 |  | 0.0011224 |  | 0.00045902 |  | 0.0001772 |  | -0.00010485 |  | 0
| 0.00042017 |  | 0.0012859 |  | 0.023597 |  | 0.0011224 |  | 0.00044219 |  | 9.4432e-05 |  | 9.5006e-05 |  | 0
| 0.00041418 |  | 0.001205 |  | 0.024169 |  | 0.0011224 |  | 0.00028473 |  | 5.932e-05 |  | -0.00022275 |  | 0
| 0.00041231 |  | 0.0011488 |  | 0.024744 |  | 0.0014966 |  | 0.00037901 |  | 6.1012e-05 |  | 9.1216e-05 |  | 0
| 0.00041151 |  | 0.0011792 |  | 0.025357 |  | 0.0014966 |  | 0.00046176 |  | 0.00010399 |  | 2.4427e-05 |  | 0
| 0.00040782 |  | 0.0014128 |  | 0.026062 |  | 0.0011224 |  | 0.00022527 |  | 3.6331e-05 |  | 0.00035711 |  | 0
| 0.00040462 |  | 0.0014282 |  | 0.026772 |  | 0.0011229 |  | 0.00017064 |  | 2.8242e-05 |  | -0.00019371 |  | 0
| 0.0004067 |  | 0.0013411 |  | 0.027471 |  | 0.0014966 |  | 0.00030165 |  | 0.00030196 |  | 0.00022449 |  | 0
| 0.00040986 |  | 0.0014745 |  | 0.028177 |  | 0.0014972 |  | 0.00046332 |  | 0.00032016 |  | 7.1412e-05 |  | 0
| 0.00040799 |  | 0.001531 |  | 0.028886 |  | 0.0014972 |  | 0.00053892 |  | 0.00033256 |  | 0.00024107 |  | 0
| 0.0004035 |  | 0.0015394 |  | 0.029606 |  | 0.0014972 |  | 0.00051017 |  | 0.00029426 |  | -0.00011565 |  | 0
| 0.00039339 |  | 0.0011788 |  | 0.030347 |  | 0.0011229 |  | 0.00050793 |  | 0.00020275 |  | 0.00040535 |  | 0
| 0.00038066 |  | 0.00087101 |  | 0.031092 |  | 0.0011229 |  | 0.00056602 |  | 0.00027112 |  | -0.00021701 |  | 0
| 0.00037393 |  | 0.0012219 |  | 0.031839 |  | 0.0014972 |  | 0.00032528 |  | 0.00014813 |  | 5.7271e-05 |  | 0
| 0.00037183 |  | 0.0013135 |  | 0.032603 |  | 0.0014978 |  | 0.00019733 |  | 0.00025248 |  | -0.00017581 |  | 0
| 0.0003758 |  | 0.0012093 |  | 0.033352 |  | 0.0014972 |  | 0.0004335 |  | 0.000342 |  | 0.00015004 |  | 0
| 0.00038606 |  | 0.001468 |  | 0.034155 |  | 0.0018723 |  | 0.00050176 |  | 4.4849e-05 |  | 0.00035166 |  | 0
| 0.00038943 |  | 0.0018191 |  | 0.034955 |  | 0.0022467 |  | 0.00038788 |  | -9.5745e-05 |  | 0.00060049 |  | 0
| 0.00037782 |  | 0.0017842 |  | 0.035772 |  | 0.0022467 |  | 0.00034974 |  | -1.9971e-05 |  | 7.5059e-05 |  | 0
| 0.0003722 |  | 0.0012497 |  | 0.036608 |  | 0.0022467 |  | 0.00036996 |  | 0.00012837 |  | 0.00015986 |  | 0
| 0.00036471 |  | 0.0010281 |  | 0.037425 |  | 0.0022467 |  | 0.0002277 |  | 0.00015654 |  | 0.00053432 |  | 0
| 0.0003591 |  | 0.0011438 |  | 0.038218 |  | 0.0022467 |  | 0.00020935 |  | 9.1166e-05 |  | -0.0002283 |  | 0
| 0.00035587 |  | 0.0010298 |  | 0.039036 |  | 0.0022476 |  | 0.00024717 |  | 0.00016764 |  | 0.00016541 |  | 0
| 0.00035236 |  | 0.0010794 |  | 0.039867 |  | 0.0022467 |  | 0.00042474 |  | 0.00023637 |  | 2.4475e-05 |  | 0
| 0.00035063 |  | 0.0011311 |  | 0.040714 |  | 0.0022476 |  | 0.00040601 |  | 1.7404e-05 |  | 0.00019701 |  | 0
| 0.00035063 |  | 0.0013931 |  | 0.041589 |  | 0.0026222 |  | 0.00034571 |  | 0.00013415 |  | 0.00019081 |  | 0
| 0.0003495 |  | 0.0014571 |  | 0.042504 |  | 0.0026222 |  | 0.00038059 |  | 0.00033152 |  | 0.00031513 |  | 0
| 0.00034576 |  | 0.0012498 |  | 0.04342 |  | 0.0022476 |  | 0.00040232 |  | 0.00020009 |  | 7.5949e-05 |  | 0
| 0.00034201 |  | 0.0012439 |  | 0.044337 |  | 0.0022476 |  | 0.00051027 |  | -4.3099e-06 |  | 0.00077368 |  | 0
| 0.00033906 |  | 0.0014358 |  | 0.045214 |  | 0.0026222 |  | 0.00056685 |  | -1.3548e-05 |  | 2.1149e-05 |  | 0
| 0.00033615 |  | 0.0013309 |  | 0.045987 |  | 0.0026233 |  | 0.00056685 |  | 0.00019387 |  | 0.00059674 |  | 0
| 0.00033489 |  | 0.0011663 |  | 0.046786 |  | 0.0026222 |  | 0.00061638 |  | 0.0002276 |  | 0.00013609 |  | 0
| 0.00033128 |  | 0.0013724 |  | 0.0476 |  | 0.002998 |  | 0.00041779 |  | 6.9048e-05 |  | 0.00042139 |  | 0
| 0.00032603 |  | 0.0015451 |  | 0.048414 |  | 0.002998 |  | 0.00026008 |  | -2.7012e-05 |  | -0.00021775 |  | 0
| 0.00032229 |  | 0.0012696 |  | 0.049237 |  | 0.002998 |  | 0.00022339 |  | 0.00011376 |  | 0.00017451 |  | 0
| 0.00032079 |  | 0.00085671 |  | 0.050059 |  | 0.0033728 |  | 0.00038753 |  | 0.00024229 |  | -0.00024328 |  | 0
| 0.00032004 |  | 0.0011936 |  | 0.050884 |  | 0.0033728 |  | 0.00067239 |  | 0.00020476 |  | 0.00041686 |  | 0
| 0.00031666 |  | 0.0012978 |  | 0.051696 |  | 0.0033728 |  | 0.0005637 |  | 0.00040709 |  | -0.00021894 |  | 0
| 0.00031271 |  | 0.0010412 |  | 0.052506 |  | 0.0037491 |  | 0.00041865 |  | 0.00046265 |  | 0.00014875 |  | 0
| 0.00030917 |  | 0.001298 |  | 0.053313 |  | 0.0037476 |  | 0.0004322 |  | 0.00025565 |  | 1.8181e-05 |  | 0
| 0.00030704 |  | 0.001576 |  | 0.054124 |  | 0.0037491 |  | 0.00065299 |  | 0.00027397 |  | 0.00085832 |  | 0
| 0.00030217 |  | 0.0017846 |  | 0.054926 |  | 0.0037491 |  | 0.00056422 |  | 0.0003888 |  | -9.3619e-05 |  | 0
| 0.00029868 |  | 0.0014916 |  | 0.055698 |  | 0.0037476 |  | 0.00045475 |  | 0.00011336 |  | 0.00020321 |  | 0
| 0.00029741 |  | 0.0010444 |  | 0.056479 |  | 0.0041257 |  | 0.00048175 |  | 1.5003e-05 |  | 9.3849e-05 |  | 0
| 0.00029509 |  | 0.0012842 |  | 0.057226 |  | 0.0044989 |  | 0.00035808 |  | 0.00012969 |  | 0.00029034 |  | 0
| 0.00029467 |  | 0.0014721 |  | 0.058004 |  | 0.0048738 |  | 0.00045706 |  | -2.5843e-05 |  | 0.0001863 |  | 0
| 0.0002913 |  | 0.0017302 |  | 0.058792 |  | 0.0048738 |  | 0.00045031 |  | 7.1391e-05 |  | 0.00042241 |  | 0
| 0.00028579 |  | 0.0017454 |  | 0.059527 |  | 0.0048758 |  | 0.00029887 |  | 0.00020673 |  | -0.00016443 |  | 0
| 0.00028316 |  | 0.0014905 |  | 0.060247 |  | 0.0052509 |  | 0.00041063 |  | 0.00026184 |  | 0.00059324 |  | 0
| 0.0002808 |  | 0.0013888 |  | 0.060971 |  | 0.0052487 |  | 0.0005427 |  | 0.00034307 |  | -5.9396e-05 |  | 0
| 0.00027682 |  | 0.0012097 |  | 0.061673 |  | 0.0052509 |  | 0.00049582 |  | 0.00031419 |  | 2.8989e-05 |  | 0
| 0.00027379 |  | 0.0013234 |  | 0.062342 |  | 0.0056259 |  | 0.0003938 |  | 0.00010807 |  | -8.9532e-05 |  | 0
| 0.00027304 |  | 0.001283 |  | 0.063012 |  | 0.006001 |  | 0.00044974 |  | -6.2928e-06 |  | 0.00025997 |  | 0
| 0.00027052 |  | 0.0015003 |  | 0.063662 |  | 0.0060034 |  | 0.00058516 |  | 0.00015254 |  | 1.7571e-05 |  | 0
| 0.00026632 |  | 0.0016376 |  | 0.064299 |  | 0.006001 |  | 0.00048951 |  | 0.00023609 |  | 0.00044514 |  | 0
| 0.00026489 |  | 0.0012835 |  | 0.064956 |  | 0.0063786 |  | 0.00045431 |  | 0.00016168 |  | 2.766e-05 |  | 0
| 0.00026329 |  | 0.0013181 |  | 0.065588 |  | 0.0067511 |  | 0.00041492 |  | 0.00035027 |  | 0.00043769 |  | 0
| 0.00026189 |  | 0.0013921 |  | 0.066209 |  | 0.0067538 |  | 0.00049189 |  | 0.00036536 |  | -0.00013373 |  | 0
| 0.00025967 |  | 0.0013311 |  | 0.066802 |  | 0.0071291 |  | 0.00061608 |  | 0.00014325 |  | 0.00054202 |  | 0
| 0.00025439 |  | 0.001055 |  | 0.067361 |  | 0.0075043 |  | 0.00044424 |  | 0.000108 |  | -0.00010071 |  | 0
| 0.00025138 |  | 0.0011869 |  | 0.067904 |  | 0.0075043 |  | 0.00030508 |  | 5.76e-05 |  | 4.3177e-05 |  | 0
| 0.00024951 |  | 0.0014399 |  | 0.068409 |  | 0.0078795 |  | 0.00036624 |  | 9.6865e-05 |  | 0.00016444 |  | 0
| 0.00024701 |  | 0.0014208 |  | 0.068906 |  | 0.0082581 |  | 0.0003441 |  | -5.0665e-05 |  | 0.00017054 |  | 0
| 0.00024313 |  | 0.0013059 |  | 0.069405 |  | 0.0086299 |  | 0.00028673 |  | 0.00010753 |  | 0.00013413 |  | 0
| 0.0002406 |  | 0.0013059 |  | 0.069888 |  | 0.0090088 |  | 0.00036029 |  | 0.00015323 |  | 0.00050488 |  | 0
| 0.00023951 |  | 0.0014388 |  | 0.070344 |  | 0.0093842 |  | 0.00042752 |  | 5.9632e-05 |  | -5.0307e-05 |  | 0
| 0.00023534 |  | 0.0014787 |  | 0.070776 |  | 0.0097595 |  | 0.00051911 |  | 0.00015421 |  | 0.00038545 |  | 0
| 0.00023234 |  | 0.0014901 |  | 0.071173 |  | 0.0097595 |  | 0.00043728 |  | 0.00014656 |  | -0.00035413 |  | 0
| 0.00023162 |  | 0.0016916 |  | 0.071511 |  | 0.010135 |  | 0.00019712 |  | 0.00010675 |  | 2.5437e-05 |  | 0
| 0.00023046 |  | 0.0019572 |  | 0.071825 |  | 0.010886 |  | 0.00040885 |  | 4.2743e-05 |  | -2.0516e-05 |  | 0
| 0.00022746 |  | 0.0015489 |  | 0.072099 |  | 0.011261 |  | 0.00047864 |  | 1.6136e-05 |  | 0.000176 |  | 0
| 0.0002242 |  | 0.0011343 |  | 0.072383 |  | 0.011641 |  | 0.00038709 |  | 0.00011086 |  | -1.8986e-05 |  | 0
| 0.00022183 |  | 0.0013538 |  | 0.07272 |  | 0.012012 |  | 0.00054778 |  | 7.8359e-05 |  | 0.00043786 |  | 0
| 0.00022004 |  | 0.0015042 |  | 0.073091 |  | 0.012392 |  | 0.00048928 |  | 0.00016131 |  | -1.5405e-05 |  | 0
| 0.00021932 |  | 0.0011347 |  | 0.073427 |  | 0.013143 |  | 0.00041155 |  | 0.00033261 |  | 0.00031195 |  | 0
| 0.00021741 |  | 0.001019 |  | 0.073709 |  | 0.013519 |  | 0.00035522 |  | 0.00046573 |  | -1.9214e-05 |  | 0
| 0.00021594 |  | 0.0011677 |  | 0.073927 |  | 0.013894 |  | 0.00036466 |  | 0.0002728 |  | 0.00032506 |  | 0
| 0.00021441 |  | 0.0011379 |  | 0.074087 |  | 0.014645 |  | 0.00047582 |  | 0.00012284 |  | -2.0795e-05 |  | 0
| 0.00021074 |  | 0.0015671 |  | 0.074238 |  | 0.015027 |  | 0.00058436 |  | 0.00016573 |  | 0.00019625 |  | 0
| 0.00020543 |  | 0.0016213 |  | 0.074383 |  | 0.015396 |  | 0.00060171 |  | 8.4144e-05 |  | -0.00010815 |  | 0
| 0.00020323 |  | 0.0014116 |  | 0.074491 |  | 0.015778 |  | 0.00046049 |  | 0.00012172 |  | 9.1437e-05 |  | 0
| 0.00020205 |  | 0.0016854 |  | 0.074613 |  | 0.016147 |  | 0.00046731 |  | 0.00011636 |  | 0.00025831 |  | 0
| 0.00020022 |  | 0.0017212 |  | 0.074739 |  | 0.016905 |  | 0.00043951 |  | 8.0529e-05 |  | 0.00010249 |  | 0
| 0.00020022 |  | 0.0017601 |  | 0.074852 |  | 0.017657 |  | 0.00017618 |  | 0.00019262 |  | -0.00026813 |  | 0
| 0.00020288 |  | 0.0015646 |  | 0.074957 |  | 0.018408 |  | 0.0002814 |  | 0.00012299 |  | 0.00030239 |  | 0
| 0.00020331 |  | 0.001628 |  | 0.075031 |  | 0.019543 |  | 0.00039298 |  | 0.00018162 |  | -0.00023732 |  | 0
| 0.00020025 |  | 0.0017461 |  | 0.075088 |  | 0.020286 |  | 0.00043468 |  | 0.0001909 |  | 0.00050996 |  | 0
| 0.00019421 |  | 0.0015147 |  | 0.075128 |  | 0.020662 |  | 0.00038439 |  | -4.7767e-06 |  | -8.1315e-05 |  | 0
| 0.00018943 |  | 0.0019534 |  | 0.075116 |  | 0.021046 |  | 0.00033291 |  | -5.8092e-05 |  | -3.4416e-05 |  | 0
| 0.00018752 |  | 0.001934 |  | 0.075078 |  | 0.021798 |  | 0.00038632 |  | 2.896e-05 |  | -0.00011726 |  | 0
| 0.00018372 |  | 0.001446 |  | 0.075038 |  | 0.02254 |  | 0.0002826 |  | 0.00015008 |  | 0.00035758 |  | 0
| 0.00018189 |  | 0.0012119 |  | 0.07497 |  | 0.022925 |  | 0.00036265 |  | 0.00027002 |  | 3.6157e-05 |  | 0
| 0.00018191 |  | 0.0012338 |  | 0.074893 |  | 0.023677 |  | 0.00046906 |  | 0.00033056 |  | 0.00037128 |  | 0
| 0.00018271 |  | 0.001661 |  | 0.074837 |  | 0.02519 |  | 0.00042621 |  | 0.00021567 |  | -0.00021226 |  | 0
| 0.00018154 |  | 0.0018784 |  | 0.074773 |  | 0.026308 |  | 0.00035292 |  | 0.00024841 |  | 0.00026466 |  | 0
| 0.00017888 |  | 0.0018409 |  | 0.0747 |  | 0.027059 |  | 0.00044093 |  | 0.0001802 |  | -8.793e-05 |  | 0
| 0.00017747 |  | 0.0016873 |  | 0.074571 |  | 0.028198 |  | 0.00043642 |  | 0.0004107 |  | 0.00030063 |  | 0
| 0.0001755 |  | 0.0016887 |  | 0.074373 |  | 0.028938 |  | 0.0003462 |  | 0.00049951 |  | -1.7007e-05 |  | 0
| 0.00017334 |  | 0.0015519 |  | 0.074124 |  | 0.030078 |  | 0.0002673 |  | 0.00014105 |  | 0.00021819 |  | 0
| 0.00017143 |  | 0.001609 |  | 0.073837 |  | 0.031206 |  | 0.00023162 |  | 6.2728e-05 |  | -1.981e-05 |  | 0
| 0.00017033 |  | 0.0021213 |  | 0.073541 |  | 0.031958 |  | 0.00029287 |  | 7.4042e-05 |  | 0.00023822 |  | 0
| 0.00016805 |  | 0.0016575 |  | 0.073315 |  | 0.033086 |  | 0.00037111 |  | 0.00014159 |  | -0.00015612 |  | 0
| 0.00016814 |  | 0.0011469 |  | 0.073117 |  | 0.034228 |  | 0.00037267 |  | 0.00012615 |  | 2.868e-05 |  | 0
| 0.00016579 |  | 0.001437 |  | 0.072873 |  | 0.035342 |  | 0.00034479 |  | 5.8807e-05 |  | 0.00020396 |  | 0
| 0.00016174 |  | 0.0014283 |  | 0.072636 |  | 0.036485 |  | 0.0004223 |  | 4.3336e-05 |  | 0.00025947 |  | 0
| 0.00016128 |  | 0.0015352 |  | 0.072391 |  | 0.037598 |  | 0.00040393 |  | -2.9245e-05 |  | -7.3096e-05 |  | 0
| 0.00016099 |  | 0.0018688 |  | 0.072075 |  | 0.038741 |  | 0.00037008 |  | -7.2031e-05 |  | 0.00046156 |  | 0
| 0.00015949 |  | 0.0016628 |  | 0.071722 |  | 0.03987 |  | 0.00043139 |  | 2.6967e-05 |  | 2.3696e-05 |  | 0
| 0.00015834 |  | 0.0018593 |  | 0.07137 |  | 0.040998 |  | 0.0003667 |  | 0.00012432 |  | 0.00029483 |  | 0
| 0.00015723 |  | 0.002136 |  | 0.070987 |  | 0.04175 |  | 0.00028475 |  | 6.5656e-05 |  | -3.9891e-05 |  | 0
| 0.00015646 |  | 0.0017736 |  | 0.070582 |  | 0.042879 |  | 0.00026108 |  | -0.00016498 |  | 0.0001041 |  | 0
| 0.00015428 |  | 0.0016421 |  | 0.070149 |  | 0.044401 |  | 0.00025578 |  | -0.00014606 |  | 0.00014479 |  | 0
| 0.00015119 |  | 0.0016541 |  | 0.069749 |  | 0.045512 |  | 0.00020391 |  | 5.8624e-05 |  | 8.8529e-05 |  | 0
| 0.00014939 |  | 0.0017907 |  | 0.069341 |  | 0.046659 |  | 0.00023473 |  | -8.7022e-05 |  | -0.00011232 |  | 0
| 0.00014896 |  | 0.0016768 |  | 0.06894 |  | 0.047768 |  | 0.0002597 |  | -4.5824e-05 |  | 1.6018e-05 |  | 0
| 0.00014862 |  | 0.0014199 |  | 0.068482 |  | 0.048917 |  | 0.00022433 |  | 0.00010356 |  | 1.5906e-05 |  | 0
| 0.00014751 |  | 0.0014935 |  | 0.068001 |  | 0.050046 |  | 0.00029874 |  | 0.00015398 |  | 0.00023609 |  | 0
| 0.00014676 |  | 0.0017586 |  | 0.067538 |  | 0.051174 |  | 0.00028147 |  | 0.00015633 |  | -2.6918e-06 |  | 0
| 0.00014561 |  | 0.0017109 |  | 0.067041 |  | 0.052679 |  | 0.00033307 |  | 7.9802e-05 |  | 3.1152e-05 |  | 0
| 0.0001438 |  | 0.0014567 |  | 0.066499 |  | 0.054207 |  | 0.00036953 |  | 6.9862e-05 |  | 4.8739e-05 |  | 0
| 0.00014187 |  | 0.0014973 |  | 0.065963 |  | 0.054937 |  | 0.00024425 |  | -2.3355e-05 |  | 0.00020379 |  | 0
| 0.0001404 |  | 0.001727 |  | 0.065426 |  | 0.055712 |  | 0.000236 |  | 0.00014855 |  | -4.1179e-05 |  | 0
| 0.00013929 |  | 0.0016592 |  | 0.064841 |  | 0.056842 |  | 0.00029054 |  | 0.00021628 |  | -2.7197e-06 |  | 0
| 0.0001381 |  | 0.0012904 |  | 0.064266 |  | 0.057947 |  | 0.00036967 |  | 5.8106e-05 |  | -3.2949e-05 |  | 0
| 0.00013814 |  | 0.0016131 |  | 0.063697 |  | 0.059477 |  | 0.00033048 |  | 0.00025232 |  | 0.00017609 |  | 0
| 0.00013703 |  | 0.0016875 |  | 0.063168 |  | 0.06023 |  | 0.00023114 |  | 0.00025374 |  | 0.00010554 |  | 0
| 0.00013552 |  | 0.0016267 |  | 0.062613 |  | 0.061359 |  | 0.0002398 |  | 7.7707e-05 |  | 2.8528e-05 |  | 0
| 0.00013443 |  | 0.0017998 |  | 0.062015 |  | 0.06289 |  | 0.0001747 |  | -4.2077e-06 |  | -1.8292e-05 |  | 0
| 0.00013289 |  | 0.0016145 |  | 0.061387 |  | 0.063241 |  | 0.00012939 |  | 9.5837e-05 |  | 0.00010726 |  | 0
| 0.00013181 |  | 0.0016948 |  | 0.060748 |  | 0.06402 |  | 0.00022239 |  | 0.00027723 |  | 6.1787e-05 |  | 0
| 0.00013023 |  | 0.0016269 |  | 0.060122 |  | 0.065123 |  | 0.00031668 |  | 0.00021486 |  | 0.00029314 |  | 0
| 0.00012917 |  | 0.0012653 |  | 0.059501 |  | 0.065903 |  | 0.0003163 |  | 3.8503e-05 |  | -5.0112e-05 |  | 0
| 0.00012804 |  | 0.001418 |  | 0.058858 |  | 0.066656 |  | 0.0002424 |  | 6.1864e-05 |  | 4.7579e-05 |  | 0
| 0.00012729 |  | 0.0016477 |  | 0.058198 |  | 0.067786 |  | 0.00021607 |  | 0.00015555 |  | -9.8472e-05 |  | 0
| 0.00012577 |  | 0.0013107 |  | 0.057555 |  | 0.068539 |  | 0.00023575 |  | 0.00015453 |  | 0.00027833 |  | 0
| 6.1034e-05 |  | 0.0011178 |  | 0.056927 |  | 0.06932 |  | 0.00037891 |  | 0.00027345 |  | 0.00016553 |  | 0
| 0 |  | 0.0013037 |  | 0.05628 |  | 0.070045 |  | 0.00039435 |  | 0.00023292 |  | 0.00027552 |  | 0
| 0 |  | 0.0014563 |  | 0.05561 |  | 0.070422 |  | 0.00022561 |  | 0.00025435 |  | 3.5074e-05 |  | 0
| 0 |  | 0.0015345 |  | 0.054917 |  | 0.071204 |  | 0.00018176 |  | 0.00025823 |  | 0.00019026 |  | 0
| 0 |  | 0.0013293 |  | 0.054244 |  | 0.071957 |  | 0.00024881 |  | 0.00012809 |  | 4.3614e-05 |  | 0
| 0 |  | 0.0014703 |  | 0.053616 |  | 0.072334 |  | 0.00023112 |  | 5.7403e-05 |  | 2.4478e-05 |  | 0
| 0 |  | 0.0016835 |  | 0.053016 |  | 0.072711 |  | 0.00024622 |  | 0.00024608 |  | 4.7221e-05 |  | 0
| 0 |  | 0.001416 |  | 0.052399 |  | 0.073087 |  | 0.00028332 |  | 0.00036079 |  | 6.2491e-05 |  | 0
| 0 |  | 0.0012768 |  | 0.051766 |  | 0.073087 |  | 0.0003549 |  | 2.6793e-05 |  | 0.00018876 |  | 0
| 0 |  | 0.0015913 |  | 0.051124 |  | 0.073087 |  | 0.00033776 |  | -3.4382e-05 |  | 8.4744e-05 |  | 0
| 0 |  | 0.0016785 |  | 0.050438 |  | 0.073494 |  | 0.00030159 |  | 4.9365e-06 |  | 4.1912e-05 |  | 0
| 0 |  | 0.001202 |  | 0.049746 |  | 0.073464 |  | 0.00028248 |  | -1.8431e-05 |  | 0.00018986 |  | 0
| 0 |  | 0.0011657 |  | 0.049086 |  | 0.073494 |  | 0.00034579 |  | 7.7872e-05 |  | 0.00012737 |  | 0
| 0 |  | 0.0013928 |  | 0.048444 |  | 0.073494 |  | 0.000381 |  | 4.8524e-05 |  | -1.9594e-05 |  | 0
| 0 |  | 0.0016262 |  | 0.047804 |  | 0.073117 |  | 0.00034562 |  | 2.4777e-05 |  | 0.00019078 |  | 0
| 0 |  | 0.0013472 |  | 0.047172 |  | 0.073494 |  | 0.00033733 |  | 8.7261e-05 |  | 0.0001793 |  | 0
| 0 |  | 0.0010437 |  | 0.046529 |  | 0.074625 |  | 0.00032451 |  | 0.00012282 |  | 0.0001363 |  | 0
| 0 |  | 0.0013122 |  | 0.045911 |  | 0.075378 |  | 0.00041578 |  | 0.00016465 |  | 0.00019216 |  | 0
| 0 |  | 0.0014343 |  | 0.045314 |  | 0.075032 |  | 0.0004776 |  | 0.00018449 |  | 0.00023403 |  | 0
| 0 |  | 0.0011909 |  | 0.044685 |  | 0.074248 |  | 0.00039617 |  | 0.0002036 |  | 0.00034452 |  | 0
| 0 |  | 0.0013385 |  | 0.044035 |  | 0.073147 |  | 0.00037248 |  | 0.00015367 |  | -8.1416e-05 |  | 0
| 0 |  | 0.0015289 |  | 0.043381 |  | 0.071638 |  | 0.00040113 |  | 0.00010219 |  | 0.00013484 |  | 0
| 0 |  | 0.0012903 |  | 0.042756 |  | 0.07013 |  | 0.00041626 |  | 0.00017853 |  | 0.00032134 |  | 0
| 0 |  | 0.0011334 |  | 0.042141 |  | 0.068999 |  | 0.00039062 |  | 7.8344e-05 |  | 0.00026266 |  | 0
| 0 |  | 0.00087561 |  | 0.041516 |  | 0.069753 |  | 0.00041928 |  | 1.4627e-05 |  | 0.00026877 |  | 0
| 0 |  | 0.0011927 |  | 0.040902 |  | 0.070507 |  | 0.000517 |  | 0.00018839 |  | 0.00029304 |  | 0
| 0 |  | 0.0015106 |  | 0.040291 |  | 0.070507 |  | 0.0005698 |  | 0.00019048 |  | 4.3937e-05 |  | 0
| 0 |  | 0.0011522 |  | 0.039706 |  | 0.070159 |  | 0.00052719 |  | 5.151e-07 |  | 5.7538e-05 |  | 0
| 0 |  | 0.0010766 |  | 0.039121 |  | 0.069376 |  | 0.00055667 |  | -1.0557e-05 |  | 0.00021947 |  | 0
| 0 |  | 0.0011789 |  | 0.038498 |  | 0.069027 |  | 0.00054385 |  | 7.5971e-05 |  | 0.00025533 |  | 0
| 0 |  | 0.001096 |  | 0.037866 |  | 0.068273 |  | 0.00046207 |  | 6.192e-05 |  | 0.00024461 |  | 0
| 0 |  | 0.0009988 |  | 0.037228 |  | 0.066764 |  | 0.00055637 |  | 9.5367e-05 |  | 0.00050767 |  | 0
| 0 |  | 0.00097152 |  | 0.036607 |  | 0.066009 |  | 0.00066425 |  | 6.0955e-05 |  | 0.00015596 |  | 0
| 0 |  | 0.00099509 |  | 0.036011 |  | 0.065255 |  | 0.0006518 |  | 1.4059e-05 |  | 0.00010759 |  | 0
| 0 |  | 0.0010022 |  | 0.035452 |  | 0.064149 |  | 0.0006583 |  | -2.338e-06 |  | 0.00027544 |  | 0
| 0 |  | 0.00088533 |  | 0.034927 |  | 0.063746 |  | 0.00065839 |  | -9.1105e-05 |  | 0.00046188 |  | 0
| 0 |  | 0.000899 |  | 0.034403 |  | 0.063395 |  | 0.00062359 |  | 8.4577e-05 |  | 0.00032416 |  | 0
| 0 |  | 0.0010558 |  | 0.033875 |  | 0.062615 |  | 0.00066028 |  | 0.00019863 |  | 0.00024125 |  | 0
| 0 |  | 0.0010663 |  | 0.033347 |  | 0.061508 |  | 0.00073244 |  | 0.00016268 |  | 0.00031213 |  | 0
| 0 |  | 0.0012096 |  | 0.0328 |  | 0.060753 |  | 0.00075271 |  | 0.00014433 |  | 0.00068384 |  | 0
| 0 |  | 0.0010855 |  | 0.032242 |  | 0.059999 |  | 0.00072914 |  | 1.7554e-06 |  | 0.0002327 |  | 0
| 0 |  | 0.0006481 |  | 0.031685 |  | 0.059244 |  | 0.00090828 |  | -8.9382e-06 |  | 0.00043347 |  | 0
| 0 |  | 0.00085569 |  | 0.031148 |  | 0.05889 |  | 0.0010794 |  | -8.3172e-05 |  | 0.00057705 |  | 0
| 0 |  | 0.001086 |  | 0.030609 |  | 0.057734 |  | 0.00077405 |  | -6.3547e-05 |  | 0.00025301 |  | 0
| 0 |  | 0.00071907 |  | 0.030115 |  | 0.056602 |  | 0.00074546 |  | 0.00011308 |  | 0.00031059 |  | 0
| 0 |  | 0.00070464 |  | 0.029636 |  | 0.056248 |  | 0.00091645 |  | 0.00022097 |  | 0.00044008 |  | 0
| 0 |  | 0.00095552 |  | 0.029164 |  | 0.055115 |  | 0.00095193 |  | 3.0604e-05 |  | 0.00064311 |  | 0
| 0 |  | 0.00095702 |  | 0.028701 |  | 0.05436 |  | 0.0011302 |  | -7.2534e-05 |  | 0.00064633 |  | 0
| 0 |  | 0.00084677 |  | 0.028227 |  | 0.05436 |  | 0.0010981 |  | -5.9047e-05 |  | 0.00033228 |  | 0
| 0 |  | 0.00069198 |  | 0.027768 |  | 0.053605 |  | 0.00099207 |  | 1.4283e-05 |  | 0.00030173 |  | 0
| 0 |  | 0.00065484 |  | 0.027317 |  | 0.052473 |  | 0.00095898 |  | 0.00026105 |  | 0.00045209 |  | 0
| 0 |  | 0.00064917 |  | 0.026865 |  | 0.051718 |  | 0.0010722 |  | 7.5136e-05 |  | 0.00062342 |  | 0
| 0 |  | 0.00076005 |  | 0.026407 |  | 0.051361 |  | 0.0012746 |  | 8.1798e-05 |  | 0.00068876 |  | 0
| 0 |  | 0.0010469 |  | 0.025951 |  | 0.050585 |  | 0.001288 |  | 0.00028996 |  | 0.00038411 |  | 0
| 0 |  | 0.0011439 |  | 0.025517 |  | 0.04985 |  | 0.0013824 |  | 0.00010664 |  | 0.00066489 |  | 0
| 0 |  | 0.0011522 |  | 0.0251 |  | 0.049095 |  | 0.001565 |  | -2.2925e-05 |  | 0.00095469 |  | 0
| 0 |  | 0.00097965 |  | 0.024681 |  | 0.047962 |  | 0.0015892 |  | -5.5365e-05 |  | 0.00073475 |  | 0
| 0 |  | 0.00068747 |  | 0.024268 |  | 0.047207 |  | 0.001571 |  | -2.7556e-05 |  | 0.00072076 |  | 0
| 0 |  | 0.00083561 |  | 0.023852 |  | 0.046829 |  | 0.0016003 |  | 0.00011425 |  | 0.00068729 |  | 0
| 0 |  | 0.00099428 |  | 0.023444 |  | 0.046829 |  | 0.0015259 |  | 0.00029029 |  | 0.00078673 |  | 0
| 0 |  | 0.00060869 |  | 0.023054 |  | 0.046093 |  | 0.0014972 |  | 0.00026541 |  | 0.0010053 |  | 0
| 0 |  | 0.00045523 |  | 0.022675 |  | 0.044941 |  | 0.0015465 |  | 2.7791e-05 |  | 0.00061227 |  | 0
| 0 |  | 0.00076833 |  | 0.022296 |  | 0.044581 |  | 0.0016715 |  | 1.4354e-06 |  | 0.00073063 |  | 0
| 0 |  | 0.00079551 |  | 0.021899 |  | 0.043826 |  | 0.0018521 |  | 0.00011631 |  | 0.00090819 |  | 0
| 0 |  | 0.00062011 |  | 0.021525 |  | 0.042692 |  | 0.0017413 |  | 0.00020506 |  | 0.00073461 |  | 0
| 0 |  | 0.0004458 |  | 0.021188 |  | 0.042314 |  | 0.0016563 |  | 8.3085e-06 |  | 0.00070794 |  | 0
| 0 |  | 0.00056216 |  | 0.020849 |  | 0.041937 |  | 0.0018641 |  | -4.6377e-05 |  | 0.00081546 |  | 0
| 0 |  | 0.00071013 |  | 0.020497 |  | 0.041181 |  | 0.0019025 |  | -1.1041e-05 |  | 0.00091416 |  | 0
| 0 |  | 0.000724 |  | 0.02016 |  | 0.040803 |  | 0.0019046 |  | -8.5644e-05 |  | 0.00086153 |  | 0
| 0 |  | 0.00095321 |  | 0.019817 |  | 0.040442 |  | 0.0020672 |  | 7.7985e-05 |  | 0.0010571 |  | 0
| 0 |  | 0.00094343 |  | 0.019472 |  | 0.040048 |  | 0.0022277 |  | 0.00018374 |  | 0.00097232 |  | 0
| 0 |  | 0.00072467 |  | 0.019127 |  | 0.039308 |  | 0.0023086 |  | 0.0001847 |  | 0.0011288 |  | 0
| 0 |  | 0.00073046 |  | 0.018793 |  | 0.038174 |  | 0.0023372 |  | 4.212e-05 |  | 0.0011238 |  | 0
| 0 |  | 0.00087049 |  | 0.018483 |  | 0.037796 |  | 0.0023331 |  | -4.7537e-05 |  | 0.0010667 |  | 0
| 0 |  | 0.0011528 |  | 0.018175 |  | 0.037796 |  | 0.0024627 |  | 0.00019961 |  | 0.0012104 |  | 0
| 0 |  | 0.00097204 |  | 0.017874 |  | 0.037418 |  | 0.0025647 |  | 0.00023648 |  | 0.0011955 |  | 0
| 0 |  | 0.00065159 |  | 0.017588 |  | 0.036662 |  | 0.0025167 |  | 2.1865e-05 |  | 0.0012395 |  | 0
| 0 |  | 0.00065044 |  | 0.017293 |  | 0.036299 |  | 0.0026395 |  | 2.2303e-05 |  | 0.0012378 |  | 0
| 0 |  | 0.0010243 |  | 0.01701 |  | 0.036284 |  | 0.0027473 |  | 9.852e-05 |  | 0.0014352 |  | 0
| 0 |  | 0.0010794 |  | 0.016748 |  | 0.035921 |  | 0.0027787 |  | 5.7126e-05 |  | 0.0015123 |  | 0
| 0 |  | 0.00083214 |  | 0.016458 |  | 0.035165 |  | 0.0028849 |  | -6.3503e-05 |  | 0.0013859 |  | 0
| 0 |  | 0.0009663 |  | 0.016186 |  | 0.034772 |  | 0.0030138 |  | -3.5406e-05 |  | 0.0014797 |  | 0
| 0 |  | 0.00053067 |  | 0.015934 |  | 0.034786 |  | 0.00308 |  | 0.00017464 |  | 0.0017331 |  | 0
| 0 |  | 0.00017143 |  | 0.015699 |  | 0.034422 |  | 0.0031768 |  | 0.00022444 |  | 0.001622 |  | 0
| 0 |  | 0.00044034 |  | 0.015461 |  | 0.033652 |  | 0.0032755 |  | 0.00013332 |  | 0.0015312 |  | 0
| 0 |  | 0.000797 |  | 0.015219 |  | 0.033274 |  | 0.003592 |  | -7.4458e-05 |  | 0.0018646 |  | 0
| 0 |  | 0.00093394 |  | 0.014976 |  | 0.032909 |  | 0.0036958 |  | -1.8816e-05 |  | 0.0016813 |  | 0
| 0 |  | 0.00083714 |  | 0.014726 |  | 0.032518 |  | 0.003625 |  | 0.00025085 |  | 0.0019451 |  | 0
| 0 |  | 0.00077842 |  | 0.014488 |  | 0.032531 |  | 0.0038096 |  | 3.2262e-06 |  | 0.0017628 |  | 0
| 0 |  | 0.00068588 |  | 0.01427 |  | 0.032153 |  | 0.0039444 |  | -0.00016142 |  | 0.0022171 |  | 0
| 0 |  | 0.00062133 |  | 0.014037 |  | 0.031774 |  | 0.0040348 |  | -0.00014695 |  | 0.0021799 |  | 0
| 0 |  | 0.00072105 |  | 0.013813 |  | 0.031396 |  | 0.0041324 |  | -0.00027722 |  | 0.0020326 |  | 0
| 0 |  | 0.00060009 |  | 0.01361 |  | 0.031018 |  | 0.0041503 |  | -0.00014674 |  | 0.0020599 |  | 0
| 0 |  | 0.00042847 |  | 0.013397 |  | 0.031018 |  | 0.004299 |  | 5.8134e-05 |  | 0.0023231 |  | 0
| 0 |  | 0.00041502 |  | 0.013197 |  | 0.03103 |  | 0.004614 |  | 0.00016667 |  | 0.0021887 |  | 0
| 0 |  | 0.00058726 |  | 0.013009 |  | 0.030639 |  | 0.0046658 |  | 0.000149 |  | 0.0023935 |  | 0
| 0 |  | 0.00084497 |  | 0.012814 |  | 0.030652 |  | 0.0047078 |  | 0.00015784 |  | 0.0024828 |  | 0
| 0 |  | 0.00087987 |  | 0.012617 |  | 0.030261 |  | 0.0048545 |  | 8.98e-05 |  | 0.0023641 |  | 0
| 0 |  | 0.00067695 |  | 0.012425 |  | 0.029517 |  | 0.0049544 |  | -4.247e-05 |  | 0.0023786 |  | 0
| 0 |  | 0.0005773 |  | 0.012243 |  | 0.029517 |  | 0.0050142 |  | -1.3347e-05 |  | 0.0024524 |  | 0
| 0 |  | 0.00066336 |  | 0.01207 |  | 0.029517 |  | 0.0052711 |  | 6.1861e-05 |  | 0.0028431 |  | 0
| 0 |  | 0.00086757 |  | 0.011891 |  | 0.02915 |  | 0.005531 |  | 7.1377e-06 |  | 0.0028622 |  | 0
| 0 |  | 0.00064349 |  | 0.011716 |  | 0.02876 |  | 0.005718 |  | -8.8534e-05 |  | 0.0030409 |  | 0
| 0 |  | 0.00045451 |  | 0.011557 |  | 0.02876 |  | 0.0059057 |  | -0.00011239 |  | 0.0028164 |  | 0
| 0 |  | 0.00067804 |  | 0.011393 |  | 0.028771 |  | 0.0060666 |  | 1.5514e-05 |  | 0.003225 |  | 0
| 0 |  | 0.00099012 |  | 0.011243 |  | 0.028771 |  | 0.0062377 |  | 6.2851e-05 |  | 0.0031088 |  | 0
| 0 |  | 0.00081462 |  | 0.011097 |  | 0.028381 |  | 0.0063945 |  | 8.6595e-05 |  | 0.0030907 |  | 0
| 0 |  | 0.00049807 |  | 0.010931 |  | 0.028014 |  | 0.0066307 |  | 0.0001885 |  | 0.0032956 |  | 0
| 0 |  | 0.0008512 |  | 0.010762 |  | 0.028014 |  | 0.0066401 |  | 5.7821e-07 |  | 0.0032674 |  | 0
| 0 |  | 0.00095798 |  | 0.010594 |  | 0.028014 |  | 0.006755 |  | -0.00017908 |  | 0.0034583 |  | 0
| 0 |  | 0.00071215 |  | 0.010436 |  | 0.027647 |  | 0.0070671 |  | -0.00026459 |  | 0.0037636 |  | 0
| 0 |  | 0.00060492 |  | 0.010282 |  | 0.026879 |  | 0.0073115 |  | -0.0001757 |  | 0.0035188 |  | 0
| 0 |  | 0.00083376 |  | 0.010143 |  | 0.026889 |  | 0.0075215 |  | -0.00015878 |  | 0.003856 |  | 0
| 0 |  | 0.0009552 |  | 0.01002 |  | 0.027257 |  | 0.0077434 |  | -2.9906e-06 |  | 0.0039139 |  | 0
| 0 |  | 0.00058229 |  | 0.0098875 |  | 0.027268 |  | 0.0078486 |  | 0.00026045 |  | 0.0040467 |  | 0
| 0 |  | 0.00086259 |  | 0.0097546 |  | 0.026889 |  | 0.0078985 |  | 0.00010274 |  | 0.0039536 |  | 0
| 0 |  | 0.00085816 |  | 0.0096182 |  | 0.026511 |  | 0.008125 |  | 1.6915e-05 |  | 0.0042114 |  | 0
| 0 |  | 0.00054703 |  | 0.0094824 |  | 0.026511 |  | 0.0085132 |  | 0.00018302 |  | 0.0043514 |  | 0
| 0 |  | 0.00068797 |  | 0.0093544 |  | 0.026132 |  | 0.0087495 |  | 6.7343e-05 |  | 0.0046072 |  | 0
| 0 |  | 0.00065819 |  | 0.0092169 |  | 0.026132 |  | 0.0089165 |  | -9.7394e-05 |  | 0.0044399 |  | 0
| 0 |  | 0.00052723 |  | 0.0090779 |  | 0.026142 |  | 0.0092154 |  | -8.9215e-05 |  | 0.0046478 |  | 0
| 0 |  | 0.00055289 |  | 0.0089582 |  | 0.025753 |  | 0.0094336 |  | -0.0001457 |  | 0.0047664 |  | 0
| 0 |  | 0.00063173 |  | 0.008848 |  | 0.025764 |  | 0.0096584 |  | 7.3515e-05 |  | 0.0049517 |  | 0
| 0 |  | 0.00060553 |  | 0.0087264 |  | 0.025385 |  | 0.009948 |  | 0.00015909 |  | 0.0050671 |  | 0
| 0 |  | 0.00087793 |  | 0.0086113 |  | 0.024996 |  | 0.010171 |  | 0.00013689 |  | 0.0051061 |  | 0
| 0 |  | 0.0011172 |  | 0.0084859 |  | 0.025006 |  | 0.010483 |  | 0.00011471 |  | 0.0052835 |  | 0
| 0 |  | 0.00082918 |  | 0.0083582 |  | 0.025016 |  | 0.010665 |  | 6.872e-06 |  | 0.005412 |  | 0
| 0 |  | 0.00059167 |  | 0.0082487 |  | 0.025006 |  | 0.010984 |  | -9.1496e-05 |  | 0.0055875 |  | 0
| 0 |  | 0.00062179 |  | 0.0081398 |  | 0.025006 |  | 0.011336 |  | -0.00014966 |  | 0.0056667 |  | 0
| 0 |  | 0.0010072 |  | 0.0080353 |  | 0.024637 |  | 0.011618 |  | -0.00023158 |  | 0.0059246 |  | 0
| 0 |  | 0.0010871 |  | 0.0079235 |  | 0.024248 |  | 0.011838 |  | -8.532e-05 |  | 0.0058293 |  | 0
| 0 |  | 0.00087061 |  | 0.0078094 |  | 0.023879 |  | 0.012047 |  | -0.00011929 |  | 0.0061069 |  | 0
| 0 |  | 0.00095379 |  | 0.0077047 |  | 0.0235 |  | 0.012498 |  | -0.00035844 |  | 0.0063361 |  | 0
| 0 |  | 0.00075432 |  | 0.0076113 |  | 0.0235 |  | 0.012839 |  | -0.00018268 |  | 0.0063424 |  | 0
| 0 |  | 0.00075209 |  | 0.007522 |  | 0.0235 |  | 0.013148 |  | -0.00022239 |  | 0.006729 |  | 0
| 0 |  | 0.001014 |  | 0.0074313 |  | 0.0235 |  | 0.01344 |  | -8.7865e-05 |  | 0.006662 |  | 0
| 0 |  | 0.0011323 |  | 0.0073379 |  | 0.0235 |  | 0.013783 |  | 0.00014503 |  | 0.0069182 |  | 0
| 0 |  | 0.00090478 |  | 0.0072442 |  | 0.023121 |  | 0.014084 |  | 0.00010186 |  | 0.0070136 |  | 0
| 0 |  | 0.0007501 |  | 0.0071502 |  | 0.022751 |  | 0.014375 |  | 8.0026e-05 |  | 0.007245 |  | 0
| 0 |  | 0.00068543 |  | 0.0070543 |  | 0.022372 |  | 0.015145 |  | 0.00030352 |  | 0.0076496 |  | 0
| 0 |  | 0.00062364 |  | 0.0069631 |  | 0.021984 |  | 0.015379 |  | 0.00027377 |  | 0.007661 |  | 0
| 0 |  | 0.00052721 |  | 0.0068759 |  | 0.021992 |  | 0.015747 |  | 0.00031084 |  | 0.0080154 |  | 0
| 0 |  | 0.00048578 |  | 0.0067868 |  | 0.021992 |  | 0.016124 |  | 0.00024994 |  | 0.0080858 |  | 0
| 0 |  | 0.0005094 |  | 0.0067012 |  | 0.021992 |  | 0.016441 |  | 0.00018778 |  | 0.0082337 |  | 0
| 0 |  | 0.00060091 |  | 0.0066322 |  | 0.021613 |  | 0.016881 |  | 0.00033363 |  | 0.0084896 |  | 0
| 0 |  | 0.00087093 |  | 0.0065732 |  | 0.021622 |  | 0.017265 |  | -9.6522e-06 |  | 0.0087516 |  | 0
| 0 |  | 0.00080489 |  | 0.0065011 |  | 0.021613 |  | 0.017555 |  | -0.00020636 |  | 0.0088115 |  | 0
| 0 |  | 0.00056211 |  | 0.0064211 |  | 0.021243 |  | 0.017995 |  | -0.00032483 |  | 0.0091724 |  | 0
| 0 |  | 0.00085671 |  | 0.0063552 |  | 0.020855 |  | 0.018442 |  | -0.00030364 |  | 0.0094104 |  | 0
| 0 |  | 0.0011554 |  | 0.0062911 |  | 0.020484 |  | 0.018885 |  | -0.00011671 |  | 0.0095936 |  | 0
| 0 |  | 0.00092773 |  | 0.0062342 |  | 0.020484 |  | 0.019363 |  | -9.0638e-05 |  | 0.0097174 |  | 0
| 0 |  | 0.0010545 |  | 0.0061876 |  | 0.020484 |  | 0.019775 |  | -6.8811e-05 |  | 0.0099499 |  | 0
| 0 |  | 0.0011908 |  | 0.0061276 |  | 0.020105 |  | 0.020162 |  | 4.3557e-05 |  | 0.01004 |  | 0
| 0 |  | 0.00088506 |  | 0.0060666 |  | 0.019725 |  | 0.020631 |  | -0.00012689 |  | 0.010498 |  | 0
| 0 |  | 0.00081728 |  | 0.0059979 |  | 0.019354 |  | 0.021118 |  | 0.00010939 |  | 0.010761 |  | 0
| 0 |  | 0.00090112 |  | 0.0059346 |  | 0.018967 |  | 0.021433 |  | 0.00017861 |  | 0.010619 |  | 0
| 0 |  | 0.00098985 |  | 0.0058761 |  | 0.018974 |  | 0.021867 |  | -1.4932e-05 |  | 0.010997 |  | 0
| 0 |  | 0.001232 |  | 0.0058192 |  | 0.018967 |  | 0.022361 |  | -3.3035e-05 |  | 0.011276 |  | 0
| 0 |  | 0.00089714 |  | 0.0057566 |  | 0.018215 |  | 0.022705 |  | -7.7028e-05 |  | 0.011483 |  | 0
| 0 |  | 0.00063268 |  | 0.0056948 |  | 0.017836 |  | 0.023239 |  | -1.0118e-05 |  | 0.011849 |  | 0
| 0 |  | 0.00097158 |  | 0.005636 |  | 0.018215 |  | 0.023946 |  | -4.1329e-05 |  | 0.012053 |  | 0
| 0 |  | 0.0012539 |  | 0.0055817 |  | 0.017836 |  | 0.024477 |  | 7.9116e-05 |  | 0.012482 |  | 0
| 0 |  | 0.001115 |  | 0.0055255 |  | 0.017456 |  | 0.024947 |  | -6.5086e-05 |  | 0.012587 |  | 0
| 0 |  | 0.00079345 |  | 0.0054591 |  | 0.017084 |  | 0.025356 |  | -7.3359e-05 |  | 0.012842 |  | 0
| 0 |  | 0.0010894 |  | 0.0053975 |  | 0.016697 |  | 0.025743 |  | 8.5174e-05 |  | 0.0129 |  | 0
| 0 |  | 0.0014323 |  | 0.0053312 |  | 0.016324 |  | 0.026116 |  | 0.00011157 |  | 0.013154 |  | 0
| 0 |  | 0.00099987 |  | 0.0052761 |  | 0.015938 |  | 0.026432 |  | 6.579e-05 |  | 0.013329 |  | 0
| 0 |  | 0.0006323 |  | 0.0052282 |  | 0.015945 |  | 0.027047 |  | -0.00010743 |  | 0.013673 |  | 0
| 0 |  | 0.001109 |  | 0.0051731 |  | 0.015565 |  | 0.027825 |  | -0.00026842 |  | 0.014122 |  | 0
| 0 |  | 0.0013984 |  | 0.0051124 |  | 0.015186 |  | 0.028355 |  | 0.00011862 |  | 0.014191 |  | 0
| 0 |  | 0.0010219 |  | 0.0050459 |  | 0.014806 |  | 0.02903 |  | 0.00030249 |  | 0.0147 |  | 0
| 0 |  | 0.00078651 |  | 0.0049855 |  | 0.014432 |  | 0.029803 |  | 0.00013743 |  | 0.014965 |  | 0
| 0 |  | 0.0009638 |  | 0.0049403 |  | 0.014426 |  | 0.030289 |  | 0.00015722 |  | 0.015347 |  | 0
| 0 |  | 0.0010159 |  | 0.0048959 |  | 0.014432 |  | 0.030693 |  | 2.8142e-05 |  | 0.015491 |  | 0
| 0 |  | 0.00080447 |  | 0.004848 |  | 0.014047 |  | 0.031072 |  | 0.00016616 |  | 0.015468 |  | 0
| 0 |  | 0.00091367 |  | 0.0047932 |  | 0.013672 |  | 0.031455 |  | -4.7217e-05 |  | 0.015954 |  | 0
| 0 |  | 0.0010467 |  | 0.0047353 |  | 0.013293 |  | 0.032013 |  | -0.00019438 |  | 0.016086 |  | 0
| 0 |  | 0.00084961 |  | 0.0046852 |  | 0.012913 |  | 0.032548 |  | 2.9732e-05 |  | 0.016263 |  | 0
| 0 |  | 0.00052076 |  | 0.0046396 |  | 0.012913 |  | 0.033367 |  | -6.3476e-07 |  | 0.016916 |  | 0
| 0 |  | 0.00064466 |  | 0.0046028 |  | 0.012913 |  | 0.034088 |  | -0.00019021 |  | 0.017209 |  | 0
| 0 |  | 0.00082958 |  | 0.0045597 |  | 0.012533 |  | 0.034581 |  | -0.00013584 |  | 0.017493 |  | 0
| 0 |  | 0.0010434 |  | 0.0045107 |  | 0.012158 |  | 0.035182 |  | -6.8425e-05 |  | 0.017616 |  | 0
| 0 |  | 0.0011288 |  | 0.0044629 |  | 0.011774 |  | 0.035831 |  | -0.00040939 |  | 0.018154 |  | 0
| 0 |  | 0.00079305 |  | 0.0044186 |  | 0.011398 |  | 0.036416 |  | -0.00016057 |  | 0.018304 |  | 0
| 0 |  | 0.00084842 |  | 0.0043768 |  | 0.011018 |  | 0.036875 |  | 3.2648e-05 |  | 0.018549 |  | 0
| 0 |  | 0.001026 |  | 0.0043345 |  | 0.010634 |  | 0.037467 |  | -7.2668e-05 |  | 0.018934 |  | 0
| 0 |  | 0.0011197 |  | 0.0042929 |  | 0.010638 |  | 0.038044 |  | -0.0002931 |  | 0.019093 |  | 0
| 0 |  | 0.00099009 |  | 0.0042653 |  | 0.010638 |  | 0.038828 |  | -0.00017046 |  | 0.019642 |  | 0
| 0 |  | 0.00081192 |  | 0.0042473 |  | 0.010643 |  | 0.03942 |  | -4.4906e-05 |  | 0.019631 |  | 0
| 0 |  | 0.0007512 |  | 0.0042191 |  | 0.010638 |  | 0.039824 |  | -0.00019119 |  | 0.020094 |  | 0
| 0 |  | 0.00058919 |  | 0.004196 |  | 0.010258 |  | 0.0404 |  | -0.00015013 |  | 0.020349 |  | 0
| 0 |  | 0.00071672 |  | 0.0041661 |  | 0.0098825 |  | 0.041016 |  | -8.5474e-05 |  | 0.020607 |  | 0
| 0 |  | 0.00095491 |  | 0.0041272 |  | 0.0098825 |  | 0.041582 |  | -0.00018047 |  | 0.02097 |  | 0
| 0 |  | 0.0010155 |  | 0.0040956 |  | 0.0098785 |  | 0.042215 |  | -0.00014435 |  | 0.021275 |  | 0
| 0 |  | 0.00093494 |  | 0.0040658 |  | 0.0095024 |  | 0.042648 |  | 4.6528e-05 |  | 0.02137 |  | 0
| 0 |  | 0.00075115 |  | 0.0040473 |  | 0.0091223 |  | 0.043299 |  | 0.00013771 |  | 0.021737 |  | 0
| 0 |  | 0.001132 |  | 0.0040211 |  | 0.0087422 |  | 0.044077 |  | -2.2456e-05 |  | 0.022058 |  | 0
| 0 |  | 0.0011635 |  | 0.0039847 |  | 0.0083655 |  | 0.044618 |  | 8.4138e-05 |  | 0.022421 |  | 0
| 0 |  | 0.00067702 |  | 0.0039395 |  | 0.0083621 |  | 0.045022 |  | -0.00019025 |  | 0.022477 |  | 0
| 0 |  | 0.00058562 |  | 0.0038946 |  | 0.0083621 |  | 0.045546 |  | -7.4405e-05 |  | 0.022905 |  | 0
| 0 |  | 0.00076577 |  | 0.0038556 |  | 0.0079852 |  | 0.046555 |  | 0.0004112 |  | 0.023537 |  | 0
| 0 |  | 0.0011279 |  | 0.0038256 |  | 0.007605 |  | 0.047326 |  | 0.00010148 |  | 0.023559 |  | 0
| 0 |  | 0.0010759 |  | 0.0037978 |  | 0.0076019 |  | 0.048009 |  | -0.00011464 |  | 0.024257 |  | 0
| 0 |  | 0.00076561 |  | 0.0037553 |  | 0.007605 |  | 0.0489 |  | -0.00015305 |  | 0.02475 |  | 0
| 0 |  | 0.00074054 |  | 0.0037059 |  | 0.007605 |  | 0.049496 |  | -5.3996e-05 |  | 0.024828 |  | 0
| 0 |  | 0.00069515 |  | 0.003674 |  | 0.007605 |  | 0.050086 |  | -0.0001895 |  | 0.025206 |  | 0
| 0 |  | 0.00082537 |  | 0.0036524 |  | 0.0072276 |  | 0.050412 |  | -0.00012965 |  | 0.025111 |  | 0
| 0 |  | 0.0010211 |  | 0.0036288 |  | 0.0068445 |  | 0.050489 |  | -9.2089e-05 |  | 0.025266 |  | 0
| 0 |  | 0.00098068 |  | 0.0036125 |  | 0.0068445 |  | 0.051153 |  | -4.3662e-05 |  | 0.025861 |  | 0
| 0 |  | 0.00093605 |  | 0.003597 |  | 0.0068472 |  | 0.05194 |  | 0.00036701 |  | 0.026066 |  | 0
| 0 |  | 0.0006913 |  | 0.0035707 |  | 0.0064668 |  | 0.052659 |  | -3.912e-05 |  | 0.02651 |  | 0
| 0 |  | 0.00063087 |  | 0.0035373 |  | 0.0064668 |  | 0.053496 |  | -0.00040992 |  | 0.026764 |  | 0
| 0 |  | 0.00095044 |  | 0.0034988 |  | 0.0064642 |  | 0.054159 |  | -0.00039125 |  | 0.027305 |  | 0
| 0 |  | 0.0011476 |  | 0.003459 |  | 0.0060864 |  | 0.054565 |  | -0.00034906 |  | 0.027145 |  | 0
| 0 |  | 0.00090507 |  | 0.0034282 |  | 0.0060889 |  | 0.055197 |  | -5.8033e-05 |  | 0.027821 |  | 0
| 0 |  | 0.00076634 |  | 0.0033974 |  | 0.0060864 |  | 0.055871 |  | -2.7334e-05 |  | 0.027929 |  | 0
| 0 |  | 0.00081838 |  | 0.0033643 |  | 0.005706 |  | 0.056281 |  | -0.00010636 |  | 0.028335 |  | 0
| 0 |  | 0.00085606 |  | 0.0033388 |  | 0.0053278 |  | 0.057032 |  | -5.2214e-05 |  | 0.028687 |  | 0
| 0 |  | 0.00080304 |  | 0.0033123 |  | 0.0053256 |  | 0.057779 |  | -0.00016606 |  | 0.02893 |  | 0
| 0 |  | 0.00063177 |  | 0.0032776 |  | 0.0053278 |  | 0.058323 |  | -0.00027434 |  | 0.029238 |  | 0
| 0 |  | 0.00059165 |  | 0.0032472 |  | 0.0053278 |  | 0.059182 |  | -0.0003367 |  | 0.02969 |  | 0
| 0 |  | 0.00093988 |  | 0.0032267 |  | 0.0053278 |  | 0.059938 |  | -0.00018991 |  | 0.030144 |  | 0
| 0 |  | 0.00073148 |  | 0.0032042 |  | 0.0049472 |  | 0.060283 |  | -0.00012021 |  | 0.030207 |  | 0
| 0 |  | 0.0002714 |  | 0.0031795 |  | 0.0049472 |  | 0.060867 |  | -0.0002983 |  | 0.030657 |  | 0
| 0 |  | 0.00035717 |  | 0.0031632 |  | 0.0049472 |  | 0.061497 |  | -9.3796e-05 |  | 0.030732 |  | 0
| 0 |  | 0.00049251 |  | 0.0031517 |  | 0.0045666 |  | 0.062068 |  | 9.4761e-05 |  | 0.031164 |  | 0
| 0 |  | 0.00062424 |  | 0.0031316 |  | 0.0045685 |  | 0.062425 |  | 1.6141e-05 |  | 0.031197 |  | 0
| 0 |  | 0.0005597 |  | 0.0031065 |  | 0.0045685 |  | 0.062613 |  | 5.5376e-05 |  | 0.03154 |  | 0
| 0 |  | 0.00052258 |  | 0.0030928 |  | 0.0045667 |  | 0.063586 |  | 0.00031434 |  | 0.032039 |  | 0
| 0 |  | 0.00077673 |  | 0.0030833 |  | 0.0045685 |  | 0.064499 |  | 0.00010623 |  | 0.032226 |  | 0
| 0 |  | 0.00069038 |  | 0.0030658 |  | 0.0045685 |  | 0.064733 |  | -0.00017373 |  | 0.032504 |  | 0
| 0 |  | 0.00033904 |  | 0.003043 |  | 0.0045685 |  | 0.065038 |  | 4.91e-05 |  | 0.032451 |  | 0
| 0 |  | 0.00045893 |  | 0.0030125 |  | 0.0041878 |  | 0.065603 |  | 0.00016445 |  | 0.033059 |  | 0
| 0 |  | 0.00073802 |  | 0.0029763 |  | 0.0041878 |  | 0.066416 |  | 5.9776e-06 |  | 0.033467 |  | 0
| 0 |  | 0.00070474 |  | 0.0029459 |  | 0.0041894 |  | 0.066843 |  | -0.00013446 |  | 0.033478 |  | 0
| 0 |  | 0.00046311 |  | 0.0029333 |  | 0.0041878 |  | 0.06705 |  | -0.00019365 |  | 0.033633 |  | 0
| 0 |  | 0.00072629 |  | 0.0029177 |  | 0.0041895 |  | 0.067558 |  | -0.00025668 |  | 0.033958 |  | 0
| 0 |  | 0.00092186 |  | 0.0028975 |  | 0.0038086 |  | 0.068465 |  | -0.00021649 |  | 0.034426 |  | 0
| 0 |  | 0.00071731 |  | 0.0028903 |  | 0.0038071 |  | 0.068857 |  | -1.6051e-05 |  | 0.034399 |  | 0
| 0 |  | 0.00068396 |  | 0.0028834 |  | 0.0038086 |  | 0.068815 |  | 0.00014638 |  | 0.034412 |  | 0
| 0 |  | 0.00078284 |  | 0.0028769 |  | 0.0038086 |  | 0.069329 |  | 0.00018871 |  | 0.034727 |  | 0
| 0 |  | 0.00063882 |  | 0.0028727 |  | 0.0038101 |  | 0.069686 |  | 0.00011703 |  | 0.034768 |  | 0
| 0 |  | 0.00056586 |  | 0.0028598 |  | 0.0038086 |  | 0.069866 |  | -2.2404e-05 |  | 0.034906 |  | 0
| 0 |  | 0.00065697 |  | 0.0028495 |  | 0.0038086 |  | 0.070358 |  | 0.00013193 |  | 0.035376 |  | 0
| 0 |  | 0.00050503 |  | 0.0028343 |  | 0.0038101 |  | 0.071001 |  | 0.0001214 |  | 0.035531 |  | 0
| 0 |  | 0.00074288 |  | 0.0028084 |  | 0.0038086 |  | 0.071466 |  | -4.4566e-05 |  | 0.035783 |  | 0
| 0 |  | 0.00098457 |  | 0.0027882 |  | 0.0034291 |  | 0.071812 |  | -0.00010479 |  | 0.035951 |  | 0
| 0 |  | 0.0016703 |  | 0.0027691 |  | 0.0034291 |  | 0.072066 |  | -0.00019545 |  | 0.036136 |  | 0
| 0 |  | 0.0007812 |  | 0.0027592 |  | 0.0034291 |  | 0.072476 |  | -0.00020354 |  | 0.0365 |  | 0
| 0 |  | 0.0005492 |  | 0.002747 |  | 0.0034291 |  | 0.073074 |  | -0.00019378 |  | 0.036571 |  | 0
| 0 |  | 0.00066576 |  | 0.002734 |  | 0.0034291 |  | 0.073026 |  | -0.00037075 |  | 0.036366 |  | 0
| 0 |  | 0.00087039 |  | 0.0027272 |  | 0.0030481 |  | 0.072889 |  | -0.00021887 |  | 0.036541 |  | 0
| 0 |  | 0.0010612 |  | 0.0027161 |  | 0.0030493 |  | 0.073343 |  | -8.7339e-05 |  | 0.036697 |  | 0
| 0 |  | 0.00081066 |  | 0.0027032 |  | 0.0030481 |  | 0.073699 |  | -0.00019931 |  | 0.037082 |  | 0
| 0 |  | 0.00043258 |  | 0.0026909 |  | 0.0030493 |  | 0.073792 |  | -0.00013272 |  | 0.036883 |  | 0
| 0 |  | 0.00058825 |  | 0.0026776 |  | 0.0034291 |  | 0.07365 |  | -1.0298e-05 |  | 0.036652 |  | 0
| 0 |  | 0.00072117 |  | 0.0026677 |  | 0.0034305 |  | 0.073799 |  | 0.00014797 |  | 0.037143 |  | 0
| 0 |  | 0.00063652 |  | 0.0026634 |  | 0.0030493 |  | 0.074504 |  | -0.00020265 |  | 0.037322 |  | 0
| 0 |  | 0.00046016 |  | 0.0026578 |  | 0.0030493 |  | 0.07459 |  | -0.00029535 |  | 0.037132 |  | 0
| 0 |  | 0.00033848 |  | 0.0026455 |  | 0.0030493 |  | 0.074367 |  | 4.2554e-05 |  | 0.037222 |  | 0
| 0 |  | 0.0004481 |  | 0.0026326 |  | 0.0030505 |  | 0.074508 |  | -6.9695e-05 |  | 0.037401 |  | 0
| 0 |  | 0.00056088 |  | 0.0026337 |  | 0.0030493 |  | 0.074933 |  | 0.00012631 |  | 0.037495 |  | 0
| 0 |  | 0.00044755 |  | 0.0026257 |  | 0.0030493 |  | 0.075096 |  | 1.1663e-05 |  | 0.0374 |  | 0
| 0 |  | 0.00057422 |  | 0.0026017 |  | 0.0030505 |  | 0.074851 |  | 7.9067e-05 |  | 0.037352 |  | -4.9422e-05
| 0 |  | 0.0010093 |  | 0.0025822 |  | 0.0030505 |  | 0.074805 |  | 0.00054524 |  | 0.037253 |  | -0.00012533
| 0 |  | 0.00094836 |  | 0.0025681 |  | 0.0030505 |  | 0.075149 |  | 0.00033963 |  | 0.037777 |  | -3.4243e-05
| 0 |  | 0.00044476 |  | 0.0025585 |  | 0.0030493 |  | 0.075335 |  | 3.3421e-06 |  | 0.037667 |  | 3.3723e-05
| 0 |  | 0.00053439 |  | 0.002555 |  | 0.0030505 |  | 0.074993 |  | -0.00010841 |  | 0.037413 |  | 5.1768e-06
| 0 |  | 0.00067905 |  | 0.002539 |  | 0.0026703 |  | 0.075125 |  | -6.0296e-05 |  | 0.037821 |  | -2.2416e-05
| 0 |  | 0.00044415 |  | 0.0025348 |  | 0.0026692 |  | 0.075735 |  | -0.00014106 |  | 0.037855 |  | -1.6485e-05
| 0 |  | 0.00048335 |  | 0.0025425 |  | 0.0030505 |  | 0.076039 |  | -1.755e-05 |  | 0.037972 |  | 1.3599e-06
| 0 |  | 0.00052825 |  | 0.0025416 |  | 0.0030518 |  | 0.075995 |  | -0.00010734 |  | 0.037903 |  | -2.6918e-05
| 0 |  | 0.00056379 |  | 0.0025458 |  | 0.0026692 |  | 0.076084 |  | 1.2212e-05 |  | 0.038104 |  | -6.9178e-05
| 0 |  | 0.00045232 |  | 0.002534 |  | 0.0026703 |  | 0.076079 |  | 0.00041591 |  | 0.038018 |  | -2.9766e-05
| 0 |  | 0.00032608 |  | 0.0025191 |  | 0.0026703 |  | 0.07582 |  | 0.00018803 |  | 0.037922 |  | -2.7854e-05
| 0 |  | 0.00060662 |  | 0.0025126 |  | 0.0026703 |  | 0.075469 |  | 0.00011376 |  | 0.037497 |  | -2.9621e-05
| 0 |  | 0.00070368 |  | 0.0025 |  | 0.0026703 |  | 0.075075 |  | -1.8827e-05 |  | 0.037509 |  | -1.8308e-05
| 0 |  | 0.00044559 |  | 0.0024881 |  | 0.0026703 |  | 0.075214 |  | -0.00017296 |  | 0.037796 |  | 2.7237e-07
| 0 |  | 0.00021048 |  | 0.0024778 |  | 0.0026703 |  | 0.075677 |  | -5.2379e-05 |  | 0.037899 |  | 2.9325e-05
| 0 |  | 0.00028617 |  | 0.0024664 |  | 0.0026703 |  | 0.075652 |  | -0.00019743 |  | 0.037815 |  | 4.8225e-05
| 0 |  | 0.00072143 |  | 0.0024621 |  | 0.0026714 |  | 0.075572 |  | -0.00029079 |  | 0.037891 |  | -2.6282e-06
| 0 |  | 0.00087714 |  | 0.0024564 |  | 0.0022888 |  | 0.075791 |  | -0.00013496 |  | 0.037918 |  | 2.6884e-05
| 0 |  | 0.00050555 |  | 0.0024503 |  | 0.0022897 |  | 0.075925 |  | -7.8335e-05 |  | 0.037907 |  | 1.753e-05
| 0 |  | 0.000653 |  | 0.0024468 |  | 0.0022897 |  | 0.075589 |  | -3.9171e-05 |  | 0.037605 |  | -8.5512e-05
| 0 |  | 0.00069341 |  | 0.0024419 |  | 0.0022897 |  | 0.075124 |  | 5.0992e-05 |  | 0.037443 |  | -6.4226e-05
| 0 |  | 0.0002757 |  | 0.0024239 |  | 0.0019081 |  | 0.075058 |  | -3.3736e-06 |  | 0.037555 |  | -9.6009e-05
| 0 |  | 0.00052435 |  | 0.0024029 |  | 0.0019081 |  | 0.075022 |  | -2.3638e-05 |  | 0.037157 |  | -1.899e-06
| 0 |  | 0.00068665 |  | 0.002404 |  | 0.0022897 |  | 0.074891 |  | -0.0002241 |  | 0.03746 |  | 4.4915e-05
| 0 |  | 0.00050993 |  | 0.0024093 |  | 0.0022906 |  | 0.074741 |  | -0.00023188 |  | 0.037328 |  | -6.0435e-05
| 0 |  | 0.00050523 |  | 0.0024029 |  | 0.0022897 |  | 0.074642 |  | -7.3264e-05 |  | 0.037235 |  | -0.00010338
| 0 |  | 0.00061184 |  | 0.0023913 |  | 0.0022906 |  | 0.074532 |  | 0.00027337 |  | 0.037029 |  | -8.1668e-05
| 0 |  | 0.00061954 |  | 0.0023761 |  | 0.0022897 |  | 0.074093 |  | 0.00026902 |  | 0.0369 |  | 4.6018e-05
| 0 |  | 0.00048307 |  | 0.0023642 |  | 0.0022906 |  | 0.073863 |  | -0.00027147 |  | 0.036917 |  | 0.0001303
| 0 |  | 0.00038055 |  | 0.0023657 |  | 0.0022907 |  | 0.073913 |  | -0.00030578 |  | 0.036986 |  | 2.0114e-05
| 0 |  | 0.00026222 |  | 0.0023653 |  | 0.0022906 |  | 0.073891 |  | -0.00027761 |  | 0.036894 |  | -4.6393e-05
| 0 |  | 0.00074214 |  | 0.0023501 |  | 0.0022907 |  | 0.073682 |  | -6.9826e-05 |  | 0.036767 |  | -7.346e-05
| 0 |  | 0.00026979 |  | 0.0023365 |  | 0.0022906 |  | 0.073427 |  | 7.3826e-05 |  | 0.036592 |  | -5.1795e-05
| 0 |  | 0.00042092 |  | 0.0023225 |  | 0.0022916 |  | 0.07328 |  | -2.1355e-05 |  | 0.036682 |  | -3.1433e-05
| 0 |  | 0.00048164 |  | 0.002322 |  | 0.0022906 |  | 0.073222 |  | -6.4847e-05 |  | 0.036463 |  | -2.0755e-05
| 0 |  | 0.00027325 |  | 0.0023262 |  | 0.0022916 |  | 0.072942 |  | -8.3476e-06 |  | 0.036349 |  | 3.7354e-05
| 0 |  | 0.00039367 |  | 0.0023213 |  | 0.0022906 |  | 0.072771 |  | 1.9264e-05 |  | 0.03644 |  | -1.6197e-05
| 0 |  | 0.00046737 |  | 0.0023158 |  | 0.0022916 |  | 0.072493 |  | -0.00030194 |  | 0.036054 |  | -6.8358e-05
| 0 |  | 0.0011294 |  | 0.0023116 |  | 0.0019096 |  | 0.072222 |  | -0.00015304 |  | 0.036066 |  | -6.4661e-05
| 0 |  | 0.00050458 |  | 0.0023077 |  | 0.0019096 |  | 0.071984 |  | 0.00021169 |  | 0.035731 |  | -5.314e-05
| 0 |  | 0.00053547 |  | 0.0023058 |  | 0.0022916 |  | 0.071483 |  | -1.6643e-05 |  | 0.035591 |  | -3.0119e-05
| 0 |  | 0.00068973 |  | 0.0022959 |  | 0.0022916 |  | 0.07079 |  | -0.00020853 |  | 0.035228 |  | -6.9022e-05
| 0 |  | 0.00071257 |  | 0.0022822 |  | 0.0019096 |  | 0.070088 |  | -0.0002723 |  | 0.034758 |  | -0.00012412
| 0 |  | 0.00053001 |  | 0.0022756 |  | 0.0019104 |  | 0.06975 |  | -1.0248e-05 |  | 0.034728 |  | -7.2913e-05
| 0 |  | 0.00023634 |  | 0.0022718 |  | 0.0019096 |  | 0.06964 |  | 0.00010324 |  | 0.034797 |  | -6.4346e-05
| 0 |  | 0.00029812 |  | 0.0022721 |  | 0.0019104 |  | 0.069851 |  | 2.7463e-05 |  | 0.03493 |  | -7.5247e-05
| 0 |  | 0.00047183 |  | 0.0022755 |  | 0.0022925 |  | 0.070248 |  | 0.00023275 |  | 0.035121 |  | -3.1693e-05
| 0 |  | 0.00070961 |  | 0.0022755 |  | 0.0022925 |  | 0.070238 |  | 0.00018197 |  | 0.035106 |  | 8.7797e-06
| 0 |  | 0.0005823 |  | 0.0022648 |  | 0.0022916 |  | 0.069619 |  | 9.6776e-05 |  | 0.034611 |  | 1.9958e-05
| 0 |  | 0.00084056 |  | 0.0022574 |  | 0.0022934 |  | 0.068596 |  | 0.00012778 |  | 0.034038 |  | -6.6401e-07
| 0 |  | 0.00044228 |  | 0.0022574 |  | 0.0019104 |  | 0.068 |  | 0.00026674 |  | 0.033936 |  | 2.4436e-05
| 0 |  | 0.00023258 |  | 0.0022547 |  | 0.0015283 |  | 0.067624 |  | 0.00021789 |  | 0.033626 |  | 3.5903e-05
| 0 |  | 0.00047925 |  | 0.0022498 |  | 0.0015283 |  | 0.066953 |  | 0.0001618 |  | 0.033206 |  | -9.6895e-06
| 0 |  | 0.00055676 |  | 0.0022466 |  | 0.0019112 |  | 0.066684 |  | 0.00023121 |  | 0.033214 |  | -3.4996e-05
| 0 |  | 0.00056828 |  | 0.0022375 |  | 0.0019112 |  | 0.066536 |  | -9.1404e-05 |  | 0.033122 |  | -7.6688e-05
| 0 |  | 0.00094099 |  | 0.0022313 |  | 0.0015283 |  | 0.066433 |  | -5.8606e-05 |  | 0.033245 |  | -8.3109e-05
| 0 |  | 0.0004909 |  | 0.0022317 |  | 0.0015289 |  | 0.066233 |  | 0.00036251 |  | 0.03301 |  | -5.4746e-06
| 0 |  | 0.00049564 |  | 0.0022324 |  | 0.0015289 |  | 0.06588 |  | 0.00014396 |  | 0.032963 |  | 1.0375e-05
| 0 |  | 0.00027808 |  | 0.0022331 |  | 0.0015289 |  | 0.065515 |  | -7.2617e-05 |  | 0.032669 |  | -1.427e-05
| 0 |  | 0.00052124 |  | 0.0022331 |  | 0.0019112 |  | 0.065204 |  | -0.00010321 |  | 0.032632 |  | -5.3786e-06
| 0 |  | 0.0011621 |  | 0.0022322 |  | 0.0019112 |  | 0.064774 |  | -9.1096e-05 |  | 0.032097 |  | 2.1368e-05
| 0 |  | 0.0011599 |  | 0.0022265 |  | 0.0019119 |  | 0.063987 |  | 0.00025728 |  | 0.031905 |  | 2.3686e-05
| 0 |  | 0.00053313 |  | 0.0022242 |  | 0.0019112 |  | 0.06349 |  | 0.00023941 |  | 0.031729 |  | -2.4846e-05
| 0 |  | 0.00015771 |  | 0.0022242 |  | 0.0015295 |  | 0.063324 |  | 2.7825e-05 |  | 0.031645 |  | -2.5872e-05
| 0 |  | 8.9831e-05 |  | 0.002223 |  | 0.0015295 |  | 0.06302 |  | -0.00016246 |  | 0.03128 |  | -2.1718e-05
| 0 |  | 0.00016494 |  | 0.0022249 |  | 0.0015289 |  | 0.062388 |  | -0.00024847 |  | 0.030973 |  | -3.8867e-05
| 0 |  | 0.0003506 |  | 0.0022264 |  | 0.0015295 |  | 0.062001 |  | -4.3577e-05 |  | 0.031059 |  | -2.7322e-05
| 0 |  | 0.0018426 |  | 0.0022279 |  | 0.0015295 |  | 0.061764 |  | -0.0002108 |  | 0.030623 |  | -2.4352e-05
| 0 |  | 0.0016751 |  | 0.0022294 |  | 0.0015295 |  | 0.061215 |  | -0.00039299 |  | 0.030446 |  | -9.1742e-05
| 0 |  | 0.00025538 |  | 0.0022247 |  | 0.0015302 |  | 0.060702 |  | 9.8127e-05 |  | 0.030188 |  | -7.3005e-05
| 0 |  | 0.00024345 |  | 0.0022164 |  | 0.0015295 |  | 0.060403 |  | 7.592e-05 |  | 0.030136 |  | 8.3411e-06
| 0 |  | 0.0003044 |  | 0.0022144 |  | 0.0015295 |  | 0.060196 |  | -0.00020831 |  | 0.030079 |  | 4.2568e-07
| 0 |  | 0.00032432 |  | 0.0022189 |  | 0.0015302 |  | 0.05971 |  | 0.0003042 |  | 0.029735 |  | 1.7472e-05
| 0 |  | 0.00035929 |  | 0.0022186 |  | 0.0015302 |  | 0.059129 |  | 0.00045559 |  | 0.029515 |  | 3.9803e-05
| 0 |  | 0.00024581 |  | 0.0022131 |  | 0.0015295 |  | 0.058777 |  | 9.5932e-05 |  | 0.029353 |  | -2.2087e-05
| 0 |  | 0.00023044 |  | 0.0022124 |  | 0.0015301 |  | 0.058457 |  | -4.6853e-05 |  | 0.029139 |  | -5.4706e-05
| 0 |  | 0.00026505 |  | 0.0022146 |  | 0.0015302 |  | 0.057916 |  | -0.00025128 |  | 0.028661 |  | -4.3747e-05
| 0 |  | 0.00032171 |  | 0.0022165 |  | 0.0015302 |  | 0.05727 |  | 0.00018508 |  | 0.028545 |  | -4.1352e-05
| 0 |  | 0.00074934 |  | 0.0022215 |  | 0.0015308 |  | 0.056972 |  | 0.00058896 |  | 0.028465 |  | -1.837e-05
| 0 |  | 0.00068991 |  | 0.0022252 |  | 0.0015301 |  | 0.056809 |  | 0.00028116 |  | 0.02829 |  | -1.3937e-06
| 0 |  | 0.00026461 |  | 0.0022202 |  | 0.0015302 |  | 0.056315 |  | -0.00011336 |  | 0.027967 |  | 2.742e-05
| 0 |  | 0.00036982 |  | 0.0022164 |  | 0.0015308 |  | 0.055598 |  | -0.00022633 |  | 0.027585 |  | 4.1444e-05
| 0 |  | 0.00059049 |  | 0.0022159 |  | 0.0011476 |  | 0.055255 |  | -0.0002874 |  | 0.027729 |  | -4.8625e-06
| 0 |  | 0.00034397 |  | 0.0022117 |  | 0.0011481 |  | 0.055329 |  | -0.00052514 |  | 0.027619 |  | -2.6524e-05
| 0 |  | 0.00014936 |  | 0.0022056 |  | 0.0011481 |  | 0.055055 |  | -0.00038991 |  | 0.027421 |  | -4.6832e-05
| 0 |  | 0.00038078 |  | 0.0021959 |  | 0.0011481 |  | 0.054396 |  | -3.1781e-05 |  | 0.026958 |  | -0.00010556
| 0 |  | 0.00038904 |  | 0.002189 |  | 0.0011481 |  | 0.053774 |  | -0.00012666 |  | 0.026739 |  | -8.2908e-05
| 0 |  | 0.00029515 |  | 0.0021848 |  | 0.0011481 |  | 0.053198 |  | -0.0003013 |  | 0.026367 |  | -4.6798e-05
| 0 |  | 0.00049627 |  | 0.0021813 |  | 0.0011481 |  | 0.052732 |  | -3.9087e-05 |  | 0.026214 |  | -2.7324e-05
| 0 |  | 0.00069239 |  | 0.0021813 |  | 0.00076569 |  | 0.052331 |  | -0.00017223 |  | 0.025989 |  | -1.9816e-05
| 0 |  | 0.00057364 |  | 0.0021805 |  | 0.00076538 |  | 0.051785 |  | -0.0001269 |  | 0.025782 |  | -3.1554e-05
| 0 |  | 0.00056661 |  | 0.0021785 |  | 0.0011485 |  | 0.051185 |  | 0.00038961 |  | 0.025434 |  | -4.1933e-05
| 0 |  | 0.00081341 |  | 0.0021777 |  | 0.0011485 |  | 0.05087 |  | 0.00046209 |  | 0.025362 |  | -1.5527e-05
| 0 |  | 0.00017458 |  | 0.0021751 |  | 0.0011481 |  | 0.050463 |  | -1.3588e-05 |  | 0.025077 |  | 6.2277e-05
| 0 |  | 0.00016627 |  | 0.0021689 |  | 0.0011485 |  | 0.049833 |  | -0.00059652 |  | 0.024747 |  | 2.9977e-05
| 0 |  | 0.00041155 |  | 0.0021673 |  | 0.00076569 |  | 0.049568 |  | -0.00043846 |  | 0.024728 |  | -6.1596e-05
| 0 |  | 0.00091149 |  | 0.0021645 |  | 0.00076569 |  | 0.049251 |  | 1.9187e-05 |  | 0.024433 |  | -3.932e-05
| 0 |  | 0.00072794 |  | 0.0021581 |  | 0.00076599 |  | 0.048536 |  | 0.00013644 |  | 0.024078 |  | 1.5034e-05
| 0 |  | 0.00032855 |  | 0.0021588 |  | 0.00076569 |  | 0.047816 |  | -0.00013296 |  | 0.023717 |  | 2.6663e-05
| 0 |  | 0.00085137 |  | 0.0021599 |  | 0.001149 |  | 0.047392 |  | -0.00064206 |  | 0.023634 |  | 4.3283e-05
| 0 |  | 0.00072485 |  | 0.0021495 |  | 0.0011485 |  | 0.046859 |  | -0.00042883 |  | 0.023229 |  | 1.4457e-05
| 0 |  | 0.00024131 |  | 0.0021399 |  | 0.00076599 |  | 0.046311 |  | -5.0295e-05 |  | 0.023191 |  | -4.2988e-05
| 0 |  | 0.00044091 |  | 0.002138 |  | 0.00076599 |  | 0.045812 |  | -0.00023675 |  | 0.022671 |  | -2.5718e-05
| 0 |  | 0.00035053 |  | 0.002133 |  | 0.00076569 |  | 0.045473 |  | 0.00024911 |  | 0.022687 |  | 3.0836e-05
| 0 |  | 0.00038058 |  | 0.0021318 |  | 0.00076599 |  | 0.045119 |  | 0.00082439 |  | 0.022343 |  | 3.863e-05
| 0 |  | 0.00033934 |  | 0.0021324 |  | 0.00076599 |  | 0.044555 |  | 0.00052154 |  | 0.022232 |  | 1.8064e-05
| 0 |  | 0.00032268 |  | 0.0021272 |  | 0.0007663 |  | 0.044018 |  | -3.615e-06 |  | 0.02186 |  | -7.0731e-06
| 0 |  | 0.00064406 |  | 0.0021179 |  | 0.00076599 |  | 0.043449 |  | -0.00033265 |  | 0.021601 |  | -5.6752e-05
| 0 |  | 0.00084896 |  | 0.0021144 |  | 0.00076599 |  | 0.04303 |  | -9.1938e-05 |  | 0.021399 |  | -6.8281e-05
| 0 |  | 0.00047885 |  | 0.0021174 |  | 0.0007663 |  | 0.042594 |  | 8.6105e-05 |  | 0.021186 |  | 3.7497e-05
| 0 |  | 0.00030773 |  | 0.0021144 |  | 0.00076599 |  | 0.041837 |  | -8.8657e-05 |  | 0.020898 |  | 7.1318e-05
| 0 |  | 0.00061016 |  | 0.0021132 |  | 0.0007663 |  | 0.041255 |  | 2.6766e-05 |  | 0.020678 |  | -2.44e-07
| 0 |  | 0.00045001 |  | 0.0021131 |  | 0.0007663 |  | 0.041015 |  | 1.0057e-06 |  | 0.020524 |  | -3.8805e-05
| 0 |  | 0.00050004 |  | 0.0021142 |  | 0.0007663 |  | 0.040647 |  | -0.00021643 |  | 0.020292 |  | -9.2835e-06
| 0 |  | 0.00018069 |  | 0.0021169 |  | 0.0007663 |  | 0.040448 |  | 0.00030208 |  | 0.02019 |  | 1.3256e-05
| 0 |  | 0.00038761 |  | 0.0021165 |  | 0.0007663 |  | 0.040307 |  | 0.00049652 |  | 0.02007 |  | -1.8143e-05
| 0 |  | 0.00051167 |  | 0.0021202 |  | 0.0007663 |  | 0.039877 |  | 0.00058014 |  | 0.019717 |  | -5.8829e-05
| 0 |  | 0.00041407 |  | 0.0021199 |  | 0.0007666 |  | 0.039126 |  | 0.00019293 |  | 0.01935 |  | -5.0001e-05
| 0 |  | 0.000693 |  | 0.002121 |  | 0.0007663 |  | 0.038368 |  | -0.00022122 |  | 0.019152 |  | 5.2359e-06
| 0 |  | 0.00092702 |  | 0.0021209 |  | 0.0007666 |  | 0.037803 |  | -0.00012482 |  | 0.018796 |  | 5.4136e-06
| 0 |  | 0.00061156 |  | 0.0021178 |  | 0.0007666 |  | 0.037314 |  | -0.00023181 |  | 0.018601 |  | -4.5698e-05
| 0 |  | 0.00044056 |  | 0.0021173 |  | 0.0007663 |  | 0.036893 |  | -0.00011004 |  | 0.018203 |  | -2.9356e-05
| 0 |  | 0.00033545 |  | 0.0021236 |  | 0.0007666 |  | 0.036574 |  | 0.00038022 |  | 0.018181 |  | 7.4854e-05
| 0 |  | 0.00052739 |  | 0.0021212 |  | 0.0007666 |  | 0.036497 |  | 0.00045876 |  | 0.018451 |  | -1.1868e-05
| 0 |  | 0.00067521 |  | 0.0021142 |  | 0.0007666 |  | 0.036378 |  | -0.0003599 |  | 0.018122 |  | -0.00011789
| 0 |  | 0.00047922 |  | 0.0021104 |  | 0.00076691 |  | 0.035883 |  | -0.00061342 |  | 0.017894 |  | -3.5845e-05
| 0 |  | 0.00046423 |  | 0.0021084 |  | 0.0007666 |  | 0.03523 |  | -0.00069624 |  | 0.017548 |  | 4.7781e-05
| 0 |  | 0.00088371 |  | 0.0021049 |  | 0.0007666 |  | 0.034836 |  | -0.0001878 |  | 0.017563 |  | 6.0143e-05
| 0 |  | 0.00088706 |  | 0.0020981 |  | 0.00076691 |  | 0.034321 |  | 0.00038642 |  | 0.01719 |  | -2.8721e-06
| 0 |  | 0.00024738 |  | 0.0020849 |  | 0.0007666 |  | 0.03376 |  | 2.5495e-05 |  | 0.016979 |  | -4.3305e-05
| 0 |  | 0.00014353 |  | 0.0020776 |  | 0.00076691 |  | 0.033511 |  | 4.9734e-05 |  | 0.01681 |  | -9.7939e-06
| 0 |  | 0.00036195 |  | 0.0020802 |  | 0.00076691 |  | 0.032845 |  | 1.2159e-05 |  | 0.016346 |  | -8.2393e-05
| 0 |  | 0.00046459 |  | 0.0020844 |  | 0.00076691 |  | 0.032546 |  | 1.0077e-05 |  | 0.016413 |  | 2.8855e-05
| 0 |  | 0.00041796 |  | 0.0020783 |  | 0.00076691 |  | 0.03205 |  | 2.5168e-05 |  | 0.016135 |  | 2.9706e-05
| 0 |  | 0.00053215 |  | 0.002064 |  | 0.00076691 |  | 0.031714 |  | 1.7172e-05 |  | 0.016054 |  | -1.2433e-05
| 0 |  | 0.00034739 |  | 0.0020594 |  | 0.00076691 |  | 0.031345 |  | -6.4637e-07 |  | 0.015726 |  | 2.0147e-05
| 0 |  | 0.00011331 |  | 0.0020559 |  | 0.00038361 |  | 0.030984 |  | -7.0562e-06 |  | 0.015901 |  | -3.8465e-05
| 0 |  | 0.00022177 |  | 0.002054 |  | 0.00038345 |  | 0.030662 |  | -1.5363e-05 |  | 0.01542 |  | -1.6945e-05
| 0 |  | 0.000234 |  | 0.0020493 |  | 0.00076721 |  | 0.030264 |  | -1.4353e-05 |  | 0.015358 |  | -1.5533e-06
| 0 |  | 0.0001151 |  | 0.0020347 |  | 0.00076721 |  | 0.029999 |  | 1.2792e-05 |  | 0.015303 |  | -4.0567e-05
| 0 |  | 0.00011057 |  | 0.002022 |  | 0.00076691 |  | 0.029591 |  | 2.2841e-05 |  | 0.01502 |  | -2.2306e-05
| 0 |  | 7.296e-05 |  | 0.0020127 |  | 0.00038361 |  | 0.029195 |  | -1.5075e-05 |  | 0.014972 |  | -3.2565e-05
| 0 |  | 0.00031153 |  | 0.0020089 |  | 0.00038361 |  | 0.028874 |  | -2.617e-05 |  | 0.014894 |  | -2.2914e-05
| 0 |  | 0.00052346 |  | 0.0020024 |  | 0.00076721 |  | 0.028496 |  | -2.291e-05 |  | 0.014568 |  | 3.0355e-05
| 0 |  | 0.00063006 |  | 0.0020092 |  | 0.00038376 |  | 0.028151 |  | -3.1639e-05 |  | 0.014479 |  | 5.4853e-05
| 0 |  | 0.00057606 |  | 0.0020096 |  | 0 |  | 0.027839 |  | 1.2697e-05 |  | 0.014422 |  | 4.0622e-05
| 0 |  | 0.00057765 |  | 0.0020042 |  | 0.00038361 |  | 0.027513 |  | 7.5796e-06 |  | 0.01418 |  | 9.1838e-05
| 0 |  | 0.00052454 |  | 0.0019945 |  | 0.00076752 |  | 0.027158 |  | 1.3513e-05 |  | 0.014072 |  | 9.8354e-05
| 0 |  | 0.0011182 |  | 0.0019922 |  | 0.00076752 |  | 0.026846 |  | 3.5432e-05 |  | 0.014147 |  | -3.1022e-05
| 0 |  | 0.00053887 |  | 0.0019932 |  | 0.00038361 |  | 0.026495 |  | 4.7032e-05 |  | 0.013828 |  | -6.4441e-05
| 0 |  | 0.00029432 |  | 0.0019853 |  | 0.00038376 |  | 0.026062 |  | 1.2542e-05 |  | 0.013673 |  | 1.5654e-05
| 0 |  | 0.00033278 |  | 0.0019828 |  | 0.00038376 |  | 0.025668 |  | -3.0297e-05 |  | 0.013481 |  | 7.3719e-05
| 0 |  | 0.0004328 |  | 0.0019789 |  | 0 |  | 0.025348 |  | 1.9418e-05 |  | 0.013568 |  | 4.7292e-05
| 0 |  | 0.0006673 |  | 0.001979 |  | 0 |  | 0.025048 |  | 2.5013e-05 |  | 0.013363 |  | -6.25e-06
| 0 |  | 0.00046036 |  | 0.0019881 |  | 0.00038391 |  | 0.024601 |  | -7.7234e-06 |  | 0.013187 |  | -3.6319e-05
| 0 |  | 0.00031829 |  | 0.0019895 |  | 0.00038376 |  | 0.024306 |  | -1.0685e-05 |  | 0.013182 |  | -3.9968e-05
| 0 |  | 0.00064657 |  | 0.0019858 |  | 0.00038376 |  | 0.024156 |  | -1.7365e-05 |  | 0.013033 |  | 9.9251e-06
| 0 |  | 0.00064647 |  | 0.0019768 |  | 0.00076782 |  | 0.023911 |  | 4.5419e-06 |  | 0.013006 |  | 2.2907e-05
| 0 |  | 0.00054765 |  | 0.0019665 |  | 0.00076782 |  | 0.023517 |  | 9.7657e-07 |  | 0.012806 |  | 1.6412e-05
| 0 |  | 0.00048378 |  | 0.001961 |  | 0.00076752 |  | 0.023082 |  | -2.5352e-05 |  | 0.01274 |  | 4.8871e-05
| 0 |  | 0.00045345 |  | 0.001951 |  | 0.00076782 |  | 0.022893 |  | 2.1133e-06 |  | 0.012618 |  | 2.6878e-05
| 0 |  | 0.00084294 |  | 0.0019479 |  | 0.00076782 |  | 0.022518 |  | 1.1838e-05 |  | 0.012535 |  | 1.6334e-05
| 0 |  | 0.00077271 |  | 0.0019478 |  | 0.00038391 |  | 0.022181 |  | -1.5413e-06 |  | 0.012675 |  | -5.3698e-05
| 0 |  | 0.00031475 |  | 0.0019383 |  | 0 |  | 0.021997 |  | -5.551e-06 |  | 0.0123 |  | -0.0001259
| 0 |  | 0.00057338 |  | 0.0019373 |  | 0.00038391 |  | 0.021723 |  | -1.3986e-05 |  | 0.012277 |  | -5.7917e-05
| 0 |  | 0.00065849 |  | 0.0019386 |  | 0.00038391 |  | 0.021421 |  | -3.4141e-05 |  | 0.012046 |  | -4.9825e-05
| 0 |  | 0.00025552 |  | 0.0019361 |  | 0.00038406 |  | 0.021012 |  | -2.4064e-05 |  | 0.012075 |  | -3.1543e-05
| 0 |  | 0.00026483 |  | 0.0019331 |  | 0.00038391 |  | 0.020688 |  | 4.7021e-07 |  | 0.012088 |  | 4.071e-05
| 0 |  | 0.0004039 |  | 0.0019258 |  | 0.00038406 |  | 0.020546 |  | 3.3901e-05 |  | 0.011755 |  | 9.0043e-05
| 0 |  | 0.00039554 |  | 0.0019156 |  | 0.00076813 |  | 0.020414 |  | 2.4052e-05 |  | 0.011997 |  | 0.00014154
| 0 |  | 0.00034482 |  | 0.0019122 |  | 0.00038406 |  | 0.020085 |  | -2.685e-05 |  | 0.011961 |  | 9.8339e-06
| 0 |  | 0.00053421 |  | 0.0019044 |  | 0 |  | 0.019745 |  | -2.0684e-05 |  | 0.011653 |  | -7.6585e-05
| 0 |  | 0.00067282 |  | 0.0018903 |  | 0 |  | 0.019501 |  | -2.7293e-05 |  | 0.011786 |  | -3.2601e-05
| 0 |  | 0.00052582 |  | 0.0018756 |  | 0 |  | 0.01913 |  | -2.9697e-05 |  | 0.011639 |  | -3.9653e-05
| 0 |  | 0.00038395 |  | 0.0018627 |  | 0 |  | 0.018753 |  | 1.0434e-05 |  | 0.0114 |  | 3.29e-05
| 0 |  | 0.00046831 |  | 0.0018594 |  | 0 |  | 0.018536 |  | -2.7081e-05 |  | 0.011423 |  | 2.7545e-05
| 0 |  | 0.0013724 |  | 0.0018547 |  | 0.00038422 |  | 0.01842 |  | 2.0055e-05 |  | 0.011327 |  | -2.6959e-05
| 0 |  | 0.00042475 |  | 0.0018492 |  | 0.00038406 |  | 0.018312 |  | 5.1938e-05 |  | 0.011466 |  | 2.3858e-05
| 0 |  | 0.00029624 |  | 0.0018347 |  | 0.00038422 |  | 0.018093 |  | 4.4931e-06 |  | 0.011564 |  | 5.849e-05
| 0 |  | 0.00069179 |  | 0.0018265 |  | 0.00038422 |  | 0.017783 |  | -2.0168e-05 |  | 0.011443 |  | 1.2819e-05
| 0 |  | 0.00092039 |  | 0.001833 |  | 0.00038422 |  | 0.017469 |  | 1.2736e-05 |  | 0.011205 |  | -3.1913e-05
| 0 |  | 0.00045016 |  | 0.0018306 |  | 0.00038422 |  | 0.017285 |  | 7.4759e-06 |  | 0.011631 |  | 5.2578e-07
| 0 |  | 0.00017612 |  | 0.0018275 |  | 0.00038422 |  | 0.017104 |  | -2.2772e-05 |  | 0.011337 |  | 4.5149e-05
| 0 |  | 0.00025973 |  | 0.0018352 |  | 0.00038422 |  | 0.016873 |  | -2.3733e-05 |  | 0.011393 |  | 6.6816e-05
| 0 |  | 0.00030861 |  | 0.0018417 |  | 0.00038437 |  | 0.016661 |  | 1.9866e-06 |  | 0.01154 |  | 4.4527e-05
| 0 |  | 0.00031646 |  | 0.0018443 |  | 0.00038422 |  | 0.016362 |  | 1.4967e-05 |  | 0.011238 |  | 3.841e-06
| 0 |  | 0.00038327 |  | 0.0018366 |  | 0 |  | 0.015966 |  | -1.6402e-05 |  | 0.01114 |  | -3.217e-05
| 0 |  | 0.00039118 |  | 0.0018234 |  | 0 |  | 0.01584 |  | -4.0532e-05 |  | 0.011357 |  | -1.9894e-05
| 0 |  | 0.00019881 |  | 0.0018211 |  | 0 |  | 0.015881 |  | -1.409e-05 |  | 0.011506 |  | -4.4513e-05
| 0 |  | 0.00036346 |  | 0.0018137 |  | 0 |  | 0.015721 |  | 1.3847e-05 |  | 0.010968 |  | -9.5554e-05
| 0 |  | 0.00060294 |  | 0.0018022 |  | 0.00038437 |  | 0.015553 |  | 1.1138e-06 |  | 0.011642 |  | -2.2802e-05
| 0 |  | 0.00098735 |  | 0.0017951 |  | 0.00038437 |  | 0.015334 |  | 4.3869e-06 |  | 0.011451 |  | 3.7559e-05
| 0 |  | 0.0010877 |  | 0.001794 |  | 0.00038452 |  | 0.014949 |  | 1.0993e-05 |  | 0.011148 |  | 0.00010025
| 0 |  | 0.00064149 |  | 0.001799 |  | 0.00038437 |  | 0.014616 |  | 1.3092e-05 |  | 0.011354 |  | 6.4727e-05
| 0 |  | 0.00049418 |  | 0.0017965 |  | 0 |  | 0.014416 |  | 1.9243e-05 |  | 0.011201 |  | -8.6949e-06
| 0 |  | 0.00079806 |  | 0.0017831 |  | 0.00038452 |  | 0.014213 |  | 4.4095e-07 |  | 0.011269 |  | 5.5155e-05
| 0 |  | 0.00096036 |  | 0.0017739 |  | 0.00076904 |  | 0.014011 |  | -1.5182e-05 |  | 0.01133 |  | 4.9049e-05
| 0 |  | 0.00055244 |  | 0.0017783 |  | 0.00076874 |  | 0.013949 |  | -2.3031e-05 |  | 0.011399 |  | 9.8545e-05
| 0 |  | 0.00027974 |  | 0.0017872 |  | 0.00076904 |  | 0.013792 |  | -4.6912e-05 |  | 0.011494 |  | 0.00011795
| 0 |  | 0.00029967 |  | 0.001796 |  | 0.00076904 |  | 0.013656 |  | -1.3908e-05 |  | 0.01145 |  | 6.7382e-05
| 0 |  | 0.00049835 |  | 0.0018037 |  | 0.00038452 |  | 0.013514 |  | -2.01e-05 |  | 0.011538 |  | 2.3388e-05
| 0 |  | 0.00066282 |  | 0.0018028 |  | 0 |  | 0.013257 |  | -1.7336e-05 |  | 0.011554 |  | -4.5463e-06
| 0 |  | 0.00037942 |  | 0.0017928 |  | 0.00038452 |  | 0.013139 |  | 6.0655e-06 |  | 0.011596 |  | 8.8471e-05
| 0 |  | 0.00032352 |  | 0.0017915 |  | 0.00038467 |  | 0.013038 |  | -3.2403e-05 |  | 0.011895 |  | 7.0179e-05
| 0 |  | 0.00071602 |  | 0.0017869 |  | 0.00038452 |  | 0.012815 |  | -2.6147e-05 |  | 0.011476 |  | 6.8492e-07
| 0 |  | 0.00058054 |  | 0.0017745 |  | 0.00038467 |  | 0.012566 |  | -2.0108e-05 |  | 0.011405 |  | 9.5221e-05
| 0 |  | 0.00019023 |  | 0.0017653 |  | 0.00038452 |  | 0.012302 |  | -3.2193e-05 |  | 0.011723 |  | 0.00014163
| 0 |  | 0.00037789 |  | 0.0017609 |  | 0.00038467 |  | 0.012141 |  | -6.2499e-05 |  | 0.011789 |  | 9.6158e-05
| 0 |  | 0.00053094 |  | 0.0017609 |  | 0.00038467 |  | 0.012103 |  | -5.3015e-05 |  | 0.011936 |  | 3.408e-05
| 0 |  | 0.00034283 |  | 0.0017613 |  | 0.00038467 |  | 0.01197 |  | 2.7554e-05 |  | 0.011856 |  | 5.451e-05
| 0 |  | 0.00031378 |  | 0.0017619 |  | 0 |  | 0.011734 |  | 5.033e-05 |  | 0.012006 |  | 6.148e-05
| 0 |  | 0.00080957 |  | 0.0017642 |  | 0 |  | 0.011617 |  | 3.1059e-05 |  | 0.012 |  | 2.4879e-05
| 0 |  | 0.00082323 |  | 0.0017662 |  | 0.00038483 |  | 0.011608 |  | 1.3442e-05 |  | 0.012483 |  | 5.123e-05
| 0 |  | 0.0003777 |  | 0.0017625 |  | 0.00038467 |  | 0.011434 |  | 1.3011e-05 |  | 0.012353 |  | 7.8546e-05
| 0 |  | 0.00041325 |  | 0.0017568 |  | 0.00038467 |  | 0.011181 |  | 5.6865e-06 |  | 0.012323 |  | 5.8741e-05
| 0 |  | 0.00034084 |  | 0.001756 |  | 0.00038483 |  | 0.011014 |  | -3.1993e-06 |  | 0.012457 |  | 1.1404e-05
| 0 |  | 0.00052431 |  | 0.0017551 |  | 0.00038483 |  | 0.010939 |  | -9.9262e-07 |  | 0.012501 |  | 4.799e-05
| 0 |  | 0.00055156 |  | 0.0017455 |  | 0.00038467 |  | 0.010805 |  | -1.917e-05 |  | 0.012713 |  | 0.00012591
| 0 |  | 0.00047787 |  | 0.0017281 |  | 0.00038483 |  | 0.010466 |  | -2.9636e-06 |  | 0.012809 |  | 0.00013919
| 0 |  | 0.00037078 |  | 0.0017135 |  | 0.00076965 |  | 0.010296 |  | 2.1807e-05 |  | 0.012779 |  | 0.00014966
| 0 |  | 0.00043315 |  | 0.001711 |  | 0.00076965 |  | 0.01017 |  | 2.9208e-05 |  | 0.013029 |  | 0.00016946
| 0 |  | 0.00049098 |  | 0.001711 |  | 0.00038498 |  | 0.0099984 |  | 2.7377e-05 |  | 0.012818 |  | 0.00013607
| 0 |  | 0.00028258 |  | 0.0017055 |  | 0 |  | 0.0098808 |  | -1.5501e-05 |  | 0.013355 |  | 9.717e-05
| 0 |  | 0.00034143 |  | 0.001691 |  | 0 |  | 0.0098252 |  | 4.575e-06 |  | 0.013263 |  | 0.00012263
| 0 |  | 0.00037738 |  | 0.0016761 |  | 0 |  | 0.0097223 |  | 0.00011783 |  | 0.013209 |  | 0.0001298
| 0 |  | 0.00083538 |  | 0.0016685 |  | 0 |  | 0.009539 |  | 0.00010268 |  | 0.013574 |  | 2.4162e-05
| 0 |  | 0.0003517 |  | 0.0016672 |  | 0 |  | 0.0094963 |  | 2.9133e-05 |  | 0.013162 |  | 1.1636e-05
| 0 |  | 0.00070202 |  | 0.0016695 |  | 0 |  | 0.0092896 |  | -1.6103e-05 |  | 0.013756 |  | 9.8552e-05
| 0 |  | 0.00072526 |  | 0.0016676 |  | 0 |  | 0.0090844 |  | -1.1371e-05 |  | 0.014107 |  | 0.00010118
| 0 |  | 0.00030078 |  | 0.0016626 |  | 0.00038498 |  | 0.0090352 |  | 3.3919e-05 |  | 0.014323 |  | 0.00018616
| 0 |  | 0.00037388 |  | 0.0016497 |  | 0.00076996 |  | 0.0089112 |  | 7.9373e-06 |  | 0.014745 |  | 0.00020951
| 0 |  | 0.00045065 |  | 0.0016368 |  | 0.00038498 |  | 0.0088704 |  | 9.258e-06 |  | 0.014942 |  | 0.000131
| 0 |  | 0.00019102 |  | 0.001632 |  | 0.00038498 |  | 0.0088796 |  | 7.3894e-06 |  | 0.014898 |  | 0.00014495
| 0 |  | 0.0002512 |  | 0.001623 |  | 0.00038513 |  | 0.0087768 |  | -2.854e-05 |  | 0.015443 |  | 0.00019577
| 0 |  | 0.0003319 |  | 0.0016145 |  | 0.00038498 |  | 0.0086829 |  | -3.5552e-05 |  | 0.01556 |  | 0.00026424
| 0 |  | 0.00040464 |  | 0.0016063 |  | 0.00038513 |  | 0.0086182 |  | -3.6649e-05 |  | 0.015789 |  | 0.00023698
| 0 |  | 0.00045054 |  | 0.0015906 |  | 0.00038513 |  | 0.0084014 |  | -1.5185e-05 |  | 0.015955 |  | 0.00020423
| 0 |  | 0.000578 |  | 0.0015795 |  | 0.00038513 |  | 0.008228 |  | -1.1929e-05 |  | 0.01594 |  | 0.00022816
| 0 |  | 0.00061793 |  | 0.0015754 |  | 0 |  | 0.0081106 |  | -1.7523e-05 |  | 0.016398 |  | 0.00018835
| 0 |  | 0.00021668 |  | 0.0015768 |  | 0.00038528 |  | 0.0080747 |  | -1.2639e-05 |  | 0.016653 |  | 0.00020756
| 0 |  | 7.3466e-05 |  | 0.0015714 |  | 0.00038513 |  | 0.0080234 |  | -1.0447e-05 |  | 0.01717 |  | 0.00023673
| 0 |  | 0.00010334 |  | 0.0015606 |  | 0 |  | 0.007869 |  | 7.0032e-08 |  | 0.017131 |  | 0.00018617
| 0 |  | 0.00040129 |  | 0.0015504 |  | 0 |  | 0.007808 |  | -3.5836e-05 |  | 0.017365 |  | 0.00014235
| 0 |  | 0.00050671 |  | 0.0015481 |  | 0 |  | 0.0076874 |  | -3.0586e-05 |  | 0.017733 |  | 0.00017757
| 0 |  | 0.0002065 |  | 0.0015489 |  | 0 |  | 0.0075576 |  | -1.8417e-05 |  | 0.017902 |  | 0.00029062
| 0 |  | 0.00017432 |  | 0.0015462 |  | 0.00038528 |  | 0.0076139 |  | -1.4905e-07 |  | 0.018354 |  | 0.00032712
| 0 |  | 0.0003242 |  | 0.0015499 |  | 0.00077057 |  | 0.0075012 |  | 1.7319e-05 |  | 0.018724 |  | 0.00031801
| 0 |  | 0.00050956 |  | 0.0015504 |  | 0.00038513 |  | 0.0073014 |  | -3.2775e-06 |  | 0.018989 |  | 0.00030055
| 0 |  | 0.00047405 |  | 0.001558 |  | 0.00038528 |  | 0.0071903 |  | -5.5746e-06 |  | 0.019337 |  | 0.00027558
| 0 |  | 0.00047226 |  | 0.0015662 |  | 0.00038528 |  | 0.007056 |  | -1.9396e-05 |  | 0.019398 |  | 0.00023397
| 0 |  | 0.00085879 |  | 0.0015589 |  | 0.00038528 |  | 0.0070683 |  | 4.3855e-06 |  | 0.020041 |  | 0.00025369
| 0 |  | 0.00071082 |  | 0.0015543 |  | 0.00077087 |  | 0.0070363 |  | -1.2755e-06 |  | 0.01993 |  | 0.00038125
| 0 |  | 0.00027429 |  | 0.0015549 |  | 0.00038528 |  | 0.0068242 |  | -2.2487e-05 |  | 0.02042 |  | 0.00029808
| 0 |  | 0.00040417 |  | 0.0015545 |  | 0 |  | 0.0066781 |  | -3.7392e-05 |  | 0.020622 |  | 0.00020119
| 0 |  | 0.00043419 |  | 0.0015541 |  | 0.00038528 |  | 0.0067263 |  | -4.5697e-05 |  | 0.021066 |  | 0.0002944
| 0 |  | 0.00026051 |  | 0.0015605 |  | 0.00038544 |  | 0.0067191 |  | -2.4163e-05 |  | 0.021546 |  | 0.00028041
| 0 |  | 0.00038915 |  | 0.0015674 |  | 0.00038528 |  | 0.0065418 |  | -2.8896e-05 |  | 0.021661 |  | 0.00029875
| 0 |  | 0.00029491 |  | 0.0015593 |  | 0.00038544 |  | 0.0064273 |  | -1.2917e-05 |  | 0.022023 |  | 0.00039365
| 0 |  | 0.0002287 |  | 0.0015507 |  | 0.00038544 |  | 0.0063549 |  | 1.824e-06 |  | 0.022366 |  | 0.00040309
| 0 |  | 0.00021263 |  | 0.001541 |  | 0.00077087 |  | 0.0062289 |  | -6.0285e-06 |  | 0.022928 |  | 0.0004418
| 0 |  | 0.00065643 |  | 0.0015337 |  | 0.00077087 |  | 0.0061618 |  | -1.3343e-05 |  | 0.023231 |  | 0.0004539
| 0 |  | 0.0001734 |  | 0.0015412 |  | 0.00077118 |  | 0.006151 |  | -2.8535e-05 |  | 0.023537 |  | 0.0003511
| 0 |  | 0.00032139 |  | 0.0015453 |  | 0.00077087 |  | 0.0060011 |  | -5.8954e-06 |  | 0.023624 |  | 0.00038185
| 0 |  | 0.00043037 |  | 0.0015416 |  | 0.00038544 |  | 0.0058696 |  | 1.7031e-05 |  | 0.023975 |  | 0.00043457
| 0 |  | 0.00079562 |  | 0.0015372 |  | 0.00038559 |  | 0.0058715 |  | 1.8941e-05 |  | 0.02457 |  | 0.0004501
| 0 |  | 0.00073151 |  | 0.0015376 |  | 0.00038559 |  | 0.0058515 |  | 2.5519e-05 |  | 0.024832 |  | 0.00045632
| 0 |  | 0.00048517 |  | 0.0015422 |  | 0 |  | 0.0057516 |  | -1.3369e-05 |  | 0.025402 |  | 0.00040055
| 0 |  | 0.00092879 |  | 0.0015437 |  | 0 |  | 0.0056186 |  | -2.3353e-05 |  | 0.025401 |  | 0.00036987
| 0 |  | 0.00061568 |  | 0.0015405 |  | 0.00038559 |  | 0.0055033 |  | -3.1e-06 |  | 0.025832 |  | 0.0004385
| 0 |  | 0.00041262 |  | 0.0015397 |  | 0.00077118 |  | 0.0053841 |  | -1.0927e-05 |  | 0.025911 |  | 0.0004861
| 0 |  | 0.00041603 |  | 0.0015409 |  | 0.00038559 |  | 0.0053999 |  | 3.5671e-05 |  | 0.026787 |  | 0.00044863
| 0 |  | 0.00040518 |  | 0.0015351 |  | 0 |  | 0.0053841 |  | 3.9266e-05 |  | 0.026953 |  | 0.00045903
| 0 |  | 0.00067454 |  | 0.0015272 |  | 0.00038559 |  | 0.0052911 |  | 1.4091e-05 |  | 0.027126 |  | 0.00050186
| 0 |  | 0.00027648 |  | 0.0015175 |  | 0.00038574 |  | 0.0052198 |  | 2.2646e-06 |  | 0.027281 |  | 0.00046968
| 0 |  | 0.00051574 |  | 0.001505 |  | 0 |  | 0.0051406 |  | -2.2657e-05 |  | 0.027838 |  | 0.00036714
| 0 |  | 0.00089642 |  | 0.0014954 |  | 0.00038574 |  | 0.0050993 |  | -1.3412e-05 |  | 0.028217 |  | 0.00040561
| 0 |  | 7.1428e-05 |  | 0.0014834 |  | 0.00077149 |  | 0.0049952 |  | -3.9319e-05 |  | 0.028519 |  | 0.00045308
| 0 |  | 0.0002104 |  | 0.0014695 |  | 0.00077118 |  | 0.0048594 |  | -3.7819e-05 |  | 0.028781 |  | 0.0004847
| 0 |  | 0.0002241 |  | 0.0014601 |  | 0.00038574 |  | 0.0048697 |  | 5.3829e-06 |  | 0.029579 |  | 0.00049878
| 0 |  | 0.00022828 |  | 0.0014531 |  | 0 |  | 0.0048608 |  | 1.3359e-05 |  | 0.029833 |  | 0.00039488
| 0 |  | 0.0001744 |  | 0.0014427 |  | 0 |  | 0.0047054 |  | 1.7265e-05 |  | 0.029423 |  | 0.00033113
| 0 |  | 0.0003749 |  | 0.0014356 |  | 0 |  | 0.0045725 |  | 2.5164e-05 |  | 0.029403 |  | 0.00039432
| 0 |  | 0.00037527 |  | 0.0014344 |  | 0.00038574 |  | 0.0045551 |  | 2.6609e-05 |  | 0.030818 |  | 0.0004624
| 0 |  | 0.00060305 |  | 0.0014248 |  | 0.00038589 |  | 0.0045683 |  | 1.5044e-05 |  | 0.030966 |  | 0.0004765
| 0 |  | 0.00059841 |  | 0.0014203 |  | 0.00038574 |  | 0.0045179 |  | 3.6156e-05 |  | 0.031281 |  | 0.00051609
| 0 |  | 0.0003392 |  | 0.0014161 |  | 0.00038589 |  | 0.0044002 |  | 1.5927e-05 |  | 0.031509 |  | 0.00044355
| 0 |  | 0.00011475 |  | 0.001403 |  | 0 |  | 0.0043281 |  | -4.4968e-05 |  | 0.031894 |  | 0.0003625
| 0 |  | 0.00027585 |  | 0.0013937 |  | 0 |  | 0.0042471 |  | -1.5589e-05 |  | 0.032127 |  | 0.00048234
| 0 |  | 0.00033194 |  | 0.0013873 |  | 0.0003859 |  | 0.0042403 |  | 2.0935e-05 |  | 0.032834 |  | 0.0005827
| 0 |  | 0.00096994 |  | 0.0013773 |  | 0.00038589 |  | 0.0042094 |  | 6.9737e-06 |  | 0.032924 |  | 0.00059281
| 0 |  | 0.00028273 |  | 0.001363 |  | 0 |  | 0.0041125 |  | -1.6384e-05 |  | 0.033007 |  | 0.00054898
| 0 |  | 0.00023318 |  | 0.0013524 |  | 0 |  | 0.0041559 |  | -3.8676e-06 |  | 0.033724 |  | 0.0005336
| 0 |  | 0.00067568 |  | 0.0013462 |  | 0 |  | 0.0041374 |  | 1.792e-05 |  | 0.034101 |  | 0.00057728
| 0 |  | 0.00077659 |  | 0.0013385 |  | 0 |  | 0.0039737 |  | 1.0822e-05 |  | 0.034123 |  | 0.00058408
| 0 |  | 0.00038617 |  | 0.0013313 |  | 0.0003859 |  | 0.0039368 |  | 1.8133e-05 |  | 0.034472 |  | 0.00057048
| 0 |  | 0.00028608 |  | 0.0013221 |  | 0.00038605 |  | 0.0040001 |  | 3.1209e-05 |  | 0.034738 |  | 0.00055698
| 0 |  | 0.00050342 |  | 0.0013147 |  | 0.00038605 |  | 0.0039511 |  | 5.5075e-05 |  | 0.035115 |  | 0.00057241
| 0 |  | 0.0011451 |  | 0.0013109 |  | 0.0003859 |  | 0.0038291 |  | 2.2606e-05 |  | 0.035098 |  | 0.00056984
| 0 |  | 0.00014637 |  | 0.0013041 |  | 0.00038605 |  | 0.0037586 |  | -2.4307e-05 |  | 0.035112 |  | 0.00058341
| 0 |  | 0.000319 |  | 0.0012983 |  | 0.00038605 |  | 0.0037717 |  | -8.7144e-06 |  | 0.035622 |  | 0.00061367
| 0 |  | 0.00035375 |  | 0.0012954 |  | 0 |  | 0.0037703 |  | 1.1048e-06 |  | 0.036063 |  | 0.00064215
| 0 |  | 0.00030542 |  | 0.0012948 |  | 0 |  | 0.0036949 |  | -2.4592e-05 |  | 0.036693 |  | 0.00056964
| 0 |  | 0.00040817 |  | 0.0012988 |  | 0 |  | 0.0036456 |  | -1.9175e-05 |  | 0.036737 |  | 0.0004745
| 0 |  | 0.00046595 |  | 0.0012971 |  | 0 |  | 0.0036271 |  | -1.6533e-06 |  | 0.036555 |  | 0.0005648
| 0 |  | 0.00055709 |  | 0.0012907 |  | 0 |  | 0.0035656 |  | -1.3508e-05 |  | 0.036815 |  | 0.00062693
| 0 |  | 0.00039881 |  | 0.0012901 |  | 0 |  | 0.0034877 |  | 2.3286e-06 |  | 0.036943 |  | 0.0006338
| 0 |  | 0.00054145 |  | 0.0012901 |  | 0.0003862 |  | 0.0034402 |  | 1.4514e-05 |  | 0.037293 |  | 0.00073904
| 0 |  | 0.0001858 |  | 0.0012907 |  | 0.00038605 |  | 0.0034623 |  | 9.4971e-06 |  | 0.037552 |  | 0.00070643
| 0 |  | 0.00044983 |  | 0.0012961 |  | 0 |  | 0.0034461 |  | -7.0963e-06 |  | 0.037878 |  | 0.00058217
| 0 |  | 0.000555 |  | 0.0013027 |  | 0 |  | 0.0033642 |  | -2.0163e-05 |  | 0.037502 |  | 0.00063122
| 0 |  | 0.0002736 |  | 0.0013038 |  | 0.00038635 |  | 0.0032437 |  | -7.9546e-06 |  | 0.037921 |  | 0.00069222
| 0 |  | 0.00026876 |  | 0.0012986 |  | 0.0007724 |  | 0.0032592 |  | -1.8722e-05 |  | 0.038177 |  | 0.00072915
| 0 |  | 0.00014813 |  | 0.0012928 |  | 0.0007724 |  | 0.0032723 |  | -7.0283e-06 |  | 0.038668 |  | 0.00075739
| 0 |  | 0.00013896 |  | 0.0012924 |  | 0.00038635 |  | 0.0031622 |  | 2.1207e-05 |  | 0.038739 |  | 0.00072481
| 0 |  | 0.00071397 |  | 0.0012941 |  | 0 |  | 0.0031568 |  | 3.7256e-05 |  | 0.038659 |  | 0.000765
| 0 |  | 0.00025508 |  | 0.0012945 |  | 0 |  | 0.0031267 |  | 1.4377e-05 |  | 0.038976 |  | 0.00081251
| 0 |  | 0.00018071 |  | 0.0012945 |  | 0.0003862 |  | 0.0030827 |  | -4.0587e-05 |  | 0.039 |  | 0.00078831
| 0 |  | 0.0002335 |  | 0.0012939 |  | 0.00038635 |  | 0.0030622 |  | -1.543e-05 |  | 0.038999 |  | 0.00080891
| 0 |  | 0.00013322 |  | 0.0012904 |  | 0 |  | 0.0030371 |  | 2.8105e-05 |  | 0.038774 |  | 0.00080176
| 0 |  | 0.00025396 |  | 0.0012831 |  | 0 |  | 0.0028911 |  | 1.0972e-05 |  | 0.038652 |  | 0.00072602
| 0 |  | 0.00044248 |  | 0.0012792 |  | 0 |  | 0.0029204 |  | -1.4426e-05 |  | 0.038796 |  | 0.00075641
| 0 |  | 0.00018909 |  | 0.0012767 |  | 0 |  | 0.0029231 |  | -2.3199e-05 |  | 0.038831 |  | 0.00086337
| 0 |  | 0.00021343 |  | 0.0012716 |  | 0.00038635 |  | 0.0029061 |  | 8.0489e-06 |  | 0.039415 |  | 0.00084048
| 0 |  | 0.00042615 |  | 0.0012624 |  | 0.00038635 |  | 0.0029455 |  | 1.6307e-05 |  | 0.039308 |  | 0.0008319
| 0 |  | 0.00058032 |  | 0.0012506 |  | 0 |  | 0.0028315 |  | 5.4129e-06 |  | 0.039663 |  | 0.00082077
| 0 |  | 0.00057583 |  | 0.0012432 |  | 0 |  | 0.0028508 |  | 3.008e-05 |  | 0.039311 |  | 0.0008867
| 0 |  | 0.001234 |  | 0.001239 |  | 0.0003865 |  | 0.0027492 |  | 1.1881e-05 |  | 0.03942 |  | 0.0010247
| 0 |  | 0.00031316 |  | 0.0012279 |  | 0.00038651 |  | 0.0026143 |  | 9.039e-06 |  | 0.03939 |  | 0.00095678
| 0 |  | 0.00013234 |  | 0.0012192 |  | 0 |  | 0.0026735 |  | -5.1642e-07 |  | 0.0392 |  | 0.00095675
| 0 |  | 0.00026295 |  | 0.0012176 |  | 0 |  | 0.0026962 |  | -2.9989e-05 |  | 0.039655 |  | 0.0010371
| 0 |  | 0.00031073 |  | 0.0012179 |  | 0 |  | 0.0026077 |  | -7.8824e-07 |  | 0.039719 |  | 0.00089368
| 0 |  | 0.00080464 |  | 0.0012176 |  | 0 |  | 0.0025114 |  | 2.3958e-05 |  | 0.039145 |  | 0.00087358
| 0 |  | 0.00032558 |  | 0.001218 |  | 0.00038666 |  | 0.0025269 |  | -1.9141e-05 |  | 0.039749 |  | 0.0010193
| 0 |  | 0.00050369 |  | 0.0012192 |  | 0.00038651 |  | 0.0026316 |  | -4.2392e-05 |  | 0.039881 |  | 0.0010602
| 0 |  | 0.0010695 |  | 0.0012046 |  | 0 |  | 0.0025288 |  | -1.3432e-05 |  | 0.039311 |  | 0.0010639
| 0 |  | 0.00078898 |  | 0.0011919 |  | 0 |  | 0.0024217 |  | 1.9447e-05 |  | 0.039024 |  | 0.0011364
| 0 |  | 0.00039773 |  | 0.0011903 |  | 0 |  | 0.0023965 |  | 1.1315e-05 |  | 0.039251 |  | 0.0012083
| 0 |  | 0.00049748 |  | 0.0011888 |  | 0 |  | 0.0023223 |  | 2.9065e-06 |  | 0.038715 |  | 0.0012103
| 0 |  | 0.0006243 |  | 0.0011835 |  | 0 |  | 0.0022584 |  | -2.1983e-06 |  | 0.038763 |  | 0.0013042
| 0 |  | 0.00048629 |  | 0.0011793 |  | 0 |  | 0.0021045 |  | -3.4228e-05 |  | 0.038985 |  | 0.001432
| 0 |  | 0.00045494 |  | 0.0011798 |  | 0 |  | 0.0022061 |  | -1.1283e-05 |  | 0.0396 |  | 0.0014265
| 0 |  | 0.00026474 |  | 0.0011698 |  | 0 |  | 0.0023817 |  | -1.6831e-05 |  | 0.039308 |  | 0.0014466
| 0 |  | 0.00076269 |  | 0.001162 |  | 0 |  | 0.0023043 |  | -2.6852e-05 |  | 0.039064 |  | 0.0015208
| 0 |  | 0.00097629 |  | 0.0011686 |  | 0 |  | 0.0021029 |  | -1.6591e-05 |  | 0.038848 |  | 0.0014818
| 0 |  | 0.00088026 |  | 0.0011753 |  | 0 |  | 0.0021256 |  | -2.6249e-05 |  | 0.0385 |  | 0.0015527
| 0 |  | 0.00019629 |  | 0.0011732 |  | 0 |  | 0.0022951 |  | -1.3867e-05 |  | 0.038571 |  | 0.0015968
| 0 |  | 0.00034211 |  | 0.0011647 |  | 0 |  | 0.0022113 |  | -4.9185e-07 |  | 0.038585 |  | 0.0015571
| 0 |  | 0.00036416 |  | 0.0011579 |  | 0 |  | 0.0021198 |  | -1.3625e-05 |  | 0.03777 |  | 0.0016152
| 0 |  | 0.00022938 |  | 0.0011589 |  | 0 |  | 0.0020756 |  | -1.516e-05 |  | 0.038035 |  | 0.0016859
| 0 |  | 0.00022504 |  | 0.0011666 |  | 0 |  | 0.0020179 |  | 1.5253e-05 |  | 0.037779 |  | 0.0017312
| 0 |  | 0.00014331 |  | 0.0011705 |  | 0 |  | 0.002021 |  | -9.2062e-07 |  | 0.037784 |  | 0.0017239
| 0 |  | 0.00041287 |  | 0.0011683 |  | 0 |  | 0.0019725 |  | -2.4271e-05 |  | 0.03692 |  | 0.0016893
| 0 |  | 0.00024371 |  | 0.0011745 |  | 0 |  | 0.0019648 |  | -9.9537e-07 |  | 0.037068 |  | 0.0018571
| 0 |  | 0.00031458 |  | 0.0011737 |  | 0 |  | 0.0018549 |  | 1.628e-05 |  | 0.037482 |  | 0.0020258
| 0 |  | 0.00084988 |  | 0.0011677 |  | 0.00038681 |  | 0.0018896 |  | -2.0783e-06 |  | 0.037333 |  | 0.0019904
| 0 |  | 0.00035207 |  | 0.0011653 |  | 0.00038696 |  | 0.0019519 |  | -2.3207e-05 |  | 0.036719 |  | 0.0021575
| 0 |  | 0.00045337 |  | 0.0011561 |  | 0 |  | 0.0018397 |  | -2.4574e-05 |  | 0.036891 |  | 0.0023005
| 0 |  | 0.00023479 |  | 0.001138 |  | 0 |  | 0.0019506 |  | -1.2137e-06 |  | 0.036775 |  | 0.0022501
| 0 |  | 0.00036152 |  | 0.0011255 |  | 0 |  | 0.0019554 |  | 2.4366e-06 |  | 0.036204 |  | 0.0023702
| 0 |  | 0.00038719 |  | 0.0011276 |  | 0 |  | 0.0018283 |  | -1.5961e-05 |  | 0.035911 |  | 0.0023673
| 0 |  | 0.00029487 |  | 0.0011312 |  | 0.00038696 |  | 0.0017976 |  | 1.3111e-05 |  | 0.035426 |  | 0.0023997
| 0 |  | 0.00025139 |  | 0.0011314 |  | 0.00038696 |  | 0.001833 |  | 1.081e-05 |  | 0.035923 |  | 0.0025373
| 0 |  | 0.0011799 |  | 0.0011285 |  | 0 |  | 0.001875 |  | -1.1045e-05 |  | 0.035212 |  | 0.0025977
| 0 |  | 0.00052451 |  | 0.0011217 |  | 0 |  | 0.0017545 |  | -1.2694e-05 |  | 0.034665 |  | 0.002565
| 0 |  | 0.00018471 |  | 0.0011219 |  | 0.00038712 |  | 0.0017465 |  | 4.7658e-06 |  | 0.03433 |  | 0.0027446
| 0 |  | 0.00056542 |  | 0.0011267 |  | 0.00038696 |  | 0.0018044 |  | 1.4375e-05 |  | 0.034229 |  | 0.0029599
| 0 |  | 0.00069715 |  | 0.0011279 |  | 0.00038712 |  | 0.0016902 |  | -2.2764e-05 |  | 0.034115 |  | 0.0030089
| 0 |  | 0.00033333 |  | 0.0011238 |  | 0.00038712 |  | 0.0016626 |  | -9.5383e-06 |  | 0.033901 |  | 0.0030664
| 0 |  | 0.0001226 |  | 0.0011074 |  | 0 |  | 0.0015954 |  | 2.6334e-05 |  | 0.033237 |  | 0.0029533
| 0 |  | 0.00038946 |  | 0.001092 |  | 0 |  | 0.0015383 |  | 3.7339e-05 |  | 0.032383 |  | 0.0028911
| 0 |  | 0.00076436 |  | 0.0010883 |  | 0 |  | 0.0014727 |  | -7.2597e-06 |  | 0.032366 |  | 0.0031411
| 0 |  | 0.00047491 |  | 0.0010885 |  | 0 |  | 0.0015101 |  | -2.2696e-05 |  | 0.032558 |  | 0.0034505
| 0 |  | 9.4584e-05 |  | 0.0010786 |  | 0 |  | 0.0016926 |  | 7.5635e-06 |  | 0.031998 |  | 0.0035251
| 0 |  | 0.00027895 |  | 0.0010706 |  | 0 |  | 0.0016994 |  | 3.0774e-05 |  | 0.031871 |  | 0.0035709
| 0 |  | 0.00048059 |  | 0.0010565 |  | 0 |  | 0.00159 |  | 2.7318e-05 |  | 0.031561 |  | 0.0037256
| 0 |  | 0.00046476 |  | 0.0010555 |  | 0 |  | 0.0014675 |  | -1.9853e-05 |  | 0.031236 |  | 0.0037728
| 0 |  | 0.00051575 |  | 0.0010501 |  | 0 |  | 0.0015329 |  | -3.8835e-05 |  | 0.030746 |  | 0.0038553
| 0 |  | 0.0004363 |  | 0.0010365 |  | 0 |  | 0.0016007 |  | -1.3328e-05 |  | 0.03051 |  | 0.0040696
| 0 |  | 0.00066748 |  | 0.0010332 |  | 0 |  | 0.0014998 |  | 6.4748e-06 |  | 0.030253 |  | 0.0041782
| 0 |  | 0.00073057 |  | 0.0010332 |  | 0 |  | 0.0013058 |  | -1.07e-05 |  | 0.029898 |  | 0.0041722
| 0 |  | 0.0003768 |  | 0.0010281 |  | 0 |  | 0.0013616 |  | -1.9055e-05 |  | 0.029358 |  | 0.0042468
| 0 |  | 0.0002595 |  | 0.0010236 |  | 0 |  | 0.0015616 |  | -8.7477e-06 |  | 0.029282 |  | 0.0044848
| 0 |  | 0.00083918 |  | 0.0010263 |  | 0 |  | 0.0015132 |  | 1.165e-05 |  | 0.028852 |  | 0.0045874
| 0 |  | 0.00087709 |  | 0.0010256 |  | 0 |  | 0.0014063 |  | 5.9825e-06 |  | 0.028346 |  | 0.0046922
| 0 |  | 0.00055075 |  | 0.0010167 |  | 0 |  | 0.0013687 |  | -3.6554e-05 |  | 0.028021 |  | 0.0049094
| 0 |  | 0.0001767 |  | 0.0010118 |  | 0 |  | 0.0013356 |  | -2.4203e-05 |  | 0.027782 |  | 0.0050397
| 0 |  | 5.4453e-05 |  | 0.0010087 |  | 0 |  | 0.0010001 |  | 2.4958e-06 |  | 0.02725 |  | 0.0050663
| 0 |  | 0.00024678 |  | 0.0010094 |  | 0 |  | 0.0013228 |  | 6.6696e-05 |  | 0.026226 |  | 0.0053724
| 0 |  | 0.00025148 |  | 0.0010131 |  | 0 |  | 0.0014686 |  | 4.4541e-05 |  | 0.026892 |  | 0.0055584
| 0 |  | 0.0002185 |  | 0.0010041 |  | 0 |  | 0.0012924 |  | -3.0461e-05 |  | 0.026131 |  | 0.0057103
| 0 |  | 0.00034195 |  | 0.00099407 |  | 0 |  | 0.0012064 |  | 2.4558e-05 |  | 0.025856 |  | 0.0058613
| 0 |  | 0.00038406 |  | 0.00099458 |  | 0 |  | 0.0013541 |  | 3.2588e-05 |  | 0.025315 |  | 0.0060434
| 0 |  | 0.00051031 |  | 0.00099523 |  | 0 |  | 0.0012962 |  | 1.4098e-05 |  | 0.024754 |  | 0.0062962
| 0 |  | 0.00062855 |  | 0.0009942 |  | 0 |  | 0.0012747 |  | 1.7116e-05 |  | 0.024754 |  | 0.0063858
| 0 |  | 0.00052081 |  | 0.00099471 |  | 0 |  | 0.0013078 |  | -1.4644e-05 |  | 0.024082 |  | 0.0065155
| 0 |  | 0.00035797 |  | 0.00099575 |  | 0 |  | 0.0012336 |  | -1.1668e-05 |  | 0.024015 |  | 0.0067033
| 0 |  | 0.0003397 |  | 0.00099975 |  | 0 |  | 0.0011175 |  | 2.983e-05 |  | 0.023116 |  | 0.0069082
| 0 |  | 0.00056023 |  | 0.001008 |  | 0 |  | 0.0011247 |  | 4.1329e-05 |  | 0.023614 |  | 0.0070164
| 0 |  | 0.00098718 |  | 0.0010121 |  | 0 |  | 0.0012187 |  | 3.8193e-05 |  | 0.022754 |  | 0.0072345
| 0 |  | 0.00036881 |  | 0.0010247 |  | 0 |  | 0.0011375 |  | 6.196e-05 |  | 0.022495 |  | 0.0074526
| 0 |  | 0.00054031 |  | 0.0010173 |  | 0 |  | 0.0010429 |  | 1.5321e-05 |  | 0.022213 |  | 0.0076236
| 0 |  | 0.0008189 |  | 0.0010085 |  | 0.00038757 |  | 0.0010868 |  | -7.2486e-06 |  | 0.022081 |  | 0.0080284
| 0 |  | 0.00032825 |  | 0.0010084 |  | 0.00038757 |  | 0.0011231 |  | -1.3917e-05 |  | 0.021591 |  | 0.0081226
| 0 |  | 0.00043323 |  | 0.0010097 |  | 0 |  | 0.0010682 |  | 5.3845e-07 |  | 0.02079 |  | 0.0082256
| 0 |  | 0.0005018 |  | 0.0010094 |  | 0 |  | 0.0011474 |  | 9.6269e-06 |  | 0.021 |  | 0.0084285
| 0 |  | 0.00031417 |  | 0.0010047 |  | 0 |  | 0.0011221 |  | 1.0399e-06 |  | 0.020665 |  | 0.0086024
| 0 |  | 0.00014547 |  | 0.0010036 |  | 0 |  | 0.001042 |  | 1.757e-05 |  | 0.020513 |  | 0.0085598
| 0 |  | 0.00020189 |  | 0.0010098 |  | 0 |  | 0.0010637 |  | 1.8089e-06 |  | 0.018468 |  | 0.0088462
| 0 |  | 0.00067086 |  | 0.0010154 |  | 0 |  | 0.00092699 |  | -1.297e-05 |  | 0.019806 |  | 0.0093791
| 0 |  | 0.00035134 |  | 0.0010164 |  | 0 |  | 0.00090012 |  | -3.8657e-05 |  | 0.019612 |  | 0.0096053
| 0 |  | 0.0004918 |  | 0.0010177 |  | 0 |  | 0.0009898 |  | -3.7587e-05 |  | 0.018967 |  | 0.0098555
| 0 |  | 0.0005006 |  | 0.0010202 |  | 0 |  | 0.001033 |  | -3.3948e-05 |  | 0.018385 |  | 0.010135
| 0 |  | 0.00022401 |  | 0.0010154 |  | 0 |  | 0.0010487 |  | -9.8277e-06 |  | 0.018514 |  | 0.010432
| 0 |  | 0.00025821 |  | 0.0010113 |  | 0 |  | 0.0010597 |  | 2.0201e-06 |  | 0.018358 |  | 0.01063
| 0 |  | 0.00025351 |  | 0.0010147 |  | 0 |  | 0.0010489 |  | 9.1184e-06 |  | 0.018107 |  | 0.010971
| 0 |  | 0.00022486 |  | 0.0010172 |  | 0.00038773 |  | 0.00091676 |  | 2.5881e-05 |  | 0.017559 |  | 0.011428
| 0 |  | 0.00040156 |  | 0.0010203 |  | 0.00038788 |  | 0.00088225 |  | 5.1192e-05 |  | 0.01756 |  | 0.011579
| 0 |  | 0.00060221 |  | 0.0010211 |  | 0 |  | 0.00092801 |  | 2.5154e-05 |  | 0.016983 |  | 0.011806
| 0 |  | 0.00089583 |  | 0.0010226 |  | 0 |  | 0.00090086 |  | -2.7415e-05 |  | 0.016979 |  | 0.012356
| 0 |  | 0.00071651 |  | 0.0010263 |  | 0.00038773 |  | 0.00095101 |  | -1.4435e-05 |  | 0.016877 |  | 0.012604
| 0 |  | 0.00070231 |  | 0.0010228 |  | 0.00038788 |  | 0.0010162 |  | -1.6737e-05 |  | 0.016582 |  | 0.012748
| 0 |  | 0.0015015 |  | 0.0010123 |  | 0 |  | 0.00098708 |  | -1.226e-05 |  | 0.01624 |  | 0.012961
| 0 |  | 0.0006512 |  | 0.0010162 |  | 0 |  | 0.00085792 |  | 2.6597e-05 |  | 0.01584 |  | 0.0133
| 0 |  | 0.00045434 |  | 0.001026 |  | 0 |  | 0.00080722 |  | -9.8546e-06 |  | 0.015716 |  | 0.01365
| 0 |  | 0.00022944 |  | 0.0010237 |  | 0 |  | 0.00083709 |  | -4.5712e-05 |  | 0.015486 |  | 0.014095
| 0 |  | 0.0005121 |  | 0.0010242 |  | 0 |  | 0.00085621 |  | -2.4073e-05 |  | 0.015393 |  | 0.014465
| 0 |  | 0.00049856 |  | 0.0010345 |  | 0 |  | 0.00088868 |  | -6.1989e-07 |  | 0.015053 |  | 0.014609
| 0 |  | 0.00072596 |  | 0.0010378 |  | 0 |  | 0.00084224 |  | 1.6735e-05 |  | 0.014708 |  | 0.014764
| 0 |  | 0.0005334 |  | 0.0010316 |  | 0 |  | 0.00081702 |  | 1.4194e-05 |  | 0.013997 |  | 0.015268
| 0 |  | 0.00018332 |  | 0.0010286 |  | 0 |  | 0.00081247 |  | -1.849e-06 |  | 0.01437 |  | 0.015697
| 0 |  | 0.00014827 |  | 0.0010317 |  | 0 |  | 0.00077367 |  | -4.9613e-05 |  | 0.014023 |  | 0.015985
| 0 |  | 0.00035677 |  | 0.001034 |  | 0 |  | 0.00077678 |  | -2.6866e-05 |  | 0.01373 |  | 0.016441
| 0 |  | 0.00055541 |  | 0.0010294 |  | 0 |  | 0.00080355 |  | 1.3631e-05 |  | 0.013852 |  | 0.01684
| 0 |  | 0.0011282 |  | 0.0010233 |  | 0 |  | 0.00081995 |  | 2.0002e-05 |  | 0.013286 |  | 0.017175
| 0 |  | 0.00068058 |  | 0.001026 |  | 0 |  | 0.0008378 |  | -1.1307e-05 |  | 0.013033 |  | 0.017516
| 0 |  | 0.00037014 |  | 0.0010342 |  | 0 |  | 0.00084673 |  | 9.1212e-06 |  | 0.012916 |  | 0.017989
| 0 |  | 0.00049118 |  | 0.0010378 |  | 0 |  | 0.00084567 |  | 1.2528e-05 |  | 0.01282 |  | 0.018441
| 0 |  | 0.00042098 |  | 0.001037 |  | 0 |  | 0.00080996 |  | -3.1786e-05 |  | 0.012547 |  | 0.018995
| 0 |  | 0.00021497 |  | 0.0010401 |  | 0 |  | 0.00075563 |  | -3.774e-05 |  | 0.012397 |  | 0.019364
| 0 |  | 6.8779e-05 |  | 0.0010494 |  | 0 |  | 0.00073661 |  | -2.7267e-06 |  | 0.012121 |  | 0.019649
| 0 |  | 0.00051091 |  | 0.0010503 |  | 0.00038818 |  | 0.00079687 |  | 9.9195e-06 |  | 0.011962 |  | 0.020242
| 0 |  | 0.00053771 |  | 0.0010472 |  | 0.00038818 |  | 0.00078329 |  | 2.8433e-05 |  | 0.011708 |  | 0.020704
| 0 |  | 0.00014895 |  | 0.0010519 |  | 0.00038803 |  | 0.00079959 |  | 4.2219e-05 |  | 0.011434 |  | 0.020963
| 0 |  | 0.00026817 |  | 0.0010586 |  | 0.00077637 |  | 0.0009344 |  | -1.2209e-05 |  | 0.011621 |  | 0.021379
| 0 |  | 0.00044597 |  | 0.0010596 |  | 0.00038818 |  | 0.00078989 |  | -2.4295e-05 |  | 0.011144 |  | 0.021953
| 0 |  | 0.00026091 |  | 0.0010572 |  | 0 |  | 0.00062741 |  | -2.4368e-05 |  | 0.011064 |  | 0.022605
| 0 |  | 0.00027683 |  | 0.0010637 |  | 0 |  | 0.00066537 |  | -4.9676e-06 |  | 0.010942 |  | 0.023247
| 0 |  | 0.00050636 |  | 0.0010665 |  | 0.00038818 |  | 0.0006775 |  | -1.716e-05 |  | 0.010614 |  | 0.023752
| 0 |  | 0.00054425 |  | 0.0010599 |  | 0.00038834 |  | 0.0006806 |  | -5.5924e-05 |  | 0.010612 |  | 0.024263
| 0 |  | 0.00037413 |  | 0.0010576 |  | 0 |  | 0.00068953 |  | -1.5922e-05 |  | 0.010501 |  | 0.024885
| 0 |  | 0.0011072 |  | 0.0010601 |  | 0 |  | 0.00069312 |  | 7.4155e-06 |  | 0.010227 |  | 0.02547
| 0 |  | 0.00063321 |  | 0.0010572 |  | 0 |  | 0.00066701 |  | 2.0548e-06 |  | 0.010208 |  | 0.025804
| 0 |  | 0.00064065 |  | 0.0010527 |  | 0 |  | 0.00063293 |  | 5.9838e-06 |  | 0.0098994 |  | 0.026306
| 0 |  | 0.00071512 |  | 0.0010536 |  | 0 |  | 0.00060893 |  | 3.3943e-05 |  | 0.009736 |  | 0.026902
| 0 |  | 0.00037305 |  | 0.0010497 |  | 0.00038834 |  | 0.00067262 |  | 4.2949e-05 |  | 0.009852 |  | 0.027541
| 0 |  | 0.00032121 |  | 0.0010388 |  | 0.00077667 |  | 0.00070602 |  | 5.5126e-05 |  | 0.0098351 |  | 0.028293
| 0 |  | 0.00033588 |  | 0.0010307 |  | 0.00038834 |  | 0.00063922 |  | 5.7257e-06 |  | 0.0094272 |  | 0.028716
| 0 |  | 0.00028458 |  | 0.0010276 |  | 0 |  | 0.00058757 |  | -1.9837e-05 |  | 0.00908 |  | 0.029061
| 0 |  | 0.00012683 |  | 0.0010281 |  | 0 |  | 0.00066378 |  | 3.4745e-05 |  | 0.0090781 |  | 0.029717
| 0 |  | 0.0001117 |  | 0.001025 |  | 0 |  | 0.00070844 |  | 1.4482e-05 |  | 0.0091 |  | 0.030268
| 0 |  | 9.1729e-05 |  | 0.0010135 |  | 0 |  | 0.0006627 |  | -2.8143e-05 |  | 0.0084667 |  | 0.030872
| 0 |  | 0.00023112 |  | 0.0010025 |  | 0.00038849 |  | 0.00065368 |  | -2.39e-05 |  | 0.0088302 |  | 0.031722
| 0 |  | 0.00049572 |  | 0.00099948 |  | 0.00038834 |  | 0.00059239 |  | -1.1972e-05 |  | 0.008508 |  | 0.032368
| 0 |  | 0.0011685 |  | 0.00099495 |  | 0 |  | 0.00055517 |  | 2.075e-05 |  | 0.0085393 |  | 0.032955
| 0 |  | 0.00044362 |  | 0.00098433 |  | 0 |  | 0.00055082 |  | 2.6218e-05 |  | 0.0082763 |  | 0.03335
| 0 |  | 0.00026062 |  | 0.0009829 |  | 0.00038849 |  | 0.00057071 |  | -1.138e-05 |  | 0.0073683 |  | 0.034081
| 0 |  | 0.00057046 |  | 0.00097902 |  | 0.00038849 |  | 0.00065423 |  | -3.605e-05 |  | 0.0079623 |  | 0.034852
| 0 |  | 0.00058609 |  | 0.00096671 |  | 0.00038864 |  | 0.00062323 |  | 5.5098e-06 |  | 0.0076384 |  | 0.035488
| 0 |  | 0.00091443 |  | 0.00095726 |  | 0.00038849 |  | 0.00053885 |  | 2.5578e-05 |  | 0.0078947 |  | 0.036384
| 0 |  | 0.00039289 |  | 0.000957 |  | 0 |  | 0.00051444 |  | 6.7084e-06 |  | 0.0077922 |  | 0.037127
| 0 |  | 0.00029094 |  | 0.00096567 |  | 0.00038864 |  | 0.00054171 |  | 2.2903e-05 |  | 0.0076455 |  | 0.037792
| 0 |  | 0.0015307 |  | 0.00096827 |  | 0.00077698 |  | 0.00052182 |  | 5.8745e-05 |  | 0.0076352 |  | 0.03853
| 0 |  | 0.00042018 |  | 0.0009544 |  | 0.00038864 |  | 0.00047059 |  | 7.8101e-05 |  | 0.0073747 |  | 0.039284
| 0 |  | 0.00025542 |  | 0.00094002 |  | 0.00038864 |  | 0.00055686 |  | 1.7539e-05 |  | 0.0075732 |  | 0.039905
| 0 |  | 0.00021587 |  | 0.0009373 |  | 0.00038864 |  | 0.00061826 |  | -3.4354e-05 |  | 0.0073101 |  | 0.040681
| 0 |  | 0.00011491 |  | 0.00093548 |  | 0 |  | 0.00053012 |  | -2.9359e-05 |  | 0.0069522 |  | 0.04144
| 0 |  | 0.0015005 |  | 0.00093159 |  | 0 |  | 0.00049048 |  | -1.0453e-05 |  | 0.0068635 |  | 0.041887
| 0 |  | 0.00097014 |  | 0.00092926 |  | 0.00038864 |  | 0.00050797 |  | -1.9446e-05 |  | 0.0066417 |  | 0.042513
| 0 |  | 0.00027053 |  | 0.00093133 |  | 0.00038864 |  | 0.00049598 |  | -1.3335e-05 |  | 0.0068 |  | 0.043519
| 0 |  | 0.00025203 |  | 0.0009356 |  | 0.00038864 |  | 0.00044195 |  | -6.7217e-06 |  | 0.0066619 |  | 0.044334
| 0 |  | 0.00021816 |  | 0.00093988 |  | 0.00038879 |  | 0.00040852 |  | -2.2429e-05 |  | 0.0065556 |  | 0.045142
| 0 |  | 0.00019096 |  | 0.00094337 |  | 0.00038864 |  | 0.00048043 |  | -1.462e-05 |  | 0.0066219 |  | 0.046111
| 0 |  | 0.00043977 |  | 0.00093922 |  | 0.00077759 |  | 0.00052209 |  | -3.3133e-06 |  | 0.0063988 |  | 0.046935
| 0 |  | 0.00038033 |  | 0.00093378 |  | 0.00077728 |  | 0.00050538 |  | 9.8505e-06 |  | 0.0064105 |  | 0.047519
| 0 |  | 0.0004583 |  | 0.00093144 |  | 0.00038879 |  | 0.00042296 |  | -7.6965e-07 |  | 0.0062811 |  | 0.048165
| 0 |  | 0.0013973 |  | 0.00092911 |  | 0 |  | 0.00044395 |  | -2.2716e-05 |  | 0.0060126 |  | 0.04918
| 0 |  | 0.00051494 |  | 0.00093312 |  | 0 |  | 0.0005797 |  | -3.9579e-05 |  | 0.0061646 |  | 0.050186
| 0 |  | 0.0012485 |  | 0.00094206 |  | 0.00038879 |  | 0.00057076 |  | 6.1546e-06 |  | 0.0060143 |  | 0.050826
| 0 |  | 5.1898e-05 |  | 0.00094789 |  | 0.00038879 |  | 0.00050972 |  | 1.5758e-05 |  | 0.0059612 |  | 0.051665
| 0 |  | 0.00014261 |  | 0.00095074 |  | 0 |  | 0.00047867 |  | 5.9271e-06 |  | 0.0056866 |  | 0.052738
| 0 |  | 0.0011924 |  | 0.00095268 |  | 0 |  | 0.00049617 |  | 4.6546e-06 |  | 0.0056111 |  | 0.053609
| 0 |  | 0.0012996 |  | 0.00095307 |  | 0 |  | 0.00043707 |  | -3.4494e-05 |  | 0.005529 |  | 0.054469
| 0 |  | 0.00084845 |  | 0.00095436 |  | 0 |  | 0.00034612 |  | 1.1556e-05 |  | 0.0054821 |  | 0.055225
| 0 |  | 0.00065922 |  | 0.00095113 |  | 0 |  | 0.00036046 |  | 3.665e-05 |  | 0.0055526 |  | 0.055728
| 0 |  | 0.00024667 |  | 0.00093803 |  | 0 |  | 0.00039668 |  | 3.2163e-05 |  | 0.0055595 |  | 0.056559
| 0 |  | 0.00043155 |  | 0.00093465 |  | 0 |  | 0.0004539 |  | 1.0775e-05 |  | 0.0055464 |  | 0.057602
| 0 |  | 0.00019878 |  | 0.00093803 |  | 0 |  | 0.00047329 |  | -4.1641e-05 |  | 0.0053096 |  | 0.058498
| 0 |  | 0.00031864 |  | 0.0009432 |  | 0.00038895 |  | 0.00041734 |  | -8.0653e-06 |  | 0.0052773 |  | 0.059355
| 0 |  | 0.00030398 |  | 0.00095526 |  | 0.00038895 |  | 0.00042512 |  | 1.0816e-05 |  | 0.0052635 |  | 0.060233
| 0 |  | 0.0012212 |  | 0.00095461 |  | 0 |  | 0.00044113 |  | -1.3774e-05 |  | 0.005018 |  | 0.061287
| 0 |  | 0.00036083 |  | 0.00094632 |  | 0 |  | 0.00040762 |  | 1.9792e-06 |  | 0.0049031 |  | 0.062141
| 0 |  | 0.00031678 |  | 0.00094721 |  | 0.0003891 |  | 0.00043879 |  | 1.2504e-05 |  | 0.0048592 |  | 0.062871
| 0 |  | 0.00032232 |  | 0.00094928 |  | 0.00038895 |  | 0.0004369 |  | 4.9781e-05 |  | 0.0049188 |  | 0.063319
| 0 |  | 0.00012091 |  | 0.00095033 |  | 0.0003891 |  | 0.00034777 |  | 6.4685e-05 |  | 0.0047447 |  | 0.064195
| 0 |  | 0.00037685 |  | 0.00094967 |  | 0.00038895 |  | 0.00034275 |  | 1.7463e-05 |  | 0.0047166 |  | 0.065197
| 0 |  | 0.00072857 |  | 0.00094617 |  | 0 |  | 0.00040189 |  | -2.3869e-06 |  | 0.0047406 |  | 0.065976
| 0 |  | 8.9104e-05 |  | 0.00094785 |  | 0 |  | 0.00040155 |  | -2.4052e-05 |  | 0.0046162 |  | 0.066682
| 0 |  | 0.00013429 |  | 0.00095784 |  | 0.0003891 |  | 0.00039566 |  | 5.8469e-06 |  | 0.0045672 |  | 0.06737
| 0 |  | 0.00045331 |  | 0.00096691 |  | 0.0003891 |  | 0.00034474 |  | 1.5839e-05 |  | 0.0046188 |  | 0.067999
| 0 |  | 0.00058284 |  | 0.00097314 |  | 0 |  | 0.00031867 |  | -8.0447e-07 |  | 0.0040695 |  | 0.068532
| 0 |  | 0.00017124 |  | 0.00097677 |  | 0 |  | 0.00037942 |  | 4.5711e-05 |  | 0.0042754 |  | 0.069004
| 0 |  | 0.00059403 |  | 0.0009721 |  | 0 |  | 0.00040627 |  | 2.1525e-05 |  | 0.0037457 |  | 0.069247
| 0 |  | 0.00010078 |  | 0.00096587 |  | 0 |  | 0.00034362 |  | 1.0645e-06 |  | 0.0041282 |  | 0.069941
| 0 |  | 0.00018917 |  | 0.00096392 |  | 0 |  | 0.000337 |  | 1.9928e-06 |  | 0.0041203 |  | 0.070527
| 0 |  | 0.00029809 |  | 0.0009621 |  | 0 |  | 0.00039465 |  | 2.9374e-06 |  | 0.0040141 |  | 0.071231
| 0 |  | 0.00014976 |  | 0.00095198 |  | 0 |  | 0.0003639 |  | 1.8929e-05 |  | 0.004077 |  | 0.072265
| 0 |  | 0.00022239 |  | 0.00095198 |  | 0 |  | 0.00040477 |  | 4.1796e-06 |  | 0.0040358 |  | 0.072775
| 0 |  | 0.00079868 |  | 0.00095626 |  | 0 |  | 0.00042851 |  | -7.6004e-06 |  | 0.0038967 |  | 0.072947
| 0 |  | 0.0011702 |  | 0.000956 |  | 0 |  | 0.00039781 |  | -1.4749e-05 |  | 0.0038958 |  | 0.073508
| 0 |  | 0.0005115 |  | 0.0009669 |  | 0 |  | 0.00041299 |  | -1.8737e-05 |  | 0.0039685 |  | 0.073852
| 0 |  | 0.00022019 |  | 0.00096729 |  | 0 |  | 0.00042117 |  | -6.0324e-06 |  | 0.0036258 |  | 0.074013
| 0 |  | 3.4486e-05 |  | 0.0009604 |  | 0 |  | 0.00036477 |  | 1.7549e-05 |  | 0.0035798 |  | 0.074625
| 0 |  | 0.0001243 |  | 0.00095612 |  | 0 |  | 0.00027841 |  | 3.7488e-05 |  | 0.003538 |  | 0.075195
| 0 |  | 0.0003218 |  | 0.00094639 |  | 0 |  | 0.00028503 |  | 3.5902e-05 |  | 0.0035952 |  | 0.075363
| 0 |  | 0.00059464 |  | 0.00094989 |  | 0 |  | 0.00027259 |  | 4.5515e-06 |  | 0.0034591 |  | 0.075473
| 0 |  | 0.00057876 |  | 0.00096286 |  | 0 |  | 0.00020371 |  | -3.3915e-05 |  | 0.0030432 |  | 0.075758
| 0 |  | 0.0015821 |  | 0.00096442 |  | 0 |  | 0.00020018 |  | -3.2809e-05 |  | 0.0034448 |  | 0.076134
| 0 |  | 0.0001351 |  | 0.00096442 |  | 0 |  | 0.00025936 |  | -3.2666e-06 |  | 0.0033751 |  | 0.076328
| 0 |  | 0.0004795 |  | 0.00096299 |  | 0 |  | 0.00024689 |  | 1.912e-05 |  | 0.0032953 |  | 0.076498
| 0 |  | 0.00083215 |  | 0.00096364 |  | 0 |  | 0.00025503 |  | -2.3209e-06 |  | 0.0033106 |  | 0.076654
| 0 |  | 0.00074714 |  | 0.00096727 |  | 0 |  | 0.00032749 |  | -2.58e-05 |  | 0.0032376 |  | 0.076877
| 0 |  | 0.000246 |  | 0.00096817 |  | 0 |  | 0.00033765 |  | 3.2593e-06 |  | 0.0031922 |  | 0.077151
| 0 |  | 0.00057499 |  | 0.00097155 |  | 0 |  | 0.00031541 |  | 4.7309e-07 |  | 0.0030321 |  | 0.077568
| 0 |  | 0.0004914 |  | 0.00097324 |  | 0 |  | 0.00024419 |  | -3.8324e-05 |  | 0.0030937 |  | 0.077263
| 0 |  | 0.0016496 |  | 0.00096817 |  | 0 |  | 0.00021662 |  | -1.7396e-05 |  | 0.0024971 |  | 0.076871
| 0 |  | 0.00029163 |  | 0.00096596 |  | 0 |  | 0.00035024 |  | 6.9844e-06 |  | 0.0031471 |  | 0.07717
| 0 |  | 7.1063e-05 |  | 0.0009683 |  | 0 |  | 0.00037119 |  | 3.0195e-06 |  | 0.0029658 |  | 0.076925
| 0 |  | 3.9864e-05 |  | 0.00096479 |  | 0 |  | 0.00036146 |  | 4.0061e-05 |  | 0.0031228 |  | 0.076534
| 0 |  | 0.00011416 |  | 0.00095778 |  | 0 |  | 0.00037704 |  | 8.2361e-06 |  | 0.0028076 |  | 0.07627
| 0 |  | 0.00023374 |  | 0.00096206 |  | 0.0003894 |  | 0.00032056 |  | -4.3857e-05 |  | 0.0031108 |  | 0.075942
| 0 |  | 0.00024052 |  | 0.00097621 |  | 0.00038956 |  | 0.00026624 |  | -2.3596e-05 |  | 0.0028828 |  | 0.075618
| 0 |  | 0.00023886 |  | 0.00097387 |  | 0 |  | 0.00031844 |  | -9.4202e-06 |  | 0.0028982 |  | 0.074834
| 0 |  | 0.00077956 |  | 0.00097166 |  | 0 |  | 0.0003183 |  | 1.6268e-06 |  | 0.0027695 |  | 0.074554
| 0 |  | 0.00029864 |  | 0.00098089 |  | 0 |  | 0.00028865 |  | -4.4222e-06 |  | 0.0028156 |  | 0.074686
| 0 |  | 0.00015119 |  | 0.00098413 |  | 0 |  | 0.00028351 |  | 5.8573e-06 |  | 0.0025712 |  | 0.074187
| 0 |  | 0.00014019 |  | 0.00098491 |  | 0 |  | 0.00028624 |  | 1.3304e-06 |  | 0.0027566 |  | 0.074269
| 0 |  | 0.00011247 |  | 0.00097763 |  | 0 |  | 0.00031169 |  | -3.0435e-05 |  | 0.0027667 |  | 0.074187
| 0 |  | 0.00084986 |  | 0.00097802 |  | 0 |  | 0.00033273 |  | 2.3436e-05 |  | 0.0027426 |  | 0.073584
| 0 |  | 0.0004414 |  | 0.00098581 |  | 0 |  | 0.00032407 |  | 5.7553e-05 |  | 0.0025377 |  | 0.073021
| 0 |  | 0.00036086 |  | 0.0009862 |  | 0 |  | 0.00023056 |  | 6.9082e-06 |  | 0.0025849 |  | 0.07212
| 0 |  | 0.00023385 |  | 0.00098126 |  | 0 |  | 0.00020927 |  | 1.974e-05 |  | 0.0024267 |  | 0.071379
| 0 |  | 0.00038409 |  | 0.00097451 |  | 0.00038971 |  | 0.00038225 |  | 4.0261e-05 |  | 0.0025283 |  | 0.070607
| 0 |  | 0.00014425 |  | 0.00097515 |  | 0.00038971 |  | 0.00044431 |  | 3.766e-06 |  | 0.0026215 |  | 0.069656
| 0 |  | 0.00099077 |  | 0.0009801 |  | 0 |  | 0.00025954 |  | -2.4073e-05 |  | 0.0023384 |  | 0.06899
| 0 |  | 0.0014428 |  | 0.00098451 |  | 0 |  | 0.00024983 |  | -2.2063e-05 |  | 0.0023019 |  | 0.068603
| 0 |  | 0.00057381 |  | 0.00098763 |  | 0 |  | 0.00024009 |  | 3.1614e-05 |  | 0.0020186 |  | 0.068129
| 0 |  | 0.00044207 |  | 0.0009888 |  | 0 |  | 0.00025879 |  | 5.9662e-05 |  | 0.0025029 |  | 0.067477
| 0 |  | 0.00048245 |  | 0.00097554 |  | 0 |  | 0.00033635 |  | 9.5781e-06 |  | 0.0019578 |  | 0.066783
| 0 |  | 0.00014468 |  | 0.00096125 |  | 0 |  | 0.00040032 |  | 4.1068e-06 |  | 0.0024165 |  | 0.065922
| 0 |  | 8.0032e-05 |  | 0.00096203 |  | 0 |  | 0.00037499 |  | 2.4065e-05 |  | 0.002122 |  | 0.064944
| 0 |  | 0.00067577 |  | 0.00096592 |  | 0 |  | 0.00025569 |  | 2.3227e-05 |  | 0.0020293 |  | 0.063928
| 0 |  | 0.00066518 |  | 0.00096722 |  | 0 |  | 0.00020543 |  | 1.6468e-05 |  | 0.0019728 |  | 0.063206
| 0 |  | 0.0012095 |  | 0.00096878 |  | 0 |  | 0.00026744 |  | 3.0225e-05 |  | 0.0020352 |  | 0.062477
| 0 |  | 0.00065485 |  | 0.00096332 |  | 0 |  | 0.00032436 |  | 8.2539e-05 |  | 0.0020551 |  | 0.061242
| 0 |  | 0.00014116 |  | 0.0009524 |  | 0 |  | 0.00024834 |  | 5.2558e-05 |  | 0.00155 |  | 0.060262
| 0 |  | 0.00054281 |  | 0.00094902 |  | 0 |  | 0.00026709 |  | -1.7169e-05 |  | 0.0022346 |  | 0.059559
| 0 |  | 0.00052712 |  | 0.00094512 |  | 0 |  | 0.00035559 |  | -6.3595e-06 |  | 0.0020822 |  | 0.058661
| 0 |  | 0.00014186 |  | 0.00093693 |  | 0 |  | 0.00036378 |  | -6.7771e-06 |  | 0.0020557 |  | 0.057997
| 0 |  | 8.4221e-05 |  | 0.00093666 |  | 0 |  | 0.00034589 |  | -3.7842e-05 |  | 0.0021571 |  | 0.057259
| 0 |  | 9.4633e-05 |  | 0.0009351 |  | 0 |  | 0.00029051 |  | -3.6237e-05 |  | 0.0019503 |  | 0.056347
| 0 |  | 7.6516e-05 |  | 0.00093003 |  | 0 |  | 0.00028427 |  | -5.2396e-06 |  | 0.0019089 |  | 0.055333
| 0 |  | 2.7665e-05 |  | 0.00093237 |  | 0 |  | 0.00027686 |  | -3.8411e-06 |  | 0.0018602 |  | 0.054228
| 0 |  | 0.00032112 |  | 0.00092898 |  | 0 |  | 0.00030654 |  | -4.1086e-05 |  | 0.0020442 |  | 0.053377
| 0 |  | 0.00034026 |  | 0.00092184 |  | 0 |  | 0.00032366 |  | -2.2734e-05 |  | 0.0017886 |  | 0.052599
| 0 |  | 0.00012628 |  | 0.00090726 |  | 0 |  | 0.00023649 |  | -1.3924e-05 |  | 0.0021521 |  | 0.051745
| 0 |  | 0.0003758 |  | 0.00089232 |  | 0 |  | 0.00022281 |  | -3.718e-05 |  | 0.0016253 |  | 0.050837
| 0 |  | 0.00064057 |  | 0.00088892 |  | 0 |  | 0.00022445 |  | -4.5462e-05 |  | 0.001602 |  | 0.049849
| 0 |  | 0.00047967 |  | 0.00087995 |  | 0 |  | 0.00019793 |  | -3.9327e-05 |  | 0.0016799 |  | 0.049052
| 0 |  | 0.00064864 |  | 0.00087449 |  | 0 |  | 0.00024417 |  | 3.346e-05 |  | 0.0016968 |  | 0.048193
| 0 |  | 0.00032411 |  | 0.00087332 |  | 0 |  | 0.00030502 |  | 6.7755e-06 |  | 0.0018417 |  | 0.047319
| 0 |  | 0.00044966 |  | 0.00086485 |  | 0 |  | 0.00033588 |  | -5.7492e-05 |  | 0.0018288 |  | 0.046545
| 0 |  | 0.00048854 |  | 0.00085588 |  | 0 |  | 0.00029765 |  | 7.1498e-08 |  | 0.0015889 |  | 0.045307
| 0 |  | 0.00086989 |  | 0.00085549 |  | 0 |  | 0.00027307 |  | -1.6956e-06 |  | 0.0012808 |  | 0.043682
| 0 |  | 0.00031282 |  | 0.00085209 |  | 0 |  | 0.00031134 |  | -3.1121e-05 |  | 0.00042214 |  | 0.042848
| 0 |  | 0.00018589 |  | 0.00085248 |  | 0 |  | 0.00037181 |  | 5.2957e-06 |  | 0.0016927 |  | 0.042445
| 0 |  | 0.00019023 |  | 0.00085053 |  | 0.00039017 |  | 0.00029534 |  | -7.3783e-06 |  | 0.0015042 |  | 0.041582
| 0 |  | 0.00029759 |  | 0.00083258 |  | 0.00039017 |  | 0.00018369 |  | -2.9175e-05 |  | 0.0017202 |  | 0.040901
| 0 |  | 0.00038419 |  | 0.00082098 |  | 0 |  | 0.00022 |  | -1.9605e-05 |  | 0.0014952 |  | 0.040115
| 0 |  | 0.00024008 |  | 0.00082761 |  | 0 |  | 0.00024382 |  | -1.7554e-05 |  | 0.0015453 |  | 0.03936
| 0 |  | 0.00021162 |  | 0.00082332 |  | 0 |  | 0.00025709 |  | 2.3216e-06 |  | 0.0015885 |  | 0.038699
| 0 |  | 0.00034209 |  | 0.00081016 |  | 0 |  | 0.00030518 |  | 2.1284e-05 |  | 0.0015592 |  | 0.037639
| 0 |  | 0.00072668 |  | 0.00081903 |  | 0 |  | 0.00028329 |  | -5.8188e-06 |  | 0.0014285 |  | 0.036803
| 0 |  | 0.00039203 |  | 0.00082889 |  | 0 |  | 0.00032313 |  | -2.7356e-05 |  | 0.0016437 |  | 0.036244
| 0 |  | 0.00028973 |  | 0.00082158 |  | 0 |  | 0.00041333 |  | -1.8984e-05 |  | 0.0014381 |  | 0.035253
| 0 |  | 9.421e-05 |  | 0.00081016 |  | 0 |  | 0.00037737 |  | 4.1975e-05 |  | 0.0014777 |  | 0.034321
| 0 |  | 0.00095376 |  | 0.00081026 |  | 0 |  | 0.00034971 |  | 6.4235e-05 |  | 0.0016299 |  | 0.033719
| 0 |  | 0.00031917 |  | 0.00081768 |  | 0 |  | 0.00031458 |  | -1.0171e-05 |  | 0.0014195 |  | 0.033245
| 0 |  | 8.8943e-05 |  | 0.00082197 |  | 0 |  | 0.00028843 |  | -1.9153e-05 |  | 0.0012799 |  | 0.032529
| 0 |  | 0.0022706 |  | 0.00082247 |  | 0 |  | 0.00038371 |  | 1.7607e-05 |  | 0.0015281 |  | 0.03165
| 0 |  | 0.00069808 |  | 0.0008412 |  | 0 |  | 0.00027988 |  | 7.579e-06 |  | 0.001476 |  | 0.030922
| 0 |  | 0.00027282 |  | 0.00086775 |  | 0 |  | 0.00018854 |  | -6.5938e-06 |  | 0.0013564 |  | 0.030361
| 0 |  | 0.00044903 |  | 0.00088453 |  | 0 |  | 0.00019049 |  | 7.3469e-06 |  | 0.0012017 |  | 0.029713
| 0 |  | 0.0023235 |  | 0.00089987 |  | 0 |  | 0.00020535 |  | -8.2152e-07 |  | 0.0011664 |  | 0.029065
| 0 |  | 0.00056899 |  | 0.00090143 |  | 0 |  | 0.00030998 |  | 6.2408e-06 |  | 0.0012932 |  | 0.028518
| 0 |  | 0.00034128 |  | 0.00089363 |  | 0 |  | 0.00031779 |  | 5.7485e-05 |  | 0.0013775 |  | 0.027905
| 0 |  | 0.00053292 |  | 0.00089296 |  | 0 |  | 0.00030182 |  | 1.0905e-05 |  | 0.0012118 |  | 0.027361
| 0 |  | 0.0011371 |  | 0.00089023 |  | 0 |  | 0.00024141 |  | -3.7563e-05 |  | 0.0012761 |  | 0.026712
| 0 |  | 0.00044878 |  | 0.0008832 |  | 0 |  | 0.0002867 |  | 3.6899e-06 |  | 0.0014185 |  | 0.025798
| 0 |  | 0.00017848 |  | 0.00088632 |  | 0 |  | 0.00028811 |  | 1.0023e-05 |  | 0.00090804 |  | 0.025419
| 0 |  | 0.00037743 |  | 0.00088917 |  | 0 |  | 0.00020145 |  | 3.5232e-05 |  | 0.0012456 |  | 0.025068
| 0 |  | 0.00024885 |  | 0.00089725 |  | 0 |  | 0.00022412 |  | 1.5436e-05 |  | 0.00094262 |  | 0.024318
| 0 |  | 0.00026115 |  | 0.00092431 |  | 0 |  | 0.00030342 |  | -8.2367e-06 |  | 0.0011497 |  | 0.023887
| 0 |  | 0.00086047 |  | 0.00094396 |  | 0 |  | 0.00027885 |  | 3.4064e-05 |  | 0.0010054 |  | 0.023397
| 0 |  | 0.00028721 |  | 0.00094345 |  | 0 |  | 0.00019525 |  | 2.2244e-05 |  | 0.0010612 |  | 0.022915
| 0 |  | 0.00083345 |  | 0.00094318 |  | 0 |  | 0.00026636 |  | -1.8522e-05 |  | 0.0013209 |  | 0.022525
| 0 |  | 0.00044645 |  | 0.00094369 |  | 0.00039047 |  | 0.00030467 |  | -3.0897e-06 |  | 0.00085727 |  | 0.022155
| 0 |  | 0.00037589 |  | 0.00093693 |  | 0.00039063 |  | 0.00032767 |  | 1.5194e-05 |  | 0.0013996 |  | 0.02179
| 0 |  | 0.00036168 |  | 0.0009265 |  | 0 |  | 0.00030037 |  | -9.2072e-06 |  | 0.0010484 |  | 0.021165
| 0 |  | 0.00070398 |  | 0.00092533 |  | 0 |  | 0.00026287 |  | -2.3062e-05 |  | 0.0011972 |  | 0.020486
| 0 |  | 0.00013238 |  | 0.00093041 |  | 0 |  | 0.0003074 |  | -2.5761e-05 |  | 0.00074939 |  | 0.020209
| 0 |  | 0.00028608 |  | 0.00092572 |  | 0 |  | 0.00035193 |  | -2.0342e-05 |  | 0.0012322 |  | 0.019952
| 0 |  | 0.00010615 |  | 0.00092115 |  | 0 |  | 0.00034377 |  | -3.517e-05 |  | 0.0010272 |  | 0.019546
| 0 |  | 4.858e-05 |  | 0.00092232 |  | 0 |  | 0.00023178 |  | -5.3751e-05 |  | 0.00091356 |  | 0.019287
| 0 |  | 0.00024321 |  | 0.00092674 |  | 0.00039063 |  | 0.00023064 |  | -3.4634e-05 |  | 0.000816 |  | 0.019048
| 0 |  | 0.00026673 |  | 0.00091646 |  | 0.00039063 |  | 0.00023611 |  | -1.0153e-05 |  | 0.0011123 |  | 0.018774
| 0 |  | 0.00030797 |  | 0.00089939 |  | 0 |  | 0.00018496 |  | 8.4662e-06 |  | 0.00080327 |  | 0.018495
| 0 |  | 0.00064146 |  | 0.00088806 |  | 0 |  | 0.00019314 |  | 1.0339e-05 |  | 0.0010036 |  | 0.018013
| 0 |  | 0.0009121 |  | 0.00087723 |  | 0 |  | 0.00021309 |  | -4.0545e-06 |  | 0.00098473 |  | 0.017481
| 0 |  | 0.001605 |  | 0.00087439 |  | 0 |  | 0.00024731 |  | -1.2633e-05 |  | 0.0007655 |  | 0.017148
| 0 |  | 0.0011038 |  | 0.00087489 |  | 0 |  | 0.00026571 |  | 3.5337e-05 |  | 0.00082879 |  | 0.017023
| 0 |  | 0.00053841 |  | 0.00088544 |  | 0 |  | 0.00034386 |  | 7.9687e-05 |  | 0.0010639 |  | 0.016682
| 0 |  | 0.00018365 |  | 0.00088673 |  | 0 |  | 0.00028138 |  | 5.7615e-06 |  | 0.00061062 |  | 0.016167
| 0 |  | 0.00015848 |  | 0.00089443 |  | 0 |  | 0.00023406 |  | -3.835e-05 |  | 0.00045098 |  | 0.016073
| 0 |  | 0.00027393 |  | 0.00090275 |  | 0 |  | 0.00032554 |  | -9.8072e-06 |  | 0.00094475 |  | 0.015948
| 0 |  | 0.00019883 |  | 0.00090091 |  | 0 |  | 0.00027629 |  | 1.7291e-06 |  | 0.00086774 |  | 0.015579
| 0 |  | 6.6936e-05 |  | 0.00089337 |  | 0 |  | 0.00017387 |  | -3.3055e-05 |  | 0.00092694 |  | 0.015483
| 0 |  | 0.00019002 |  | 0.00088801 |  | 0 |  | 0.00016988 |  | -3.3018e-05 |  | 0.0010223 |  | 0.015368
| 0 |  | 0.00020402 |  | 0.0008927 |  | 0 |  | 0.0002246 |  | -1.693e-05 |  | 0.00085288 |  | 0.014827
| 0 |  | 0.00025495 |  | 0.00090365 |  | 0 |  | 0.00024311 |  | -9.6988e-06 |  | 0.0005452 |  | 0.014499
| 0 |  | 0.00010754 |  | 0.00091041 |  | 0 |  | 0.00022907 |  | 8.4027e-06 |  | 0.00078709 |  | 0.014422
| 0 |  | 2.2679e-05 |  | 0.00090923 |  | 0 |  | 0.00017897 |  | -7.3843e-06 |  | 0.00075445 |  | 0.014304
| 0 |  | 3.9246e-05 |  | 0.00091783 |  | 0 |  | 0.00016294 |  | 8.9366e-06 |  | 0.0006942 |  | 0.014179
| 0 |  | 0.00020885 |  | 0.00093699 |  | 0 |  | 0.00038113 |  | 2.3044e-05 |  | 0.00098571 |  | 0.013988
| 0 |  | 0.00071991 |  | 0.00093945 |  | 0 |  | 0.00033465 |  | 5.27e-05 |  | 0.00096819 |  | 0.013544
| 0 |  | 0.00023354 |  | 0.00094336 |  | 0 |  | 0.00027132 |  | 3.0356e-05 |  | 0.00069364 |  | 0.013219
| 0 |  | 0.00044316 |  | 0.00095509 |  | 0 |  | 0.00021072 |  | -1.5173e-06 |  | 0.00080051 |  | 0.013093
| 0 |  | 0.00076934 |  | 0.0009547 |  | 0 |  | 0.00023418 |  | -1.3745e-05 |  | 0.00071014 |  | 0.012852
| 0 |  | 0.00025631 |  | 0.00094896 |  | 0 |  | 0.00024633 |  | 1.7134e-05 |  | 0.00076665 |  | 0.012579
| 0 |  | 0.00036945 |  | 0.0009384 |  | 0 |  | 0.00023304 |  | 2.3673e-05 |  | 0.00079089 |  | 0.01242
| 0 |  | 0.0003289 |  | 0.00094075 |  | 0 |  | 0.00029716 |  | -7.7688e-06 |  | 0.00088581 |  | 0.012285
| 0 |  | 0.00046422 |  | 0.00094935 |  | 0 |  | 0.00033196 |  | 1.3579e-05 |  | 0.00062732 |  | 0.012148
| 0 |  | 0.00042929 |  | 0.00095299 |  | 0 |  | 0.00026826 |  | -4.8618e-06 |  | 0.00085093 |  | 0.011986
| 0 |  | 0.00010737 |  | 0.00095573 |  | 0 |  | 0.00018614 |  | -2.3497e-06 |  | 0.00061198 |  | 0.011837
| 0 |  | 0.00020226 |  | 0.00095612 |  | 0 |  | 0.00018731 |  | 3.9069e-05 |  | 0.00078836 |  | 0.01168
| 0 |  | 0.00032009 |  | 0.00096836 |  | 0 |  | 0.00023583 |  | 3.6252e-05 |  | 0.00065301 |  | 0.011568
| 0 |  | 0.00022579 |  | 0.00096563 |  | 0 |  | 0.00022019 |  | 7.7329e-06 |  | 0.00071097 |  | 0.011498
| 0 |  | 0.00014308 |  | 0.00096484 |  | 0 |  | 0.00017756 |  | 1.0377e-05 |  | 0.00064984 |  | 0.01125
| 0 |  | 0.00039427 |  | 0.00095859 |  | 0 |  | 0.00023779 |  | 4.0445e-06 |  | 0.00066175 |  | 0.011138
| 0 |  | 0.00032751 |  | 0.00094881 |  | 0 |  | 0.00022214 |  | 1.5857e-05 |  | 0.00062146 |  | 0.010853
| 0 |  | 0.0003415 |  | 0.00094384 |  | 0 |  | 0.00019401 |  | -1.0415e-06 |  | 0.00081986 |  | 0.010687
| 0 |  | 0.000383 |  | 0.00093837 |  | 0 |  | 0.00023117 |  | -4.4601e-06 |  | 0.00055595 |  | 0.010779
| 0 |  | 0.00016333 |  | 0.00093027 |  | 0 |  | 0.00016956 |  | 4.6814e-05 |  | 0.00067361 |  | 0.010503
| 0 |  | 0.00097563 |  | 0.0009192 |  | 0 |  | 0.00018127 |  | 2.7471e-05 |  | 0.00057964 |  | 0.010286
| 0 |  | 0.00058763 |  | 0.00090993 |  | 0 |  | 0.00020968 |  | -2.0107e-05 |  | 0.00078765 |  | 0.010164
| 0 |  | 0.0002548 |  | 0.0009111 |  | 0 |  | 0.00023081 |  | -3.3071e-05 |  | 0.00049537 |  | 0.010058
| 0 |  | 0.0007252 |  | 0.00092296 |  | 0 |  | 0.0002727 |  | -1.6876e-05 |  | 0.00089091 |  | 0.0099697
| 0 |  | 0.0021773 |  | 0.00092441 |  | 0 |  | 0.0002801 |  | -1.126e-05 |  | 0.00058701 |  | 0.0098052
| 0 |  | 0.0017919 |  | 0.00091787 |  | 0 |  | 0.00025079 |  | -6.1946e-06 |  | 0.00062366 |  | 0.009592
| 0 |  | 0.00023292 |  | 0.00092022 |  | 0 |  | 0.00014163 |  | 5.8293e-07 |  | 0.00040712 |  | 0.0095041
| 0 |  | 8.9451e-05 |  | 0.00091564 |  | 0 |  | 0.00010882 |  | -5.7291e-06 |  | 0.00058692 |  | 0.0094567
| 0 |  | 0.00014341 |  | 0.00090508 |  | 0 |  | 0.00017534 |  | -3.3373e-06 |  | 0.00044673 |  | 0.0091851
| 0 |  | 0.0001961 |  | 0.00090469 |  | 0 |  | 0.00025395 |  | 8.3247e-06 |  | 0.00065913 |  | 0.0089303
| 0 |  | 0.00015425 |  | 0.00090899 |  | 0 |  | 0.00023948 |  | 3.1208e-06 |  | 0.00044684 |  | 0.0088373
| 0 |  | 0.00015901 |  | 0.00092034 |  | 0 |  | 0.00017648 |  | -1.6946e-05 |  | 0.00058809 |  | 0.0087901
| 0 |  | 0.0001201 |  | 0.00092398 |  | 0 |  | 0.00019254 |  | 1.3614e-05 |  | 0.00048926 |  | 0.0087894
| 0 |  | 3.4301e-05 |  | 0.00092593 |  | 0 |  | 0.00020389 |  | 2.9194e-05 |  | 0.00051392 |  | 0.0086247
| 0 |  | 0.00038823 |  | 0.00093024 |  | 0 |  | 0.00024146 |  | 1.3143e-05 |  | 0.00037233 |  | 0.0084828
| 0 |  | 0.00046594 |  | 0.00092488 |  | 0 |  | 0.00022701 |  | 1.4043e-05 |  | 0.00060253 |  | 0.0084642
| 0 |  | 0.00088771 |  | 0.00091901 |  | 0 |  | 0.00016243 |  | -1.2006e-05 |  | 0.00055182 |  | 0.008308
| 0 |  | 0.00074808 |  | 0.00091001 |  | 0 |  | 0.00020431 |  | -1.7654e-05 |  | 0.00059626 |  | 0.0081973
| 0 |  | 0.00027881 |  | 0.00090844 |  | 0 |  | 0.00022623 |  | 1.0426e-05 |  | 0.00048878 |  | 0.0081635
| 0 |  | 0.00043279 |  | 0.00091756 |  | 0 |  | 0.00015336 |  | -5.0019e-06 |  | 0.00061241 |  | 0.008038
| 0 |  | 0.00026556 |  | 0.00092527 |  | 0 |  | 0.00022536 |  | -2.8724e-05 |  | 0.00056146 |  | 0.007968
| 0 |  | 0.00011269 |  | 0.00092852 |  | 0 |  | 0.00027362 |  | -2.1048e-05 |  | 0.00059558 |  | 0.0079265
| 0 |  | 0.00015428 |  | 0.00092786 |  | 0 |  | 0.00020593 |  | -1.5439e-05 |  | 0.00040264 |  | 0.0077472
| 0 |  | 0.00013299 |  | 0.00093283 |  | 0 |  | 0.00016269 |  | -2.0461e-05 |  | 0.00057902 |  | 0.0076174
| 0 |  | 9.665e-05 |  | 0.00094038 |  | 0.00039139 |  | 0.00014548 |  | 1.0299e-05 |  | 0.00035245 |  | 0.0076431
| 0 |  | 0.00010622 |  | 0.00094234 |  | 0.00039154 |  | 0.00016059 |  | 1.2574e-05 |  | 0.00071757 |  | 0.0075452
| 0 |  | 0.00029285 |  | 0.0009405 |  | 0 |  | 0.00019937 |  | 9.9932e-07 |  | 0.00049306 |  | 0.0073633
| 0 |  | 0.00024021 |  | 0.00093803 |  | 0 |  | 0.00022707 |  | -2.3412e-05 |  | 0.00040396 |  | 0.0071957
| 0 |  | 0.0003821 |  | 0.00093385 |  | 0 |  | 0.00014683 |  | -2.011e-05 |  | 0.00014002 |  | 0.0070525
| 0 |  | 0.00034801 |  | 0.00092523 |  | 0 |  | 0.00011038 |  | -3.2061e-05 |  | 0.00049803 |  | 0.0070277
| 0 |  | 0.00060603 |  | 0.00091674 |  | 0 |  | 0.00020516 |  | -2.5429e-05 |  | 0.00043748 |  | 0.0069168
| 0 |  | 0.0010649 |  | 0.00091204 |  | 0 |  | 0.00021501 |  | 1.3741e-05 |  | 0.00043743 |  | 0.0068264
| 0 |  | 0.00095495 |  | 0.00091544 |  | 0 |  | 0.00020402 |  | 5.3752e-06 |  | 0.00051136 |  | 0.0066969
| 0 |  | 0.00027214 |  | 0.00092234 |  | 0 |  | 0.00025144 |  | -2.3898e-05 |  | 0.00035739 |  | 0.006458
| 0 |  | 0.00083255 |  | 0.00092222 |  | 0 |  | 0.00019776 |  | -7.9325e-06 |  | 0.00010702 |  | 0.0064121
| 0 |  | 0.00038072 |  | 0.00092234 |  | 0 |  | 0.00018721 |  | 1.2584e-05 |  | 0.00028056 |  | 0.0065422
| 0 |  | 0.00015897 |  | 0.00092038 |  | 0 |  | 0.00021032 |  | 4.2433e-06 |  | 0.00036687 |  | 0.0062521
| 0 |  | 0.00021199 |  | 0.00091411 |  | 0 |  | 0.00019622 |  | -1.7287e-06 |  | 0.00031522 |  | 0.0060164
| 0 |  | 0.0002108 |  | 0.00090902 |  | 0 |  | 0.00015627 |  | -2.4378e-06 |  | 0.00038027 |  | 0.006073
| 0 |  | 0.00069 |  | 0.00090248 |  | 0 |  | 0.00013584 |  | -4.6501e-06 |  | 0.00037512 |  | 0.0060801
| 0 |  | 0.0003156 |  | 0.00090796 |  | 0 |  | 0.00015738 |  | -5.1798e-06 |  | 0.00029478 |  | 0.006025
| 0 |  | 0.0002904 |  | 0.00091149 |  | 0 |  | 0.00015196 |  | -1.6369e-05 |  | 0.00044303 |  | 0.0060382
| 0 |  | 0.00057845 |  | 0.00090259 |  | 0 |  | 0.00018684 |  | -2.9311e-05 |  | 0.00038249 |  | 0.0061514
| 0 |  | 0.00053868 |  | 0.00089946 |  | 0 |  | 0.0002421 |  | 6.1643e-06 |  | 0.00062633 |  | 0.0060039
| 0 |  | 0.00024124 |  | 0.00090024 |  | 0 |  | 0.00020606 |  | 5.8852e-05 |  | 0.00025345 |  | 0.0059214
| 0 |  | 7.3365e-05 |  | 0.00090612 |  | 0 |  | 0.00014958 |  | 5.6135e-05 |  | 0.00053305 |  | 0.0059195
| 0 |  | 0.00013777 |  | 0.00090976 |  | 0 |  | 0.00013941 |  | 1.5203e-06 |  | 0.00039623 |  | 0.005743
| 0 |  | 0.00062809 |  | 0.00090886 |  | 0 |  | 0.00014758 |  | -1.0007e-06 |  | 0.00045205 |  | 0.0056858
| 0 |  | 0.00052809 |  | 0.00091133 |  | 0 |  | 0.00014995 |  | 8.8879e-05 |  | 0.00041684 |  | 0.0056185
| 0 |  | 0.00046249 |  | 0.00091105 |  | 0 |  | 0.00012985 |  | 6.9473e-05 |  | 0.00040459 |  | 0.0055371
| 0 |  | 9.215e-05 |  | 0.00090388 |  | 0 |  | 0.00020584 |  | -2.5617e-06 |  | 0.00041369 |  | 0.0055693
| 0 |  | 9.7939e-05 |  | 0.00090047 |  | 0 |  | 0.0002453 |  | 3.6768e-06 |  | 0.00040438 |  | 0.005526
| 0 |  | 0.00049412 |  | 0.00089969 |  | 0 |  | 0.00021199 |  | 3.9399e-05 |  | 0.00032505 |  | 0.0055232
| 0 |  | 0.00018982 |  | 0.00089459 |  | 0 |  | 0.00019749 |  | 4.2189e-05 |  | 0.00051881 |  | 0.0054433
| 0 |  | 0.00021036 |  | 0.0008951 |  | 0 |  | 0.00014108 |  | 7.244e-06 |  | 0.0002109 |  | 0.0053195
| 0 |  | 0.00025256 |  | 0.00090255 |  | 0 |  | 0.00014383 |  | -1.8024e-05 |  | 0.00048488 |  | 0.0052686
| 0 |  | 0.00035268 |  | 0.0009096 |  | 0 |  | 0.00017557 |  | -5.3505e-05 |  | 0.00032985 |  | 0.0051569
| 0 |  | 0.00011619 |  | 0.00091391 |  | 0 |  | 0.0001539 |  | -2.9977e-05 |  | 0.00038252 |  | 0.0051284
| 0 |  | 0.00074817 |  | 0.00091403 |  | 0.000392 |  | 0.00013393 |  | -7.6155e-06 |  | 0.00035647 |  | 0.0051663
| 0 |  | 0.0010889 |  | 0.0009152 |  | 0.000392 |  | 0.00015247 |  | -1.5838e-05 |  | 0.00039676 |  | 0.0051117
| 0 |  | 0.001679 |  | 0.00091716 |  | 0 |  | 0.00016109 |  | 4.7621e-05 |  | 0.00027624 |  | 0.0049307
| 0 |  | 0.00010941 |  | 0.00091677 |  | 0 |  | 0.00018657 |  | 3.5694e-05 |  | 0.00037339 |  | 0.0049166
| 0 |  | 0.00034294 |  | 0.00092002 |  | 0 |  | 0.00019404 |  | -1.5027e-05 |  | 0.00036881 |  | 0.0049176
| 0 |  | 0.00040275 |  | 0.00091806 |  | 0 |  | 0.00014179 |  | 4.7069e-06 |  | 0.00039524 |  | 0.0047446
| 0 |  | 0.00024676 |  | 0.00091493 |  | 0 |  | 0.00011122 |  | 2.8439e-05 |  | 0.00033649 |  | 0.0045887
| 0 |  | 0.0001987 |  | 0.00091297 |  | 0 |  | 0.00012717 |  | 4.257e-05 |  | 0.00021983 |  | 0.0044537
| 0 |  | 0.00040543 |  | 0.00091034 |  | 0 |  | 0.00019854 |  | 1.6071e-05 |  | 0.0003917 |  | 0.0045352
| 0 |  | 0.0013775 |  | 0.00091308 |  | 0 |  | 0.00018969 |  | -1.3819e-05 |  | 0.00042687 |  | 0.0045881
| 0 |  | 0.00024875 |  | 0.00090877 |  | 0 |  | 0.00014931 |  | 5.9129e-06 |  | 0.00033766 |  | 0.0045388
| 0 |  | 0.00014435 |  | 0.0008974 |  | 0 |  | 0.00013497 |  | 1.1919e-05 |  | 0.00045412 |  | 0.0045268
| 0 |  | 0.00019996 |  | 0.00088811 |  | 0 |  | 7.1859e-05 |  | -8.5764e-06 |  | 0.00023189 |  | 0.0045677
| 0 |  | 0.00029554 |  | 0.00088732 |  | 0 |  | 0.00012979 |  | 2.2364e-05 |  | 0.00056827 |  | 0.0045015
| 0 |  | 0.00020632 |  | 0.00088615 |  | 0 |  | 0.00024036 |  | 3.123e-05 |  | 0.00033679 |  | 0.0042804
| 0 |  | 0.00015665 |  | 0.00087606 |  | 0 |  | 0.00025333 |  | 8.3632e-06 |  | 0.0005054 |  | 0.0042253
| 0 |  | 0.00027547 |  | 0.00087125 |  | 0 |  | 0.00021762 |  | -1.6275e-05 |  | 0.00036077 |  | 0.0043098
| 0 |  | 0.00056147 |  | 0.00087097 |  | 0 |  | 0.00024823 |  | -1.5632e-05 |  | 0.00046357 |  | 0.0041417
| 0 |  | 0.0013434 |  | 0.00087567 |  | 0 |  | 0.00015451 |  | 2.779e-05 |  | 0.00010061 |  | 0.0040586
| 0 |  | 0.00025528 |  | 0.00088363 |  | 0 |  | 0.00010001 |  | 1.4434e-05 |  | 0.00045754 |  | 0.0041186
| 0 |  | 0.00064602 |  | 0.00088273 |  | 0 |  | 0.00019098 |  | 4.3773e-06 |  | 0.00028782 |  | 0.004087
| 0 |  | 0.00036096 |  | 0.00088323 |  | 0 |  | 0.00017845 |  | 3.7683e-05 |  | 0.00030192 |  | 0.0040905
| 0 |  | 0.00012839 |  | 0.00088531 |  | 0 |  | 0.00018553 |  | 3.137e-05 |  | 0.00028361 |  | 0.0039883
| 0 |  | 0.00011647 |  | 0.00087931 |  | 0 |  | 0.0002263 |  | -5.6485e-06 |  | 0.00049075 |  | 0.0038891
| 0 |  | 0.0001622 |  | 0.00087511 |  | 0 |  | 0.00023182 |  | -1.4831e-05 |  | 0.00021263 |  | 0.0038945
| 0 |  | 0.00013887 |  | 0.00087236 |  | 0 |  | 0.00027771 |  | 1.8269e-05 |  | 0.00050597 |  | 0.0039253
| 0 |  | 0.00026143 |  | 0.00087315 |  | 0 |  | 0.00030203 |  | 3.1681e-05 |  | 0.00025626 |  | 0.0038238
| 0 |  | 0.00066123 |  | 0.0008755 |  | 0 |  | 0.00022044 |  | -3.0192e-05 |  | 0.00038686 |  | 0.0037168
| 0 |  | 0.00028744 |  | 0.00087248 |  | 0 |  | 0.00019144 |  | -3.4825e-05 |  | 0.00035549 |  | 0.0037024
| 0 |  | 0.00028906 |  | 0.00087051 |  | 0 |  | 0.00026166 |  | 2.924e-05 |  | 0.00037152 |  | 0.0036693
| 0 |  | 0.0010237 |  | 0.00087444 |  | 0 |  | 0.00024715 |  | 3.4063e-05 |  | 0.00028357 |  | 0.0035251
| 0 |  | 0.00029948 |  | 0.00088318 |  | 0 |  | 0.00018754 |  | 1.0096e-05 |  | 0.00025064 |  | 0.0035232
| 0 |  | 0.00047864 |  | 0.00089013 |  | 0 |  | 0.00017418 |  | -2.0519e-05 |  | 0.0003069 |  | 0.0035666
| 0 |  | 0.0004062 |  | 0.00089691 |  | 0 |  | 0.00016204 |  | 4.5731e-06 |  | 0.00045211 |  | 0.0035817
| 0 |  | 0.00083377 |  | 0.00090213 |  | 0 |  | 0.00022406 |  | 4.0279e-05 |  | 0.00034474 |  | 0.0035873
| 0 |  | 0.00029996 |  | 0.00090358 |  | 0 |  | 0.00022403 |  | 6.5286e-06 |  | 0.00045499 |  | 0.0034505
| 0 |  | 0.00010987 |  | 0.00090605 |  | 0 |  | 0.00015853 |  | 1.4513e-05 |  | 0.00014192 |  | 0.0034404
| 0 |  | 0.00016772 |  | 0.00090841 |  | 0 |  | 0.00020405 |  | 4.0992e-05 |  | 0.00038904 |  | 0.0034579
| 0 |  | 0.00020548 |  | 0.00090566 |  | 0 |  | 0.00025388 |  | 2.6403e-05 |  | 0.00029089 |  | 0.003439
| 0 |  | 0.00056977 |  | 0.00090605 |  | 0 |  | 0.00026291 |  | 8.0997e-06 |  | 0.00036268 |  | 0.0033838
| 0 |  | 0.00023392 |  | 0.00091362 |  | 0 |  | 0.00020015 |  | -2.0799e-05 |  | 0.000165 |  | 0.0031675
| 0 |  | 0.00041689 |  | 0.00091637 |  | 0 |  | 0.00012904 |  | -5.3452e-05 |  | 0.00021007 |  | 0.0030963
| 0 |  | 0.00029457 |  | 0.00092069 |  | 0 |  | 0.00014042 |  | -1.7634e-05 |  | 0.00027585 |  | 0.0032629
| 0 |  | 0.00020847 |  | 0.00091766 |  | 0 |  | 0.00017074 |  | 2.3344e-05 |  | 0.00041655 |  | 0.0032773
| 0 |  | 0.0010147 |  | 0.0009157 |  | 0 |  | 0.00015582 |  | -1.8634e-05 |  | 0.00029278 |  | 0.003161
| 0 |  | 0.0005885 |  | 0.00092383 |  | 0 |  | 0.00014874 |  | -3.0962e-05 |  | 0.00037204 |  | 0.0031022
| 0 |  | 0.00019564 |  | 0.00091896 |  | 0 |  | 0.00021394 |  | -9.5165e-06 |  | 0.00028467 |  | 0.0030759
| 0 |  | 0.00013534 |  | 0.00091099 |  | 0 |  | 0.00025748 |  | -2.4342e-05 |  | 0.00027565 |  | 0.0029647
| 0 |  | 0.00038901 |  | 0.00091503 |  | 0 |  | 0.00015074 |  | -2.4426e-05 |  | 0.00019217 |  | 0.0028573
| 0 |  | 0.00018596 |  | 0.00091189 |  | 0 |  | 7.4001e-05 |  | -2.1164e-05 |  | 0.00029434 |  | 0.0029015
| 0 |  | 0.00065692 |  | 0.00089855 |  | 0 |  | 0.00023534 |  | 1.8494e-06 |  | 0.00044732 |  | 0.0028605
| 0 |  | 0.00089426 |  | 0.00088571 |  | 0 |  | 0.0002654 |  | 4.1959e-06 |  | 0.00033489 |  | 0.0028074
| 0 |  | 6.905e-05 |  | 0.00088049 |  | 0 |  | 0.00025516 |  | -2.6936e-05 |  | 0.00012151 |  | 0.0028148
| 0 |  | 0.0011455 |  | 0.00088414 |  | 0 |  | 0.00033214 |  | -7.8446e-06 |  | 0.00052658 |  | 0.002849
| 0 |  | 0.0007858 |  | 0.00088621 |  | 0 |  | 0.00031373 |  | 1.297e-05 |  | 0.00042946 |  | 0.0028401
| 0 |  | 0.00052933 |  | 0.00087864 |  | 0 |  | 0.00029484 |  | 1.9579e-05 |  | 0.0004624 |  | 0.0026721
| 0 |  | 0.00087774 |  | 0.00086344 |  | 0 |  | 0.00027368 |  | 1.5831e-05 |  | 0.00042985 |  | 0.0026299
| 0 |  | 0.00029985 |  | 0.0008548 |  | 0 |  | 0.00032158 |  | -7.6236e-05 |  | 0.00036012 |  | 0.0026522
| 0 |  | 0.00034389 |  | 0.00085362 |  | 0 |  | 0.00024227 |  | -0.00016178 |  | 0.00018003 |  | 0.0026569
| 0 |  | 0.00086751 |  | 0.00085401 |  | 0 |  | 0.00011235 |  | -0.00016271 |  | 0.0003714 |  | 0.0026446
| 0 |  | 0.00034803 |  | 0.00085334 |  | 0.00039276 |  | 0.00020425 |  | -0.00016138 |  | 0.00017803 |  | 0.0026085
| 0 |  | 0.00025901 |  | 0.00086237 |  | 0.00039261 |  | 0.00029099 |  | -0.00016289 |  | 0.00042775 |  | 0.0024999
| 0 |  | 0.00021592 |  | 0.00087376 |  | 0 |  | 0.00020931 |  | -0.00016409 |  | 0.00014405 |  | 0.00248
| 0 |  | 4.552e-05 |  | 0.00088094 |  | 0 |  | 0.00020502 |  | 0.39467 |  | 0.00048072 |  | 0.0025049
| 0 |  | 5.6634e-05 |  | 0.00089536 |  | 0 |  | 0.00028589 |  |  |  | 0.00036924 |  | 0.0024479
| 0 |  | 8.7476e-05 |  | 0.00089783 |  | 0 |  | 0.00034209 |  |  |  | 0.00053083 |  | 0.0024368
| 0 |  | 0.00026801 |  | 0.00089794 |  | 0 |  | 0.00031031 |  |  |  | 0.00029491 |  | 0.0024313
| 0 |  | 0.00037912 |  | 0.00089783 |  | 0 |  | 0.00027925 |  |  |  | 0.00050763 |  | 0.0023394
| 0 |  | 8.1233e-05 |  | 0.00089676 |  | 0 |  | 0.0003767 |  |  |  | 0.00034384 |  | 0.0022419
| 0 |  | 0.00060572 |  | 0.00089205 |  | 0 |  | 0.00031974 |  |  |  | 0.00028675 |  | 0.002248
| 0 |  | 0.0024933 |  | 0.00088459 |  | 0 |  | 0.00011511 |  |  |  | 0.00011721 |  | 0.0022035
| 0 |  | 0.00098484 |  | 0.00088537 |  | 0 |  | 0.00019917 |  |  |  | 0.00063977 |  | 0.0022025
| 0 |  | 0.00076511 |  | 0.00088234 |  | 0 |  | 0.00031153 |  |  |  | 0.00026015 |  | 0.0021375
| 0 |  | 0.00032314 |  | 0.00087998 |  | 0 |  | 0.00020625 |  |  |  | 0.00025993 |  | 0.0021606
| 0 |  | 0.00036641 |  | 0.00088823 |  | 0 |  | 0.00015753 |  |  |  | 0.00016984 |  | 0.0021445
| 0 |  | 0.00031487 |  | 0.00090446 |  | 0 |  | 0.00020627 |  |  |  | 0.00047784 |  | 0.0020186
| 0 |  | 0.00056362 |  | 0.00090984 |  | 0 |  | 0.00023021 |  |  |  | 0.00010945 |  | 0.0020892
| 0 |  | 0.0008318 |  | 0.00090996 |  | 0 |  | 0.00021531 |  |  |  | 0.00032249 |  | 0.0020688
| 0 |  | 0.00063939 |  | 0.00091428 |  | 0 |  | 0.00019174 |  |  |  | 0.00017834 |  | 0.0019743
| 0 |  | 0.00072078 |  | 0.00092383 |  | 0 |  | 0.0001505 |  |  |  | 0.00022821 |  | 0.0020166
| 0 |  | 0.00043874 |  | 0.0009406 |  | 0 |  | 0.00020588 |  |  |  | 0.00025693 |  | 0.0020736
| 0 |  | 0.0011292 |  | 0.00094662 |  | 0 |  | 0.00031475 |  |  |  | 0.00055071 |  | 0.0019018
| 0 |  | 0.00049885 |  | 0.00093286 |  | 0 |  | 0.00030611 |  |  |  | 0.00011846 |  | 0.0017339
| 0 |  | 0.00029429 |  | 0.00092316 |  | 0 |  | 0.00019453 |  |  |  | 0.00022023 |  | 0.0017593
| 0 |  | 0.00051627 |  | 0.00091832 |  | 0 |  | 0.00021062 |  |  |  | 0.00031873 |  | 0.0017911
| 0 |  | 0.0014103 |  | 0.00090508 |  | 0 |  | 0.00022047 |  |  |  | 0.00016079 |  | 0.0017937
| 0 |  | 0.00029959 |  | 0.00089014 |  | 0 |  | 0.00019453 |  |  |  | 0.00016575 |  | 0.001828
| 0 |  | 0.00028925 |  | 0.0008879 |  | 0 |  | 0.00023976 |  |  |  | 0.00039202 |  | 0.0018704
| 0 |  | 0.00133 |  | 0.00088504 |  | 0 |  | 0.00017685 |  |  |  | -5.1877e-05 |  | 0.0018281
| 0 |  | 0.00013884 |  | 0.00086589 |  | 0 |  | 0.00017176 |  |  |  | 8.6656e-05 |  | 0.0016812
| 0 |  | 0.00010098 |  | 0.00085606 |  | 0 |  | 0.0002771 |  |  |  | 0.0001137 |  | 0.0016853
| 0 |  | 0.00067639 |  | 0.00085263 |  | 0 |  | 0.0002563 |  |  |  | 0.00023824 |  | 0.0017119
| 0 |  | 0.0011247 |  | 0.00084938 |  | 0 |  | 0.00026295 |  |  |  | 0.00018097 |  | 0.0014511
| 0 |  | 0.0016732 |  | 0.00085421 |  | 0 |  | 0.00038327 |  |  |  | 0.00034825 |  | 0.0013415
| 0 |  | 0.00041075 |  | 0.00085381 |  | 0 |  | 0.0004045 |  |  |  | 0.00014207 |  | 0.0013935
| 0 |  | 0.00011883 |  | 0.00085314 |  | 0 |  | 0.00028267 |  |  |  | 0.00011863 |  | 0.0014833
| 0 |  | 0.0010927 |  | 0.00085342 |  | 0 |  | 0.00014505 |  |  |  | 0.00010225 |  | 0.0015294
| 0 |  | 0.0010944 |  | 0.00084999 |  | 0 |  | 0.00010515 |  |  |  | 0.00020542 |  | 0.0013961
| 0 |  | 0.00011522 |  | 0.00084842 |  | 0 |  | 0.00017042 |  |  |  | -2.9012e-05 |  | 0.0014019
| 0 |  | 0.00014743 |  | 0.00084184 |  | 0 |  | 0.00029687 |  |  |  | 0.00028174 |  | 0.0014489
| 0 |  | 0.00022318 |  | 0.00082876 |  | 0 |  | 0.00030548 |  |  |  | 5.6299e-05 |  | 0.0014182
| 0 |  | 0.00061653 |  | 0.00082729 |  | 0 |  | 0.00030827 |  |  |  | 0.00069553 |  | 0.0014199
| 0 |  | 0.0010831 |  | 0.000821 |  | 0 |  | 0.00027721 |  |  |  | 0.00026655 |  | 0.0014507
| 0 |  | 0.00032956 |  | 0.00080685 |  | 0 |  | 0.00030355 |  |  |  | 0.00039233 |  | 0.0014164
| 0 |  | 0.0024092 |  | 0.00079633 |  | 0 |  | 0.00034567 |  |  |  | 0.00012105 |  | 0.001397
| 0 |  | 0.0025016 |  | 0.00078021 |  | 0 |  | 0.00033741 |  |  |  | 0.00040237 |  | 0.0014056
| 0 |  | 0.00081703 |  | 0.00078139 |  | 0 |  | 0.00030713 |  |  |  | 0.00024625 |  | 0.0013442
| 0 |  | 0.00017819 |  | 0.00080498 |  | 0 |  | 0.00022415 |  |  |  | 0.00018938 |  | 0.0013195
| 0 |  | 0.00062992 |  | 0.0008215 |  | 0 |  | 0.00033505 |  |  |  | 0.00029424 |  | 0.0012896
| 0 |  | 0.0023423 |  | 0.0008279 |  | 0 |  | 0.00034217 |  |  |  | 0.00030051 |  | 0.0011567
| 0 |  | 0.00047066 |  | 0.00083458 |  | 0 |  | 0.00014827 |  |  |  | -0.0002448 |  | 0.001092
| 0 |  | 0.00036199 |  | 0.00083852 |  | 0 |  | 5.897e-05 |  |  |  | 0.00024382 |  | 0.0011169
| 0 |  | 0.00021377 |  | 0.00083862 |  | 0 |  | 0.00018288 |  |  |  | 3.7301e-05 |  | 0.0011247
| 0 |  | 0.0023023 |  | 0.00083626 |  | 0 |  | 0.00033671 |  |  |  | 0.00030392 |  | 0.001169
| 0 |  | 0.00090342 |  | 0.00083891 |  | 0 |  | 0.00036892 |  |  |  | 0.00011726 |  | 0.0012065
| 0 |  | 0.00040161 |  | 0.00084188 |  | 0 |  | 0.0002561 |  |  |  | 0.00032804 |  | 0.0011524
| 0 |  | 0.00010679 |  | 0.00084531 |  | 0 |  | 0.00020376 |  |  |  | 5.7074e-05 |  | 0.0010292
| 0 |  | 0.0002408 |  | 0.00085446 |  | 0 |  | 0.00024824 |  |  |  | 0.00038826 |  | 0.00094518
| 0 |  | 0.00073576 |  | 0.00086076 |  | 0 |  | 0.00029269 |  |  |  | 0.00018221 |  | 0.00096562
| 0 |  | 0.00023059 |  | 0.00086548 |  | 0 |  | 0.00039104 |  |  |  | 0.00032508 |  | 0.0010136
| 0 |  | 0.0012314 |  | 0.00086509 |  | 0 |  | 0.00029387 |  |  |  | -5.5356e-05 |  | 0.0010083
| 0 |  | 0.00063279 |  | 0.00086638 |  | 0 |  | 0.0002463 |  |  |  | 0.00048367 |  | 0.00092992
| 0 |  | 0.00066152 |  | 0.0008711 |  | 0 |  | 0.00031869 |  |  |  | -0.00016295 |  | 0.001036
| 0 |  | 0.00076351 |  | 0.00087228 |  | 0 |  | 0.00033955 |  |  |  | 0.00035052 |  | 0.0011322
| 0 |  | 0.0018387 |  | 0.00087779 |  | 0 |  | 0.00042689 |  |  |  | 0.00021885 |  | 0.0010569
| 0 |  | 0.00033322 |  | 0.00088656 |  | 0 |  | 0.00047653 |  |  |  | 0.00052914 |  | 0.0010805
| 0 |  | 0.00029824 |  | 0.00088931 |  | 0 |  | 0.0003573 |  |  |  | 7.0913e-05 |  | 0.0010218
| 0 |  | 0.00016143 |  | 0.00089521 |  | 0 |  | 0.00034392 |  |  |  | 0.00057311 |  | 0.00087224
| 0 |  | 0.0010671 |  | 0.00090623 |  | 0 |  | 0.00040491 |  |  |  | 0.00014861 |  | 0.00093819
| 0 |  | 0.00029803 |  | 0.00091264 |  | 0 |  | 0.00033649 |  |  |  | 0.00034452 |  | 0.00084512
| 0 |  | 0.0004261 |  | 0.00092602 |  | 0 |  | 0.00027391 |  |  |  | -9.6933e-05 |  | 0.00083146
| 0 |  | 0.0011095 |  | 0.00093311 |  | 0 |  | 0.0002074 |  |  |  | 0.00033983 |  | 0.00096529
| 0 |  | 0.0012383 |  | 0.00092169 |  | 0 |  | 0.00024951 |  |  |  | -1.6144e-05 |  | 0.00084361
| 0 |  | 0.00068071 |  | 0.00091 |  | 0 |  | 0.0002889 |  |  |  | 0.00018041 |  | 0.000736
| 0 |  | 0.00011868 |  | 0.00090359 |  | 0 |  | 0.00029241 |  |  |  | -8.6616e-05 |  | 0.0008016
| 0 |  | 0.00038026 |  | 0.00090725 |  | 0 |  | 0.0003507 |  |  |  | 0.00025557 |  | 0.00083509
| 0 |  | 0.00049654 |  | 0.00091248 |  | 0 |  | 0.00038932 |  |  |  | 0.00024403 |  | 0.00082768
| 0 |  | 0.0016937 |  | 0.00090685 |  | 0 |  | 0.00029992 |  |  |  | 0.00040396 |  | 0.00080676
| 0 |  | 0.0020584 |  | 0.00090382 |  | 0 |  | 0.00030508 |  |  |  | -4.8308e-05 |  | 0.00077939
| 0 |  | 0.00041993 |  | 0.00090973 |  | 0 |  | 0.00024801 |  |  |  | 0.0001557 |  | 0.00082759
| 0 |  | 0.0021208 |  | 0.00091917 |  | 0 |  | 0.00025746 |  |  |  | 0.00011516 |  | 0.00068486
| 0 |  | 0.0015356 |  | 0.0009248 |  | 0 |  | 0.00044055 |  |  |  | 0.00038239 |  | 0.00074595
| 0 |  | 0.00029038 |  | 0.0009235 |  | 0 |  | 0.00035625 |  |  |  | 0.00013448 |  | 0.0008308
| 0 |  | 0.000155 |  | 0.00091968 |  | 0 |  | 0.00028425 |  |  |  | 0.00060091 |  | 0.00076834
| 0 |  | 0.00051172 |  | 0.00092531 |  | 0 |  | 0.00026775 |  |  |  | 3.5529e-05 |  | 0.00071021
| 0 |  | 0.00074642 |  | 0.00093228 |  | 0 |  | 0.0001632 |  |  |  | 0.00028453 |  | 0.00071284
| 0 |  | 0.0018391 |  | 0.00093043 |  | 0 |  | 0.00014038 |  |  |  | 7.2498e-05 |  | 0.00083455
| 0 |  | 0.00079265 |  | 0.00093268 |  | 0 |  | 0.00024094 |  |  |  | 0.00047265 |  | 0.00082713
| 0 |  | 0.0034503 |  | 0.00093134 |  | 0 |  | 0.00031268 |  |  |  | 0.00017483 |  | 0.00072133
| 0 |  | 0.0013606 |  | 0.00092531 |  | 0 |  | 0.00035949 |  |  |  | 0.0004339 |  | 0.00059241
| 0 |  | 0.00061441 |  | 0.00092504 |  | 0 |  | 0.00033867 |  |  |  | 2.7948e-05 |  | 0.00063104
| 0 |  | 0.00050861 |  | 0.00091901 |  | 0 |  | 0.00027602 |  |  |  | 0.00017596 |  | 0.00075856
| 0 |  | 0.0024747 |  | 0.00091334 |  | 0 |  | 0.00026664 |  |  |  | 0.00015921 |  | 0.00072798
| 0 |  | 0.00063561 |  | 0.00090771 |  | 0 |  | 0.00027369 |  |  |  | 0.0005605 |  | 0.00066768
| 0 |  | 0.00070904 |  | 0.00089668 |  | 0 |  | 0.00026818 |  |  |  | 0.00011694 |  | 0.00073464
| 0 |  | 0.0015184 |  | 0.00088577 |  | 0 |  | 0.00022961 |  |  |  | 0.00037943 |  | 0.00080059
| 0 |  | 0.00031245 |  | 0.00088419 |  | 0 |  | 0.00027018 |  |  |  | 0.00019419 |  | 0.0007848
| 0 |  | 0.00078567 |  | 0.00089337 |  | 0 |  | 0.00031394 |  |  |  | 0.00036193 |  | 0.00072934
| 0 |  | 0.0003388 |  | 0.00090073 |  | 0 |  | 0.00026585 |  |  |  | 0.00015769 |  | 0.00052264
| 0 |  | 0.00032888 |  | 0.00090558 |  | 0 |  | 0.00028952 |  |  |  | 0.00017842 |  | 0.00049406
| 0 |  | 0.0001875 |  | 0.00091503 |  | 0 |  | 0.00036239 |  |  |  | 0.00014576 |  | 0.00058136
| 0 |  | 0.00065559 |  | 0.00092015 |  | 0 |  | 0.00027061 |  |  |  | 0.00018602 |  | 0.00044781
| 0 |  | 0.0018205 |  | 0.00091396 |  | 0 |  | 0.00025055 |  |  |  | 0.00017198 |  | 0.00044983
| 0 |  | 6.7138e-05 |  | 0.00090952 |  | 0 |  | 0.00022599 |  |  |  | 0.00021067 |  | 0.00063385
| 0 |  | 0.00016111 |  | 0.0009049 |  | 0 |  | 0.00012872 |  |  |  | -7.1655e-05 |  | 0.00068125
| 0 |  | 0.00035261 |  | 0.00089939 |  | 0 |  | 0.00028364 |  |  |  | 0.00053883 |  | 0.00063865
| 0 |  | 0.0014171 |  | 0.00087823 |  | 0 |  | 0.00028801 |  |  |  | 0.00012425 |  | 0.00061382
| 0 |  | 0.00082113 |  | 0.00087457 |  | 0 |  | 0.00031634 |  |  |  | 0.00045942 |  | 0.00054062
| 0 |  | 0.00014546 |  | 0.00087232 |  | 0 |  | 0.00036642 |  |  |  | 9.403e-05 |  | 0.00049191
| 0 |  | 0.00011742 |  | 0.0008601 |  | 0 |  | 0.00025728 |  |  |  | 0.00025832 |  | 0.00050605
| 0 |  | 0.00017957 |  | 0.00085903 |  | 0 |  | 0.00026007 |  |  |  | -0.00015572 |  | 0.00056787
| 0 |  | 0.00054668 |  | 0.0008605 |  | 0 |  | 0.00022694 |  |  |  | 0.00024526 |  | 0.00058904
| 0 |  | 0.00098938 |  | 0.00085903 |  | 0.00039413 |  | 0.00028096 |  |  |  | 0.00017797 |  | 0.00063578
| 0 |  | 0.0010556 |  | 0.00085509 |  | 0.00039398 |  | 0.00029554 |  |  |  | 0.00036649 |  | 0.00059534
| 0 |  | 0.0015151 |  | 0.00084889 |  | 0 |  | 0.00036572 |  |  |  | 0.00020694 |  | 0.00052154
| 0 |  | 0.00063934 |  | 0.00084208 |  | 0 |  | 0.00031563 |  |  |  | 0.00023006 |  | 0.00048745
| 0 |  | 0.00023181 |  | 0.0008418 |  | 0 |  | 0.00025104 |  |  |  | -9.4081e-05 |  | 0.0004272
| 0 |  | 0.000131 |  | 0.00084416 |  | 0 |  | 0.00033932 |  |  |  | 0.00031146 |  | 0.00046225
| 0 |  | 0.00013312 |  | 0.00085244 |  | 0 |  | 0.00029479 |  |  |  | 6.5262e-05 |  | 0.00045199
| 0 |  | 0.00015826 |  | 0.00086122 |  | 0 |  | 0.00029955 |  |  |  | -2.5412e-05 |  | 0.00048042
| 0 |  | 0.00080585 |  | 0.00086032 |  | 0 |  | 0.00016262 |  |  |  | 0.00012416 |  | 0.00048002
| 0 |  | 0.00011718 |  | 0.00085846 |  | 0 |  | 0.00017289 |  |  |  | 1.7596e-05 |  | 0.00049918
| 0 |  | 0.00022704 |  | 0.00085412 |  | 0 |  | 0.00019037 |  |  |  | 0.0001613 |  | 0.00050705
| 0 |  | 0.00014566 |  | 0.00085463 |  | 0 |  | 0.00018488 |  |  |  | 3.7887e-05 |  | 0.00051936
| 0 |  | 0.00014693 |  | 0.00085649 |  | 0 |  | 0.00026329 |  |  |  | 0.00022673 |  | 0.00046753
| 0 |  | 0.00093561 |  | 0.00085502 |  | 0 |  | 0.00021208 |  |  |  | 9.2603e-05 |  | 0.00034175
| 0 |  | 0.00040944 |  | 0.00085384 |  | 0 |  | 0.0001565 |  |  |  | 0.00033916 |  | 0.00039201
| 0 |  | 0.0012112 |  | 0.00086617 |  | 0 |  | 0.0001715 |  |  |  | -0.00011406 |  | 0.00048243
| 0 |  | 0.00089363 |  | 0.00088143 |  | 0 |  | 0.00014191 |  |  |  | 0.00014691 |  | 0.00043223
| 0 |  | 0.0010428 |  | 0.00088825 |  | 0 |  | 0.00022788 |  |  |  | 0.0001183 |  | 0.00047
| 0 |  | 0.0024133 |  | 0.00088391 |  | 0 |  | 0.00025626 |  |  |  | 0.0003341 |  | 0.00055764
| 0 |  | 0.0004924 |  | 0.0008843 |  | 0 |  | 0.0002397 |  |  |  | 0.00024995 |  | 0.00062173
| 0 |  | 8.9823e-05 |  | 0.00087377 |  | 0 |  | 0.00030637 |  |  |  | 0.00041319 |  | 0.00048801
| 0 |  | 8.4169e-05 |  | 0.00087022 |  | 0 |  | 0.00031978 |  |  |  | 0.00016608 |  | 0.0004676
| 0 |  | 7.9211e-05 |  | 0.00087259 |  | 0 |  | 0.00019151 |  |  |  | 0.00030216 |  | 0.00050478
| 0 |  | 0.0013605 |  | 0.00086785 |  | 0 |  | 0.00014064 |  |  |  | -5.5119e-05 |  | 0.00043706
| 0 |  | 0.0006817 |  | 0.0008718 |  | 0 |  | 0.00028547 |  |  |  | 0.00040839 |  | 0.00039771
| 0 |  | 0.0014179 |  | 0.00087506 |  | 0 |  | 0.00030759 |  |  |  | 8.5318e-05 |  | 0.00035371
| 0 |  | 0.00075648 |  | 0.00088216 |  | 0 |  | 0.0003557 |  |  |  | 0.00045913 |  | 0.00037714
| 0 |  | 0.0041797 |  | 0.00089241 |  | 0 |  | 0.00032692 |  |  |  | 5.0028e-05 |  | 0.000459
| 0 |  | 0.00040646 |  | 0.00090081 |  | 0 |  | 0.00028515 |  |  |  | 0.00039053 |  | 0.00042107
| 0 |  | 8.4898e-05 |  | 0.00090858 |  | 0 |  | 0.00030207 |  |  |  | 1.9807e-05 |  | 0.00040523
| 0 |  | 0.00054097 |  | 0.00090594 |  | 0 |  | 0.00025281 |  |  |  | 0.00051788 |  | 0.00034705
| 0 |  | 0.0017639 |  | 0.00089647 |  | 0 |  | 0.00020036 |  |  |  | 2.614e-05 |  | 0.00027921
| 0 |  | 0.00029512 |  | 0.00088977 |  | 0 |  | 0.00015618 |  |  |  | 0.00024631 |  | 0.00028566
| 0 |  | 0.0016072 |  | 0.00089146 |  | 0 |  | 0.00026507 |  |  |  | -9.307e-05 |  | 0.00032869
| 0 |  | 0.0012196 |  | 0.00089264 |  | 0 |  | 0.00034357 |  |  |  | 0.00031929 |  | 0.00038836
| 0 |  | 0.00035435 |  | 0.00089737 |  | 0 |  | 0.00022089 |  |  |  | 8.304e-06 |  | 0.00040574
| 0 |  | 0.00050895 |  | 0.00089777 |  | 0 |  | 0.00015068 |  |  |  | 0.00035575 |  | 0.00047788
| 0 |  | 0.00026731 |  | 0.00088712 |  | 0 |  | 0.00016961 |  |  |  | 4.4278e-05 |  | 0.00045995
| 0 |  | 0.00042403 |  | 0.00087579 |  | 0 |  | 0.00016963 |  |  |  | 0.00021776 |  | 0.00042506
| 0 |  | 0.00020701 |  | 0.00087382 |  | 0 |  | 0.00020987 |  |  |  | 0.00010952 |  | 0.00038377
| 0 |  | 0.00034135 |  | 0.00087382 |  | 0 |  | 0.00019567 |  |  |  | 0.00027878 |  | 0.00050507
| 0 |  | 0.0010749 |  | 0.0008759 |  | 0 |  | 0.0002245 |  |  |  | 0.00040652 |  | 0.00054098
| 0 |  | 0.00032696 |  | 0.00087579 |  | 0 |  | 0.0002513 |  |  |  | 0.00038139 |  | 0.00031934
| 0 |  | 0.00027328 |  | 0.00088103 |  | 0 |  | 0.00027224 |  |  |  | 8.2914e-05 |  | 0.00026662
| 0 |  | 0.0003437 |  | 0.00089878 |  | 0 |  | 0.00031288 |  |  |  | 0.00020471 |  | 0.00031992
| 0 |  | 0.00048485 |  | 0.00090758 |  | 0 |  | 0.00035988 |  |  |  | 0.00021553 |  | 0.00032064
| 0 |  | 0.0011654 |  | 0.0009051 |  | 0 |  | 0.00033497 |  |  |  | 0.00022165 |  | 0.00026633
| 0 |  | 0.00038709 |  | 0.000906 |  | 0 |  | 0.00012289 |  |  |  | -0.00011353 |  | 0.00025584
| 0 |  | 0.00033623 |  | 0.0009135 |  | 0 |  | 0.00016196 |  |  |  | 0.00029089 |  | 0.00029535
| 0 |  | 0.00016512 |  | 0.00091074 |  | 0 |  | 0.00029634 |  |  |  | 0.00016446 |  | 0.00025321
| 0 |  | 0.00027754 |  | 0.00091006 |  | 0 |  | 0.00028454 |  |  |  | 0.00034047 |  | 0.00024176
| 0 |  | 0.0012882 |  | 0.00090995 |  | 0 |  | 0.00029043 |  |  |  | 2.27e-05 |  | 0.00030661
| 0 |  | 0.00062605 |  | 0.00090691 |  | 0 |  | 0.00026599 |  |  |  | 0.0003099 |  | 0.00033572
| 0 |  | 0.0012458 |  | 0.00091598 |  | 0 |  | 0.00023561 |  |  |  | 0.00025597 |  | 0.00029485
| 0 |  | 0.0011678 |  | 0.00092715 |  | 0 |  | 0.00016222 |  |  |  | 0.000108 |  | 0.00012818
| 0 |  |  |  | 0.00093927 |  | 0 |  | 0.00011405 |  |  |  | -0.00027978 |  | 8.6622e-05
| 0 |  |  |  | 0.00095162 |  | 0 |  | 0.00023761 |  |  |  | 0.00038725 |  | 0.00023536
| 0 |  |  |  | 0.00095636 |  | 0 |  | 0.00021235 |  |  |  | 0.00012249 |  | 0.00017493
| 0 |  |  |  | 0.00095687 |  | 0 |  | 0.00013619 |  |  |  | 3.073e-05 |  | 0.0002092
| 0 |  |  |  | 0.00095833 |  | 0 |  | 0.00024985 |  |  |  | 8.5278e-05 |  | 0.00025
| 0 |  |  |  | 0.00095648 |  | 0 |  | 0.0002333 |  |  |  | 0.00018324 |  | 0.00026809
| 0 |  |  |  | 0.00095372 |  | 0 |  | 0.00013066 |  |  |  | -0.00010319 |  | 0.00038024
| 0 |  |  |  | 0.00096161 |  | 0 |  | 0.00011724 |  |  |  | 0.00015026 |  | 0.00035466
| 0 |  |  |  | 0.00097042 |  | 0 |  | 0.00021675 |  |  |  | 9.9652e-05 |  | 0.00031774
| 0 |  |  |  | 0.00096951 |  | 0 |  | 0.00026409 |  |  |  | 0.00017073 |  | 0.00023042
| 0 |  |  |  | 0.000957 |  | 0 |  | 0.00020174 |  |  |  | -6.3567e-05 |  | 0.00024487
| 0 |  |  |  | 0.00094555 |  | 0 |  | 0.00021596 |  |  |  | 0.00034754 |  | 0.00028929
| 0 |  |  |  | 0.00094606 |  | 0 |  | 0.00021875 |  |  |  | -6.2856e-05 |  | 0.00024675
| 0 |  |  |  | 0.00094357 |  | 0 |  | 0.00021714 |  |  |  | 0.00019928 |  | 0.00027458
| 0 |  |  |  | 0.0009429 |  | 0 |  | 0.00023928 |  |  |  | 0.00011639 |  | 0.00027773
| 0 |  |  |  | 0.00095001 |  | 0 |  | 0.00023178 |  |  |  | 0.00012773 |  | 0.00023624
| 0 |  |  |  | 0.0009583 |  | 0 |  | 0.000184 |  |  |  | 3.7753e-05 |  | 0.00020523
| 0 |  |  |  | 0.00096 |  | 0 |  | 0.00015835 |  |  |  | 6.1255e-05 |  | 0.00026058
| 0 |  |  |  | 0.00095842 |  | 0 |  | 0.00022193 |  |  |  | 0.00014745 |  | 0.00031123
| 0 |  |  |  | 0.00096356 |  | 0 |  | 0.00026182 |  |  |  | 0.00027202 |  | 0.0002659
| 0 |  |  |  | 0.00096395 |  | 0 |  | 0.00025984 |  |  |  | 0.00010965 |  | 0.00022192
| 0 |  |  |  | 0.00096119 |  | 0 |  | 0.00019942 |  |  |  | 1.2638e-05 |  | 0.00024565
| 0 |  |  |  | 0.00095933 |  | 0 |  | 0.00022354 |  |  |  | 7.502e-06 |  | 0.00027529
| 0 |  |  |  | 0.00094906 |  | 0 |  | 0.00027765 |  |  |  | 0.00031406 |  | 0.00030701
| 0 |  |  |  | 0.00093761 |  | 0 |  | 0.00020853 |  |  |  | 9.6065e-05 |  | 0.00032982
| 0 |  |  |  | 0.00092734 |  | 0 |  | 0.0001718 |  |  |  | 0.00027133 |  | 0.00026818
| 0 |  |  |  | 0.00091877 |  | 0 |  | 0.00027018 |  |  |  | 0.00013901 |  | 0.00030106
| 0 |  |  |  | 0.00091905 |  | 0 |  | 0.00028555 |  |  |  | 0.0002869 |  | 0.00031009
| 0 |  |  |  | 0.0009164 |  | 0 |  | 0.00015682 |  |  |  | 7.369e-05 |  | 0.00025196
| 0 |  |  |  | 0.00090664 |  | 0 |  | 0.00015367 |  |  |  | 0.00028504 |  | 0.00019576
| 0 |  |  |  | 0.00090139 |  | 0 |  | 0.00025715 |  |  |  | -1.6664e-05 |  | 0.00025139
| 0 |  |  |  | 0.00089755 |  | 0 |  | 0.00025125 |  |  |  | 0.00027492 |  | 0.00029699
| 0 |  |  |  | 0.00089202 |  | 0 |  | 0.00014656 |  |  |  | -2.3796e-05 |  | 0.00015612
| 0 |  |  |  | 0.00088886 |  | 0 |  | 0.00012879 |  |  |  | 0.00018735 |  | 0.000121
| 0 |  |  |  | 0.00088768 |  | 0 |  | 0.00026863 |  |  |  | 8.2945e-05 |  | 0.00020019
| 0 |  |  |  | 0.00089174 |  | 0 |  | 0.00033307 |  |  |  | 0.00026371 |  | 0.00021733
| 0 |  |  |  | 0.0008953 |  | 0 |  | 0.00025761 |  |  |  | 1.6057e-05 |  | 0.00018801
| 0 |  |  |  | 0.00090043 |  | 0 |  | 0.00023192 |  |  |  | 0.0001788 |  | 0.00017643
| 0 |  |  |  | 0.00091071 |  | 0 |  | 0.00024931 |  |  |  | 5.7727e-05 |  | 0.00020305
| 0 |  |  |  | 0.00091505 |  | 0 |  | 0.00022126 |  |  |  | 0.00020809 |  | 0.00023638
| 0 |  |  |  | 0.0009124 |  | 0 |  | 0.00021378 |  |  |  | 6.1019e-05 |  | 0.00024674
| 0 |  |  |  | 0.00090608 |  | 0 |  | 0.00019837 |  |  |  | 0.00026865 |  | 0.00024209
| 0 |  |  |  | 0.00090489 |  | 0 |  | 0.00018454 |  |  |  | 2.687e-05 |  | 0.00023974
| 0 |  |  |  | 0.00090647 |  | 0 |  | 0.00029794 |  |  |  | 0.00028917 |  | 0.00026455
| 0 |  |  |  | 0.00090422 |  | 0 |  | 0.00029166 |  |  |  | 0.00022681 |  | 0.00028337
| 0 |  |  |  | 0.00090224 |  | 0 |  | 0.0001972 |  |  |  | 0.00013642 |  | 0.00022947
| 0 |  |  |  | 0.00090264 |  | 0 |  | 0.00018377 |  |  |  | 2.2221e-05 |  | 0.00022675
| 0 |  |  |  | 0.00090066 |  | 0 |  | 0.00019128 |  |  |  | 0.00025443 |  | 0.00021033
| 0 |  |  |  | 0.00090196 |  | 0 |  | 0.00019723 |  |  |  | -5.6182e-05 |  | 0.00016151
| 0 |  |  |  | 0.00090896 |  | 0 |  | 0.00018416 |  |  |  | 0.00020607 |  | 0.00025765
| 0 |  |  |  | 0.00091026 |  | 0 |  | 0.00026996 |  |  |  | 0.00018408 |  | 0.00023821
| 0 |  |  |  | 0.00090287 |  | 0 |  | 0.000353 |  |  |  | 0.00037816 |  | 0.00013379
| 0 |  |  |  | 0.00089959 |  | 0 |  | 0.00027905 |  |  |  | 0.00013807 |  | 0.00012833
| 0 |  |  |  | 0.00090761 |  | 0 |  | 0.00019884 |  |  |  | 7.8562e-05 |  | 0.00014052
| 0 |  |  |  | 0.00091382 |  | 0 |  | 0.00018261 |  |  |  | -4.9762e-06 |  | 0.00010205
| 0 |  |  |  | 0.0009101 |  | 0 |  | 0.00015036 |  |  |  | 0.00012111 |  | 0.00013202
| 0 |  |  |  | 0.00090761 |  | 0 |  | 0.00018276 |  |  |  | 0.0001422 |  | 0.000162
| 0 |  |  |  | 0.00091433 |  | 0 |  | 0.00027513 |  |  |  | 0.00021291 |  | 0.00015078
| 0 |  |  |  | 0.00091682 |  | 0 |  | 0.00027754 |  |  |  | -4.3287e-06 |  | 0.00018074
| 0 |  |  |  | 0.00091721 |  | 0 |  | 0.00020795 |  |  |  | 0.00019524 |  | 0.00014483
| 0 |  |  |  | 0.000918 |  | 0 |  | 0.00017554 |  |  |  | -9.4698e-06 |  | 0.00022913
| 0 |  |  |  | 0.00091258 |  | 0 |  | 0.00021549 |  |  |  | 0.00026628 |  | 0.00023213
| 0 |  |  |  | 0.00090654 |  | 0 |  | 0.00025065 |  |  |  | 0.00014963 |  | 0.00018098
| 0 |  |  |  | 0.00089835 |  | 0 |  | 0.00027045 |  |  |  | 0.00023394 |  | 0.00023493
| 0 |  |  |  | 0.00088886 |  | 0 |  | 0.00020956 |  |  |  | 0.00010261 |  | 0.00024247
| 0 |  |  |  | 0.00088807 |  | 0 |  | 0.00017516 |  |  |  | 0.00016982 |  | 0.00021149
| 0 |  |  |  | 0.00089411 |  | 0 |  | 0.00018112 |  |  |  | 0.00015623 |  | 8.5988e-05
| 0 |  |  |  | 0.00089411 |  | 0 |  | 0.00012618 |  |  |  | 4.2744e-05 |  | 6.0254e-05
| 0 |  |  |  | 0.00089016 |  | 0 |  | 0.00010641 |  |  |  | -6.1927e-05 |  | 0.00012678
| 0 |  |  |  | 0.00088502 |  | 0 |  | 0.00025507 |  |  |  | 0.00023048 |  | 0.00021127
| 0 |  |  |  | 0.00088344 |  | 0 |  | 0.00030054 |  |  |  | 2.9187e-05 |  | 0.00015126
| 0 |  |  |  | 0.00088869 |  | 0 |  | 0.00022346 |  |  |  | 0.00025697 |  | 1.8226e-05
| 0 |  |  |  | 0.00089581 |  | 0 |  | 0.00021713 |  |  |  | 3.7391e-05 |  | 3.269e-05
| 0 |  |  |  | 0.00089739 |  | 0 |  | 0.00020289 |  |  |  | 0.00029793 |  | 0.00014427
| 0 |  |  |  | 0.00089581 |  | 0 |  | 0.00017244 |  |  |  | 4.1597e-06 |  | 0.00020566
| 0 |  |  |  | 0.00090304 |  | 0 |  | 0.00019026 |  |  |  | 0.00043105 |  | 0.00012455
| 0 |  |  |  | 0.00092033 |  | 0 |  | 0.00026459 |  |  |  | 3.8639e-05 |  | 0.00018914
| 0 |  |  |  | 0.00092756 |  | 0 |  | 0.00025315 |  |  |  | 0.00038203 |  | 0.0002493
| 0 |  |  |  | 0.00092796 |  | 0 |  | 0.00017839 |  |  |  | -1.14e-05 |  | 0.0001411
| 0 |  |  |  | 0.0009261 |  | 0 |  | 0.00020215 |  |  |  | 0.00022264 |  | 8.7108e-05
| 0 |  |  |  | 0.00091768 |  | 0 |  | 0.00024999 |  |  |  | -8.8587e-05 |  | 0.00010038
| 0 |  |  |  | 0.00091779 |  | 0 |  | 0.00023499 |  |  |  | 0.00021411 |  | 0.00013939
| 0 |  |  |  | 0.00091304 |  | 0 |  | 0.00020492 |  |  |  | 5.8076e-05 |  | 0.00015771
| 0 |  |  |  | 0.00090643 |  | 0 |  | 0.00022671 |  |  |  | 0.00035048 |  | 0.00019444
| 0 |  |  |  | 0.00090513 |  | 0 |  | 0.00020927 |  |  |  | 0.00015805 |  | 0.00019075
| 0 |  |  |  | 0.00090683 |  | 0 |  | 0.00018596 |  |  |  | 0.0001428 |  | 0.00010502
| 0 |  |  |  | 0.00090999 |  | 0 |  | 0.00025124 |  |  |  | -0.0001377 |  | 7.6937e-05
| 0 |  |  |  | 0.00090327 |  | 0 |  | 0.00020099 |  |  |  | 0.00016615 |  | 0.00011101
| 0 |  |  |  | 0.00089061 |  | 0 |  | 0.00013571 |  |  |  | -7.816e-07 |  | 0.00016309
| 0 |  |  |  | 0.00088479 |  | 0 |  | 0.00023742 |  |  |  | 0.00016168 |  | 0.00010202
| 0 |  |  |  | 0.00088083 |  | 0 |  | 0.00027541 |  |  |  | -0.00011117 |  | 0.00010968
| 0 |  |  |  | 0.00087252 |  | 0 |  | 0.00022436 |  |  |  | 0.00010042 |  | 0.00015732
| 0 |  |  |  | 0.0008646 |  | 0 |  | 0.00029598 |  |  |  | -0.00012716 |  | 8.4266e-05
| 0 |  |  |  | 0.00085471 |  | 0 |  | 0.00031339 |  |  |  | 0.00031551 |  | 0.00012735
| 0 |  |  |  | 0.00084809 |  | 0 |  | 0.00026634 |  |  |  | 3.9631e-05 |  | 0.00016714
| 0 |  |  |  | 0.00085165 |  | 0 |  | 0.00030789 |  |  |  | 0.00027273 |  | 0.00013773
| 0 |  |  |  | 0.00085363 |  | 0 |  | 0.00028454 |  |  |  | 6.2337e-05 |  | 0.00018359
| 0 |  |  |  | 0.0008482 |  | 0 |  | 0.00026558 |  |  |  | 0.00023953 |  | 0.00016757
| 0 |  |  |  | 0.00084057 |  | 0 |  | 0.00034747 |  |  |  | 2.8272e-05 |  | 0.0001326
| 0 |  |  |  | 0.00084305 |  | 0 |  | 0.00031347 |  |  |  | 0.00034294 |  | 0.0001292
| 0 |  |  |  | 0.00084028 |  | 0 |  | 0.00034989 |  |  |  | 0.00025305 |  | 5.0633e-05
| 0 |  |  |  | 0.00082366 |  | 0 |  | 0.00039145 |  |  |  | 0.00028325 |  | 3.0291e-05
| 0 |  |  |  | 0.00081506 |  | 0 |  | 0.00034518 |  |  |  | 0.00014013 |  | 0.00012463
| 0 |  |  |  | 0.0008011 |  | 0 |  | 0.00030239 |  |  |  | 0.00013373 |  | 0.00016945
| 0 |  |  |  | 0.0008008 |  | 0 |  | 0.00030916 |  |  |  | 4.7136e-05 |  | 8.4334e-05
| 0 |  |  |  | 0.00081664 |  | 0 |  | 0.00035824 |  |  |  | 0.00029448 |  | 9.7089e-05
| 0 |  |  |  | 0.00082337 |  | 0 |  | 0.00034716 |  |  |  | 0.00015317 |  | 0.00018325
| 0 |  |  |  | 0.00082862 |  | 0 |  | 0.00033018 |  |  |  | 0.00027361 |  | 0.00022704
| 0 |  |  |  | 0.00083852 |  | 0 |  | 0.00032978 |  |  |  | 0.0001771 |  | 0.00015369
| 0 |  |  |  | 0.00084445 |  | 0 |  | 0.00039313 |  |  |  | 0.00041184 |  | 4.8409e-05
| 0 |  |  |  | 0.0008405 |  | 0 |  | 0.00042559 |  |  |  | -0.00010305 |  | 0.00012096
| 0 |  |  |  | 0.00083733 |  | 0 |  | 0.00035552 |  |  |  | 0.00022185 |  | 0.00021067
| 0 |  |  |  | 0.00084139 |  | 0 |  | 0.00019362 |  |  |  | -0.00016207 |  | 0.00010038
| 0 |  |  |  | 0.00085327 |  | 0 |  | 0.00022173 |  |  |  | 0.00011703 |  | 9.5088e-06
| 0 |  |  |  | 0.00085961 |  | 0 |  | 0.00027162 |  |  |  | -6.4977e-05 |  | -9.3581e-06
| 0 |  |  |  | 0.00085604 |  | 0 |  | 0.00021856 |  |  |  | 0.00010044 |  | -1.9875e-05
| 0 |  |  |  | 0.00085882 |  | 0 |  | 0.00034606 |  |  |  | 4.8363e-05 |  | 0.00010106
| 0 |  |  |  | 0.00086288 |  | 0 |  | 0.00041105 |  |  |  | 0.00027637 |  | 0.00012616
| 0 |  |  |  | 0.00086526 |  | 0 |  | 0.00036313 |  |  |  | 4.7347e-05 |  | 0.00015012
| 0 |  |  |  | 0.00087556 |  | 0 |  | 0.00033462 |  |  |  | 0.00031289 |  | 0.00015912
| 0 |  |  |  | 0.00088438 |  | 0 |  | 0.0003414 |  |  |  | 0.00011689 |  | 0.00010943
| 0 |  |  |  | 0.00088387 |  | 0 |  | 0.00031878 |  |  |  | 0.00026962 |  | 0.00013461
| 0 |  |  |  | 0.00088398 |  | 0 |  | 0.00028793 |  |  |  | -7.2666e-07 |  | 4.9418e-05
| 0 |  |  |  | 0.00088042 |  | 0 |  | 0.00025941 |  |  |  | 0.00025658 |  | 3.7792e-06
| 0 |  |  |  | 0.0008725 |  | 0 |  | 0.00039447 |  |  |  | 1.1504e-05 |  | 0.0001448
| 0 |  |  |  | 0.00086933 |  | 0 |  | 0.00036437 |  |  |  | 0.00027591 |  | 0.00011896
| 0 |  |  |  | 0.00087815 |  | 0 |  | 0.0002238 |  |  |  | -0.00019951 |  | 3.0019e-05
| 0 |  |  |  | 0.00087855 |  | 0 |  | 0.00022934 |  |  |  | -4.1271e-05 |  | 4.5343e-05
| 0 |  |  |  | 0.00087498 |  | 0 |  | 0.00019686 |  |  |  | -0.00020167 |  | 0.00012537
| 0 |  |  |  | 0.00087895 |  | 0 |  | 0.00025034 |  |  |  | 0.00022001 |  | 0.00013776
| 0 |  |  |  | 0.00087153 |  | 0 |  | 0.00022818 |  |  |  | -0.00014162 |  | 0.00010855
| 0 |  |  |  | 0.00085954 |  | 0 |  | 0.00022142 |  |  |  | 0.0001559 |  | 0.00014111
| 0 |  |  |  | 0.00085331 |  | 0 |  | 0.00025433 |  |  |  | -1.8475e-05 |  | 4.5367e-05
| 0 |  |  |  | 0.00085579 |  | 0 |  | 0.00032964 |  |  |  | 0.00029679 |  | -3.5136e-05
| 0 |  |  |  | 0.00086123 |  | 0 |  | 0.00035376 |  |  |  | -9.9006e-06 |  | -2.5383e-05
| 0 |  |  |  | 0.000864 |  | 0 |  | 0.00027216 |  |  |  | 1.1997e-05 |  | 2.9793e-05
| 0 |  |  |  | 0.00087006 |  | 0 |  | 0.00024049 |  |  |  | -0.00014706 |  | 4.7957e-05
| 0 |  |  |  | 0.00087521 |  | 0 |  | 0.00028249 |  |  |  | 0.00028335 |  | 0.00010903
| 0 |  |  |  | 0.00087283 |  | 0 |  | 0.00037164 |  |  |  | 7.5301e-05 |  | 0.00018526
| 0 |  |  |  | 0.00087849 |  | 0 |  | 0.00042518 |  |  |  | 0.00022566 |  | 0.00015485
| 0 |  |  |  | 0.00088075 |  | 0 |  | 0.00033519 |  |  |  | -8.3979e-05 |  | 0.00015163
| 0 |  |  |  | 0.00086977 |  | 0 |  | 0.00029243 |  |  |  | 0.00020882 |  | 0.00010337
| 0 |  |  |  | 0.00087373 |  | 0 |  | 0.00031542 |  |  |  | 3.172e-05 |  | 5.4919e-05
| 0 |  |  |  | 0.00087741 |  | 0 |  | 0.00037411 |  |  |  | 0.00029968 |  | 8.4162e-05
| 0 |  |  |  | 0.00087215 |  | 0 |  | 0.00051314 |  |  |  | 0.00011798 |  | 5.2365e-05
| 0 |  |  |  | 0.0008675 |  | 0 |  | 0.00037133 |  |  |  | 0.00012903 |  | 3.6102e-06
| 0 |  |  |  | 0.00085839 |  | 0 |  | 0.00027186 |  |  |  | -0.00027072 |  | 7.3174e-05
| 0 |  |  |  | 0.00085482 |  | 0 |  | 0.00042483 |  |  |  | 0.00054913 |  | 0.00012491
| 0 |  |  |  | 0.00086195 |  | 0 |  | 0.00051162 |  |  |  | 0.00027225 |  | 0.00013214
| 0 |  |  |  | 0.00086285 |  | 0 |  | 0.00035989 |  |  |  | 0.00033405 |  | 5.3253e-05
| 0 |  |  |  | 0.00086365 |  | 0 |  | 0.00025723 |  |  |  | 2.8346e-05 |  | -2.1013e-06
| 0 |  |  |  | 0.0008688 |  | 0 |  | 0.00031351 |  |  |  | 0.00038321 |  | -6.8853e-05
| 0 |  |  |  | 0.00087474 |  | 0 |  | 0.0002937 |  |  |  | 5.1357e-05 |  | -8.7794e-06
| 0 |  |  |  | 0.00088346 |  | 0 |  | 0.0003797 |  |  |  | 0.00047824 |  | 3.0311e-05
| 0 |  |  |  | 0.00087565 |  | 0 |  | 0.00043128 |  |  |  | -7.8569e-05 |  | -8.3684e-06
| 0 |  |  |  | 0.00087723 |  | 0 |  | 0.00044952 |  |  |  | 0.00033044 |  | 2.449e-05
| 0 |  |  |  | 0.0008923 |  | 0 |  | 0.00040314 |  |  |  | -2.6424e-05 |  | -8.2385e-05
| 0 |  |  |  | 0.00090102 |  | 0 |  | 0.0002537 |  |  |  | 0.00017284 |  | -3.2049e-05
| 0 |  |  |  | 0.00090022 |  | 0 |  | 0.00025132 |  |  |  | 0.00012086 |  | 2.3931e-05
| 0 |  |  |  | 0.00088329 |  | 0 |  | 0.00025849 |  |  |  | 0.00019025 |  | 0.00010081
| 0 |  |  |  | 0.00087576 |  | 0 |  | 0.0002906 |  |  |  | -8.078e-05 |  | 0.00015288
| 0 |  |  |  | 0.00087734 |  | 0 |  | 0.00039486 |  |  |  | 0.00040022 |  | 6.3403e-05
| 0 |  |  |  | 0.00086704 |  | 0 |  | 0.00047653 |  |  |  | 0.00022083 |  | 9.6645e-05
| 0 |  |  |  | 0.00085327 |  | 0 |  | 0.00030796 |  |  |  | 0.00028834 |  | 0.00021049
| 0 |  |  |  | 0.00083928 |  | 0 |  | 0.00030277 |  |  |  | 9.6985e-05 |  | 0.00013707
| 0 |  |  |  | 0.00083106 |  | 0 |  | 0.00031006 |  |  |  | 0.00025576 |  | 0.0001138
| 0 |  |  |  | 0.00083236 |  | 0 |  | 0.0002296 |  |  |  | 0.0002163 |  | 9.3482e-05
| 0 |  |  |  | 0.00082948 |  | 0 |  | 0.00042188 |  |  |  | 0.00036592 |  | 3.5925e-05
| 0 |  |  |  | 0.00083315 |  | 0 |  | 0.00043621 |  |  |  | 0.00030013 |  | 0.0001324
| 0 |  |  |  | 0.00083384 |  | 0 |  | 0.00036637 |  |  |  | 0.00038958 |  | 2.2579e-05
| 0 |  |  |  | 0.00082562 |  | 0 |  | 0.00040329 |  |  |  | 1.9942e-05 |  | -0.00010103
| 0 |  |  |  | 0.00083751 |  | 0 |  | 0.00045841 |  |  |  | 0.00051307 |  | -0.00012479
| 0 |  |  |  | 0.0008515 |  | 0 |  | 0.00037915 |  |  |  | -0.00045923 |  | -4.833e-05
| 0 |  |  |  | 0.00084991 |  | 0 |  | 0.00021456 |  |  |  | 0.00035034 |  | 5.9077e-05
| 0 |  |  |  | 0.00084901 |  | 0 |  | 0.00024745 |  |  |  | -4.344e-05 |  | 4.9667e-05
| 0 |  |  |  | 0.00085666 |  | 0 |  | 0.00042555 |  |  |  | 0.00025973 |  | 6.6118e-05
| 0 |  |  |  | 0.00085399 |  | 0 |  | 0.00053349 |  |  |  | 0.0001274 |  | 5.6547e-05
| 0 |  |  |  | 0.00083603 |  | 0 |  | 0.0005485 |  |  |  | 0.00048501 |  | -6.4374e-05
| 0 |  |  |  | 0.000829 |  | 0 |  | 0.00052556 |  |  |  | 6.3e-05 |  | 6.5878e-05
| 0 |  |  |  | 0.00083178 |  | 0 |  | 0.00049661 |  |  |  | 0.00033592 |  | 0.00013563
| 0 |  |  |  | 0.00081869 |  | 0 |  | 0.00041609 |  |  |  | -0.00014535 |  | 6.29e-05
| 0 |  |  |  | 0.0008056 |  | 0 |  | 0.00031573 |  |  |  | 0.00036443 |  | -5.2735e-06
| 0 |  |  |  | 0.00079816 |  | 0 |  | 0.00039194 |  |  |  | -5.9102e-05 |  | -5.267e-05
| 0 |  |  |  | 0.00078894 |  | 0 |  | 0.0004149 |  |  |  | 0.00035553 |  | -1.6783e-05
| 0 |  |  |  | 0.00079062 |  | 0 |  | 0.00029951 |  |  |  | -6.2189e-05 |  | 1.1343e-05
| 0 |  |  |  | 0.00078348 |  | 0 |  | 0.00034672 |  |  |  | 0.00038977 |  | 9.4247e-05
| 0 |  |  |  | 0.00077327 |  | 0 |  | 0.00044238 |  |  |  | 0.00028882 |  | -1.2895e-05
| 0 |  |  |  | 0.00077396 |  | 0 |  | 0.00045224 |  |  |  | 0.00040505 |  | 2.7049e-05
| 0 |  |  |  | 0.00078636 |  | 0 |  | 0.00026106 |  |  |  | -0.00017831 |  | 9.1738e-05
| 0 |  |  |  | 0.00080183 |  | 0 |  | 0.00033763 |  |  |  | 0.00063604 |  | 4.7783e-05
| 0 |  |  |  | 0.0008181 |  | 0 |  | 0.00051181 |  |  |  | -5.7625e-05 |  | 0.00012332
| 0 |  |  |  | 0.00083119 |  | 0 |  | 0.00034557 |  |  |  | 0.00021217 |  | 4e-05
| 0 |  |  |  | 0.00083725 |  | 0 |  | 0.00025356 |  |  |  | 9.3749e-05 |  | -0.00010831
| 0 |  |  |  | 0.00082852 |  | 0 |  | 0.00027974 |  |  |  | -3.3529e-05 |  | 2.5364e-05
| 0 |  |  |  | 0.00082177 |  | 0 |  | 0.00038291 |  |  |  | 0.00023354 |  | 7.8919e-05
| 0 |  |  |  | 0.00084201 |  | 0 |  | 0.00046386 |  |  |  | 0.0002335 |  | 9.7497e-05
| 0 |  |  |  | 0.00083288 |  | 0 |  | 0.00039521 |  |  |  | -0.00028979 |  | 0.00014581
| 0 |  |  |  | 0.00082227 |  | 0 |  | 0.0003532 |  |  |  | 0.00024288 |  | 5.5319e-05
| 0 |  |  |  | 0.00080322 |  | 0 |  | 0.0004028 |  |  |  | 4.6957e-05 |  | 0.00014823
| 0 |  |  |  | 0.00077981 |  | 0 |  | 0.00046193 |  |  |  | 0.00021834 |  | 6.8738e-05
| 0 |  |  |  | 0.0007679 |  | 0 |  | 0.00044804 |  |  |  | 8.9986e-05 |  | -6.2858e-05
| 0 |  |  |  | 0.00076244 |  | 0 |  | 0.00053502 |  |  |  | 0.0006126 |  | 4.2416e-05
| 0 |  |  |  | 0.00076989 |  | 0 |  | 0.0004917 |  |  |  | -4.1401e-05 |  | 6.2627e-05
| 0 |  |  |  | 0.00077634 |  | 0 |  | 0.0004231 |  |  |  | 0.00044794 |  | -1.8969e-05
| 0 |  |  |  | 0.00078031 |  | 0 |  | 0.00054494 |  |  |  | -0.00011624 |  | -1.0059e-06
| 0 |  |  |  | 0.00079866 |  | 0 |  | 0.00043664 |  |  |  | 0.00033396 |  | -3.4421e-05
| 0 |  |  |  | 0.00081206 |  | 0 |  | 0.00041476 |  |  |  | -0.00011703 |  | -0.00027072
| 0 |  |  |  | 0.00081851 |  | 0 |  | 0.00050095 |  |  |  | 0.00014219 |  | -2.5273e-05
| 0 |  |  |  | 0.0008197 |  | 0 |  | 0.00032391 |  |  |  | 5.2968e-05 |  | 9.7032e-05
| 0 |  |  |  | 0.00082843 |  | 0 |  | 0.00034773 |  |  |  | 0.00030096 |  | -4.4296e-05
| 0 |  |  |  | 0.00085702 |  | 0 |  | 0.00048468 |  |  |  | 0.00012879 |  | -5.5655e-05
| 0 |  |  |  | 0.0008738 |  | 0 |  | 0.00048156 |  |  |  | -0.00013575 |  | 2.6572e-06
| 0 |  |  |  | 0.00086932 |  | 0 |  | 0.00048269 |  |  |  | 0.00045835 |  | 2.485e-05
| 0 |  |  |  | 0.0008595 |  | 0 |  | 0.00044742 |  |  |  | -0.00015046 |  | -9.1066e-05
| 0 |  |  |  | 0.00083926 |  | 0 |  | 0.00044583 |  |  |  | 0.00026873 |  | -3.9598e-05
| 0 |  |  |  | 0.00082388 |  | 0 |  | 0.00039586 |  |  |  | -5.1576e-05 |  | 8.9312e-05
| 0 |  |  |  | 0.00081861 |  | 0 |  | 0.00032435 |  |  |  | 0.00033438 |  | -2.8866e-06
| 0 |  |  |  | 0.00080244 |  | 0 |  | 0.00057969 |  |  |  | 6.9586e-05 |  | 8.2691e-05
| 0 |  |  |  | 0.00079847 |  | 0 |  | 0.00062774 |  |  |  | 0.00053844 |  | 0.00018944
| 0 |  |  |  | 0.00080839 |  | 0 |  | 0.00039229 |  |  |  | -5.1529e-05 |  | 0.00011223
| 0 |  |  |  | 0.00081276 |  | 0 |  | 0.00035854 |  |  |  | 0.00044947 |  | -4.104e-05
| 0 |  |  |  | 0.00082716 |  | 0 |  | 0.00050193 |  |  |  | 4.1446e-05 |  | 6.2343e-05
| 0 |  |  |  | 0.00081008 |  | 0 |  | 0.00062186 |  |  |  | 0.00061676 |  | 4.3059e-05
| 0 |  |  |  | 0.00081485 |  | 0 |  | 0.00054681 |  |  |  | -0.00039742 |  | -4.6566e-05
| 0 |  |  |  | 0.0008355 |  | 0 |  | 0.00041656 |  |  |  | 0.00044737 |  | 0.00014496
| 0 |  |  |  | 0.00083431 |  | 0 |  | 0.00033277 |  |  |  | 5.9495e-06 |  | 0.0001242
| 0 |  |  |  | 0.00083123 |  | 0 |  | 0.00041423 |  |  |  | 0.00040058 |  | -1.5506e-05
| 0 |  |  |  | 0.00083322 |  | 0 |  | 0.0004178 |  |  |  | -2.8298e-05 |  | -0.00010446
| 0 |  |  |  | 0.00083918 |  | 0 |  | 0.00030342 |  |  |  | 0.00027075 |  | 9.5294e-06
| 0 |  |  |  | 0.00084593 |  | 0 |  | 0.00042614 |  |  |  | 7.2668e-05 |  | 2.0962e-05
| 0 |  |  |  | 0.00084355 |  | 0 |  | 0.00040271 |  |  |  | 0.00042399 |  | -2.6094e-05
| 0 |  |  |  | 0.00083015 |  | 0 |  | 0.00039521 |  |  |  | 0.00011989 |  | 3.347e-05
| 0 |  |  |  | 0.00081069 |  | 0 |  | 0.00042262 |  |  |  | 7.7007e-05 |  | 5.4192e-05
| 0 |  |  |  | 0.0007948 |  | 0 |  | 0.00031895 |  |  |  | 4.6415e-05 |  | 0.00020014
| 0 |  |  |  | 0.00077891 |  | 0 |  | 0.0004111 |  |  |  | 0.0005902 |  | 3.2467e-05
| 0 |  |  |  | 0.00075309 |  | 0 |  | 0.00043255 |  |  |  | -0.00022283 |  | -0.00028384
| 0 |  |  |  | 0.0007373 |  | -0.00039719 |  | 0.00032138 |  |  |  | 7.5227e-05 |  | -0.00019991
| 0 |  |  |  | 0.00075041 |  | -0.00039719 |  | 0.00027808 |  |  |  | 2.1505e-05 |  | -9.6751e-05
| 0 |  |  |  | 0.00077146 |  | 0 |  | 0.0003472 |  |  |  | 0.00017069 |  | 4.5392e-06
| 0 |  |  |  | 0.00079291 |  | 0 |  | 0.0004048 |  |  |  | 7.5682e-05 |  | 8.1622e-05
| 0 |  |  |  | 0.00079768 |  | 0 |  | 0.00037381 |  |  |  | 0.00035818 |  | 5.2939e-05
| 0 |  |  |  | 0.00079222 |  | 0 |  | 0.00031863 |  |  |  | -9.9892e-05 |  | -3.6753e-05
| 0 |  |  |  | 0.00079937 |  | 0 |  | 0.00041995 |  |  |  | 0.00043457 |  | -0.00023325
| 0 |  |  |  | 0.00080374 |  | 0 |  | 0.00035082 |  |  |  | -0.00035745 |  | -0.00016182
| 0 |  |  |  | 0.00080533 |  | 0 |  | 0.00038816 |  |  |  | 0.00049495 |  | -6.648e-05
| 0 |  |  |  | 0.00078904 |  | 0 |  | 0.00046564 |  |  |  | -2.3518e-05 |  | -1.6877e-05
| 0 |  |  |  | 0.00077523 |  | 0 |  | 0.00035404 |  |  |  | 0.00045882 |  | 4.8865e-05
| 0 |  |  |  | 0.00079708 |  | 0 |  | 0.00042556 |  |  |  | -6.0331e-05 |  | -3.076e-05
| 0 |  |  |  | 0.00081576 |  | 0 |  | 0.00043907 |  |  |  | 0.00026013 |  | 2.1227e-05
| 0 |  |  |  | 0.00081139 |  | 0 |  | 0.00032622 |  |  |  | -6.4783e-05 |  | 2.342e-06
| 0 |  |  |  | 0.0008099 |  | 0 |  | 0.00033302 |  |  |  | 0.00022069 |  | -1.9004e-05
| 0 |  |  |  | 0.00080781 |  | 0 |  | 0.00039457 |  |  |  | -0.0001013 |  | 0.00012268
| 0 |  |  |  | 0.00080831 |  | 0 |  | 0.00036402 |  |  |  | 0.00035659 |  | 0.00025516
| 0 |  |  |  | 0.00080434 |  | 0 |  | 0.00030957 |  |  |  | -2.2805e-05 |  | 0.00017176
| 0 |  |  |  | 0.00079997 |  | 0 |  | 0.00024877 |  |  |  | 0.00025252 |  | -5.6157e-05
| 0 |  |  |  | 0.00080762 |  | 0 |  | 0.00027702 |  |  |  | 9.8221e-05 |  | -4.717e-05
| 0 |  |  |  | 0.00082749 |  | 0 |  | 0.00047177 |  |  |  | 0.00055109 |  | -2.6979e-06
| 0 |  |  |  | 0.00085481 |  | 0 |  | 0.00048165 |  |  |  | -4.3871e-05 |  | 4.5311e-06
| 0 |  |  |  | 0.00087201 |  | 0 |  | 0.00038433 |  |  |  | 0.00018575 |  | -4.1404e-06
| 0 |  |  |  | 0.00088603 |  | 0 |  | 0.00023903 |  |  |  | -0.00034603 |  | -7.3645e-05
| 0 |  |  |  | 0.00090022 |  | 0 |  | 0.00025013 |  |  |  | 0.00015962 |  | 9.2684e-08
| 0 |  |  |  | 0.00091425 |  | 0 |  | 0.00047263 |  |  |  | -0.00012963 |  | -1.3257e-05
| 0 |  |  |  | 0.00091147 |  | 0 |  | 0.0003979 |  |  |  | 0.00014468 |  | -3.2913e-05
| 0 |  |  |  | 0.00090312 |  | 0 |  | 0.0003343 |  |  |  | -0.00018703 |  | 6.0462e-05
| 0 |  |  |  | 0.00089597 |  | 0 |  | 0.00028461 |  |  |  | 0.00026462 |  | 0.00013038
| 0 |  |  |  | 0.00089914 |  | 0 |  | 0.00027706 |  |  |  | -4.6695e-05 |  | 0.00013056
| 0 |  |  |  | 0.00091357 |  | 0 |  | 0.0004548 |  |  |  | 0.00047563 |  | 5.8925e-05
| 0 |  |  |  | 0.00091834 |  | 0 |  | 0.00047626 |  |  |  | -0.00014077 |  | 0.00012872
| 0 |  |  |  | 0.0009255 |  | 0 |  | 0.0002914 |  |  |  | 0.00031919 |  | 9.6473e-05
| 0 |  |  |  | 0.00092907 |  | 0 |  | 0.00026437 |  |  |  | -0.00016886 |  | 6.2295e-07
| 0 |  |  |  | 0.00092879 |  | 0 |  | 0.00047314 |  |  |  | 0.00016145 |  | 4.2009e-05
| 0 |  |  |  | 0.00093504 |  | 0 |  | 0.00050847 |  |  |  | 4.8118e-05 |  | -1.2006e-05
| 0 |  |  |  | 0.00092641 |  | 0 |  | 0.00057851 |  |  |  | 0.00040251 |  | -1.294e-05
| 0 |  |  |  | 0.00090891 |  | 0 |  | 0.00053795 |  |  |  | -0.0002154 |  | -6.5447e-05
| 0 |  |  |  | 0.00090852 |  | 0 |  | 0.00041032 |  |  |  | 0.00037273 |  | -0.00023331
| 0 |  |  |  | 0.00092096 |  | 0 |  | 0.00052728 |  |  |  | -3.5755e-06 |  | -0.0001334
| 0 |  |  |  | 0.0009435 |  | 0 |  | 0.00055584 |  |  |  | 0.00071896 |  | -8.3515e-05
| 0 |  |  |  | 0.00095913 |  | 0 |  | 0.00046803 |  |  |  | 0.00012682 |  | -0.00010796
| 0 |  |  |  | 0.00096868 |  | 0 |  | 0.0004732 |  |  |  | 0.00054797 |  | 6.0606e-06
| 0 |  |  |  | 0.00096442 |  | 0 |  | 0.00052576 |  |  |  | 0.00024904 |  | 0.0001403
| 0 |  |  |  | 0.00095476 |  | 0 |  | 0.00052013 |  |  |  | 0.00051526 |  | 0.00010524
| 0 |  |  |  | 0.0009346 |  | 0 |  | 0.0004148 |  |  |  | 0.00022961 |  | -6.9143e-05
| 0 |  |  |  | 0.00090545 |  | 0 |  | 0.00025489 |  |  |  | 2.5592e-05 |  | -3.5899e-05
| 0 |  |  |  | 0.00089761 |  | 0 |  | 0.00029032 |  |  |  | -0.00026008 |  | 0.00012535
| 0 |  |  |  | 0.00088539 |  | 0 |  | 0.0003894 |  |  |  | 0.00033041 |  | 1.8762e-06
| 0 |  |  |  | 0.00087653 |  | 0 |  | 0.00055758 |  |  |  | 8.4859e-05 |  | 3.721e-05
| 0 |  |  |  | 0.00087744 |  | 0 |  | 0.00057793 |  |  |  | 0.00061349 |  | 2.0137e-05
| 0 |  |  |  | 0.0008817 |  | 0 |  | 0.00055519 |  |  |  | 6.975e-05 |  | -2.1555e-05
| 0 |  |  |  | 0.00086789 |  | 0 |  | 0.00038184 |  |  |  | 0.00024739 |  | 0.0002062
| 0 |  |  |  | 0.00086084 |  | 0 |  | 0.00033694 |  |  |  | 0.00011443 |  | 0.0001798
| 0 |  |  |  | 0.00086908 |  | 0 |  | 0.00055168 |  |  |  | 0.00058119 |  | 7.6901e-05
| 0 |  |  |  | 0.00086323 |  | 0 |  | 0.00065199 |  |  |  | 6.8484e-05 |  | 3.9227e-05
| 0 |  |  |  | 0.00085715 |  | 0 |  | 0.00064674 |  |  |  | 0.00048641 |  | 2.1084e-05
| 0 |  |  |  | 0.00084731 |  | 0 |  | 0.00031307 |  |  |  | -8.7042e-06 |  | -3.494e-05
| 0 |  |  |  | 0.00083151 |  | 0 |  | 0.00015994 |  |  |  | 0.00027757 |  | -7.4904e-05
| 0 |  |  |  | 0.00082424 |  | 0 |  | 0.00028164 |  |  |  | -0.00021006 |  | -0.00014082
| 0 |  |  |  | 0.00082156 |  | 0 |  | 0.00038671 |  |  |  | 0.00033368 |  | -6.8138e-05
| 0 |  |  |  | 0.00081907 |  | 0 |  | 0.00042525 |  |  |  | -8.2147e-05 |  | 0.00011413
| 0 |  |  |  | 0.00083389 |  | 0 |  | 0.00038989 |  |  |  | 0.00025954 |  | 4.8236e-05
| 0 |  |  |  | 0.00084543 |  | 0 |  | 0.00046827 |  |  |  | 9.0411e-06 |  | 6.7227e-05
| 0 |  |  |  | 0.00083082 |  | 0 |  | 0.00055587 |  |  |  | 0.0002077 |  | 8.3433e-05
| 0 |  |  |  | 0.00080485 |  | 0 |  | 0.00041018 |  |  |  | -0.0001408 |  | -1.8537e-05
| 0 |  |  |  | 0.00078983 |  | 0 |  | 0.00031912 |  |  |  | 5.8448e-05 |  | -6.6057e-05
| 0 |  |  |  | 0.00078227 |  | 0 |  | 0.00044923 |  |  |  | -0.00014709 |  | -9.8689e-05
| 0 |  |  |  | 0.00078267 |  | 0 |  | 0.00049618 |  |  |  | 0.00038267 |  | -0.0001031
| 0 |  |  |  | 0.00078157 |  | 0 |  | 0.00041626 |  |  |  | -0.00020337 |  | -8.4998e-05
| 0 |  |  |  | 0.00078744 |  | 0 |  | 0.00039949 |  |  |  | 0.00042417 |  | 1.353e-05
| 0 |  |  |  | 0.00081261 |  | 0 |  | 0.00038561 |  |  |  | -0.00018907 |  | 0.00010785
| 0 |  |  |  | 0.00083729 |  | 0 |  | 0.00046321 |  |  |  | 0.00040514 |  | 4.2177e-05
| 0 |  |  |  | 0.00085201 |  | 0 |  | 0.00051853 |  |  |  | 7.2486e-05 |  | -2.114e-05
| 0 |  |  |  | 0.00084007 |  | 0 |  | 0.00050062 |  |  |  | 0.00050232 |  | 3.0107e-05
| 0 |  |  |  | 0.00082306 |  | 0 |  | 0.00058466 |  |  |  | 0.00013568 |  | -0.00010813
| 0 |  |  |  | 0.00081858 |  | 0 |  | 0.00058698 |  |  |  | 0.00030541 |  | -0.00010549
| 0 |  |  |  | 0.00082585 |  | 0 |  | 0.00055601 |  |  |  | -4.6245e-05 |  | -2.5049e-05
| 0 |  |  |  | 0.00082943 |  | 0 |  | 0.0004569 |  |  |  | 0.00018256 |  | 2.1564e-05
| 0 |  |  |  | 0.00083192 |  | 0 |  | 0.00040362 |  |  |  | 0.00019517 |  | 0.00010491
| 0 |  |  |  | 0.00083779 |  | 0 |  | 0.00035502 |  |  |  | 9.4223e-05 |  | -0.00011597
| 0 |  |  |  | 0.00084148 |  | 0 |  | 0.00035267 |  |  |  | 0.00010086 |  | -0.00022264
| 0 |  |  |  | 0.00083949 |  | 0 |  | 0.00048443 |  |  |  | 0.000223 |  | -0.00021888
| 0 |  |  |  | 0.00083153 |  | 0 |  | 0.00057598 |  |  |  | -9.6451e-05 |  | -8.139e-05
| 0 |  |  |  | 0.00082158 |  | 0 |  | 0.00043905 |  |  |  | 0.0004976 |  | 5.3862e-05
| 0 |  |  |  | 0.00081242 |  | 0 |  | 0.0003869 |  |  |  | -5.6813e-05 |  | -7.3768e-06
| 0 |  |  |  | 0.00081849 |  | 0 |  | 0.00046817 |  |  |  | 0.00054156 |  | -3.0688e-05
| 0 |  |  |  | 0.00080974 |  | 0 |  | 0.00046896 |  |  |  | -0.00012209 |  | 2.617e-05
| 0 |  |  |  | 0.00080297 |  | 0 |  | 0.00056291 |  |  |  | 0.00031508 |  | 8.5162e-05
| 0 |  |  |  | 0.00080814 |  | 0 |  | 0.00051952 |  |  |  | -0.00041432 |  | -5.4757e-05
| 0 |  |  |  | 0.00080536 |  | 0 |  | 0.00044826 |  |  |  | 0.00041361 |  | -9.1999e-05
| 0 |  |  |  | 0.00080904 |  | 0 |  | 0.00057692 |  |  |  | 0.00024061 |  | 0.00017975
| 0 |  |  |  | 0.00082178 |  | 0 |  | 0.00049848 |  |  |  | 0.0003188 |  | 0.00010923
| 0 |  |  |  | 0.00082337 |  | 0 |  | 0.00045349 |  |  |  | 0.00010208 |  | -0.00012584
| 0 |  |  |  | 0.00081899 |  | 0 |  | 0.00056816 |  |  |  | 0.00063624 |  | -7.9832e-05
| 0 |  |  |  | 0.00081581 |  | 0 |  | 0.00059723 |  |  |  | -8.6209e-05 |  | 4.8244e-05
| 0 |  |  |  | 0.00080835 |  | 0 |  | 0.00068729 |  |  |  | 0.00065665 |  | 4.9733e-05
| 0 |  |  |  | 0.00079202 |  | 0 |  | 0.0005762 |  |  |  | 3.3124e-05 |  | 3.9673e-05
| 0 |  |  |  | 0.000774 |  | 0 |  | 0.00048455 |  |  |  | 0.00065661 |  | 0.0001345
| 0 |  |  |  | 0.00078615 |  | 0 |  | 0.00058383 |  |  |  | 0.00013675 |  | 0
| 0 |  |  |  | 0.00078525 |  | 0 |  | 0.00052005 |  |  |  | 0.00043247 |  | 0
| 0 |  |  |  | 0.00078127 |  | 0 |  | 0.00041572 |  |  |  | -9.3331e-05 |  | 0
| 0 |  |  |  | 0.00079013 |  | 0 |  | 0.0004544 |  |  |  | 0.00050113 |  | 0
| 0 |  |  |  | 0.00079809 |  | 0 |  | 0.00039785 |  |  |  | -4.9788e-05 |  | 0
| 0 |  |  |  | 0.00079053 |  | 0 |  | 0.00042533 |  |  |  | 0.00051331 |  | 0
| 0 |  |  |  | 0.00077221 |  | 0 |  | 0.00044923 |  |  |  | -9.5481e-05 |  | 0
| 0 |  |  |  | 0.00075677 |  | 0 |  | 0.00060103 |  |  |  | 0.00068352 |  | 0
| 0 |  |  |  | 0.00074632 |  | 0 |  | 0.00075747 |  |  |  | 0.00011635 |  | 0
| 0 |  |  |  | 0.00076195 |  | 0 |  | 0.00051898 |  |  |  | 0.00034606 |  | 0
| 0 |  |  |  | 0.00078465 |  | 0 |  | 0.00047438 |  |  |  | 0.00010024 |  | 0
| 0 |  |  |  | 0.00079351 |  | 0 |  | 0.00053937 |  |  |  | 0.00014997 |  | 0
| 0 |  |  |  | 0.00080138 |  | 0 |  | 0.00062214 |  |  |  | -0.00014781 |  | 0
| 0 |  |  |  | 0.00081144 |  | 0 |  | 0.00067959 |  |  |  | 0.00051798 |  | 0
| 0 |  |  |  | 0.00079541 |  | 0 |  | 0.00051978 |  |  |  | -5.7539e-05 |  | 0
| 0 |  |  |  | 0.00078435 |  | 0 |  | 0.00049993 |  |  |  | 0.00065135 |  | 0
| 0 |  |  |  | 0.00080278 |  | 0 |  | 0.00075696 |  |  |  | 9.2974e-05 |  | 0
| 0 |  |  |  | 0.00080905 |  | 0 |  | 0.00083932 |  |  |  | 0.00046589 |  | 0
| 0 |  |  |  | 0.00079391 |  | 0 |  | 0.00078475 |  |  |  | 2.3214e-05 |  | 0
| 0 |  |  |  | 0.00078405 |  | 0 |  | 0.00056652 |  |  |  | 0.00041063 |  | 0
| 0 |  |  |  | 0.00077927 |  | 0 |  | 0.00062708 |  |  |  | 8.5231e-06 |  | 0
| 0 |  |  |  | 0.0007713 |  | 0 |  | 0.00073027 |  |  |  | 0.00018192 |  | 0
| 0 |  |  |  | 0.00076702 |  | 0 |  | 0.00039367 |  |  |  | -0.00035115 |  | 0
| 0 |  |  |  | 0.00077449 |  | 0 |  | 0.00035458 |  |  |  | 0.00051587 |  | 0
| 0 |  |  |  | 0.00078056 |  | 0 |  | 0.00046977 |  |  |  | -0.00035439 |  | 0
| 0 |  |  |  | 0.00077937 |  | 0 |  | 0.00061321 |  |  |  | 0.00066688 |  | 0
| 0 |  |  |  | 0.00079172 |  | 0 |  | 0.00079451 |  |  |  | 0.00016765 |  | 0
| 0 |  |  |  | 0.00077777 |  | 0 |  | 0.00058373 |  |  |  | 0.00037649 |  | 0
| 0 |  |  |  | 0.0007467 |  | 0 |  | 0.00044706 |  |  |  | 0.00045632 |  | 0
| 0 |  |  |  | 0.00070813 |  | 0 |  | 0.00067466 |  |  |  | 0.0006458 |  | 0
| 0 |  |  |  | 0.00069459 |  | 0 |  | 0.00069259 |  |  |  | -0.00030769 |  | 0
| 0 |  |  |  | 0.00070933 |  | 0 |  | 0.00079979 |  |  |  | 0.00085055 |  | 0
| 0 |  |  |  | 0.00073643 |  | 0 |  | 0.00082091 |  |  |  | -0.00013839 |  | 0
| 0 |  |  |  | 0.0007703 |  | 0 |  | 0.00056268 |  |  |  | 0.00083518 |  | 0
| 0 |  |  |  | 0.00075326 |  | 0 |  | 0.00068391 |  |  |  | -0.00015391 |  | 0
| 0 |  |  |  | 0.00072337 |  | 0 |  | 0.00058946 |  |  |  | 0.00041898 |  | 0
| 0 |  |  |  | 0.00072257 |  | 0 |  | 0.00059543 |  |  |  | -1.4722e-05 |  | 0
| 0 |  |  |  | 0.00070663 |  | 0 |  | 0.00087083 |  |  |  | 0.00053762 |  | 0
| 0 |  |  |  | 0.00068272 |  | 0 |  | 0.0008521 |  |  |  | -0.00027405 |  | 0
| 0 |  |  |  | 0.00067005 |  | 0 |  | 0.00062142 |  |  |  | 0.00037834 |  | 0
| 0 |  |  |  | 0.00065203 |  | 0 |  | 0.00041011 |  |  |  | -2.7889e-05 |  | 0
| 0 |  |  |  | 0.00062381 |  | 0 |  | 0.00068161 |  |  |  | 0.00065197 |  | 0
| 0 |  |  |  | 0.00059431 |  | 0 |  | 0.00070313 |  |  |  | -0.00027466 |  | 0
| 0 |  |  |  | 0.00058163 |  | 0 |  | 0.00063784 |  |  |  | 0.00020957 |  | 0
| 0 |  |  |  | 0.00058794 |  | 0 |  | 0.00098614 |  |  |  | 5.8681e-05 |  | 0
| 0 |  |  |  | 0.00059997 |  | 0 |  | 0.00089816 |  |  |  | 0.00067008 |  | 0
| 0 |  |  |  | 0.00063106 |  | 0 |  | 0.00065379 |  |  |  | 0.0002943 |  | 0
| 0 |  |  |  | 0.0006498 |  | 0 |  | 0.00061591 |  |  |  | 0.00039896 |  | 0
| 0 |  |  |  | 0.0006199 |  | 0 |  | 0.0006191 |  |  |  | -0.00012906 |  | 0
| 0 |  |  |  | 0.00061033 |  | 0 |  | 0.0006498 |  |  |  | 0.00094988 |  | 0
| 0 |  |  |  | 0.0006148 |  | 0 |  | 0.00068696 |  |  |  | -5.6846e-05 |  | 0
| 0 |  |  |  | 0.00060754 |  | 0 |  | 0.00061472 |  |  |  | 0.00065051 |  | 0
| 0 |  |  |  | 0.00062197 |  | 0 |  | 0.00069454 |  |  |  | -0.00029605 |  | 0
| 0 |  |  |  | 0.00065267 |  | 0 |  | 0.00076152 |  |  |  | 0.00017441 |  | 0
| 0 |  |  |  | 0.00069701 |  | 0 |  | 0.0007026 |  |  |  | -6.0659e-05 |  | 0
| 0 |  |  |  | 0.00071726 |  | 0 |  | 0.00079301 |  |  |  | 0.00038656 |  | 0
| 0 |  |  |  | 0.00073609 |  | 0 |  | 0.00099847 |  |  |  | -5.493e-05 |  | 0
| 0 |  |  |  | 0.00077078 |  | 0 |  | 0.0010567 |  |  |  | 0.00081563 |  | 0
| 0 |  |  |  | 0.00078035 |  | 0 |  | 0.00059573 |  |  |  | -0.0001434 |  | 0
| 0 |  |  |  | 0.00081066 |  | 0 |  | 0.00036167 |  |  |  | 0.00075392 |  | 0
| 0 |  |  |  | 0.00085891 |  | 0 |  | 0.00054708 |  |  |  | 0.00015855 |  | 0
| 0 |  |  |  | 0.00086101 |  | 0 |  | 0.00090567 |  |  |  | 0.0010799 |  | 0
| 0 |  |  |  | 0.00086619 |  | 0 |  | 0.00091844 |  |  |  | 7.5948e-05 |  | 0
| 0 |  |  |  | 0.00088055 |  | 0 |  | 0.00097227 |  |  |  | 0.0009749 |  | 0
| 0 |  |  |  | 0.00090687 |  | 0 |  | 0.0010325 |  |  |  | -0.00022347 |  | 0
| 0 |  |  |  | 0.00093319 |  | 0 |  | 0.00074496 |  |  |  | 0.0010908 |  | 0
| 0 |  |  |  | 0.00094049 |  | 0 |  | 0.00063258 |  |  |  | 7.8114e-05 |  | 0
| 0 |  |  |  | 0.00093957 |  | 0 |  | 0.00039681 |  |  |  | 0.00021293 |  | 0
| 0 |  |  |  | 0.00094448 |  | 0 |  | 0.00041082 |  |  |  | 0.00057038 |  | 0
| 0 |  |  |  | 0.00097599 |  | 0 |  | 0.00054563 |  |  |  | 0.00079328 |  | 0
| 0 |  |  |  | 0.0009789 |  | 0 |  | 0.00057003 |  |  |  | -0.00054636 |  | 0
| 0 |  |  |  | 0.00096402 |  | 0 |  | 0.0010043 |  |  |  | 0.00044443 |  | 0
| 0 |  |  |  | 0.00094978 |  | 0 |  | 0.00096135 |  |  |  | -6.0905e-05 |  | 0
| 0 |  |  |  | 0.00097531 |  | 0 |  | 0.00086482 |  |  |  | 0.00072317 |  | 0
| 0 |  |  |  | 0.00099486 |  | 0 |  | 0.0011365 |  |  |  | 0.00011966 |  | 0
| 0 |  |  |  | 0.00099885 |  | 0 |  | 0.00070446 |  |  |  | 0.00052194 |  | 0
| 0 |  |  |  | 0.0010056 |  | 0 |  | 0.00050979 |  |  |  | -6.1364e-05 |  | 0
| 0 |  |  |  | 0.0010113 |  | 0 |  | 0.00090402 |  |  |  | 0.00034621 |  | 0
| 0 |  |  |  | 0.0010136 |  | 0 |  | 0.0010276 |  |  |  | -0.0003692 |  | 0
| 0 |  |  |  | 0.0010073 |  | 0 |  | 0.0012475 |  |  |  | 0.00097846 |  | 0
| 0 |  |  |  | 0.0010018 |  | 0 |  | 0.0012467 |  |  |  | -0.00019567 |  | 0
| 0 |  |  |  | 0.00098353 |  | 0 |  | 0.00055894 |  |  |  | 0.00058705 |  | 0
| 0 |  |  |  | 0.00094272 |  | 0 |  | 3.4651e-05 |  |  |  | -3.2394e-05 |  | 0
| 0 |  |  |  | 0.00092408 |  | 0 |  | 0 |  |  |  | 0 |  | 0
| 0 |  |  |  | 0.00091679 |  | 0 |  | 0 |  |  |  | 0 |  | 0
| 0 |  |  |  | 0.00089296 |  | 0 |  | 0 |  |  |  | 0 |  | 0
| 0 |  |  |  | 0.00089068 |  | 0 |  | 0 |  |  |  | 0 |  | 0
| 0 |  |  |  | 0.00089855 |  | 0 |  | 0 |  |  |  | 0 |  | 0
| 0 |  |  |  | 0.00091023 |  | 0 |  | 0 |  |  |  | 0 |  | 0
| 0 |  |  |  | 0.0009193 |  | 0 |  | 0 |  |  |  | 0 |  | 0
| 0 |  |  |  | 0.00093378 |  | 0 |  | 0 |  |  |  | 0 |  | 0
| 0 |  |  |  | 0.00095333 |  | 0 |  | 0 |  |  |  | 0 |  | 0
| 0 |  |  |  | 0.00097887 |  | 0 |  | 0 |  |  |  | 0 |  | 0
| 0 |  |  |  | 0.00099256 |  | 0 |  | 0 |  |  |  | 0 |  | 0
| 0 |  |  |  | 0.00096702 |  | 0 |  | 0 |  |  |  | 0 |  | 0
| 0 |  |  |  | 0.00096889 |  | 0 |  | 0 |  |  |  | 0 |  | 0
| 0 |  |  |  | 0.00096901 |  | 0 |  | 0 |  |  |  | 0 |  | 0
| 0 |  |  |  | 0.00096901 |  | 0 |  | 0 |  |  |  | 0 |  | 0
| 0 |  |  |  | 0.00096914 |  | 0 |  | 0 |  |  |  | 0 |  | 0
| 0 |  |  |  | 0.00096901 |  | 0 |  | 0 |  |  |  | 0 |  | 0
| 0 |  |  |  | 0.00096914 |  | 0 |  | 0 |  |  |  | 0 |  | 0
| 0 |  |  |  | 0.00096914 |  | 0 |  | 0 |  |  |  | 0 |  | 0
| 0 |  |  |  | 0.00096914 |  | 0 |  | 0 |  |  |  | 0 |  | 0
| 0 |  |  |  | 0.00096914 |  | 0 |  | 0 |  |  |  | 0 |  | 0
| 0 |  |  |  | 0.00096926 |  | 0 |  | 0 |  |  |  | 0 |  | 0
| 0 |  |  |  | 0.00096914 |  | 0 |  | 0 |  |  |  | 0 |  | 0
| 0 |  |  |  | 0.00096926 |  | 0 |  | 0 |  |  |  | 0 |  | 0
| 0 |  |  |  | 0.00096926 |  | 0 |  | 0 |  |  |  | 0 |  | 0
| 0 |  |  |  | 0.00096926 |  | 0 |  | 0 |  |  |  | 0 |  | 0
| 0 |  |  |  | 0.00096938 |  | 0 |  | 0 |  |  |  | 0 |  | 0
| 0 |  |  |  | 0.00096926 |  | 0 |  | 0 |  |  |  | 0 |  | 0
| 0 |  |  |  | 0.00096938 |  | 0 |  | 0 |  |  |  | 0 |  | 0
| 0 |  |  |  | 0.00096938 |  | 0 |  | 0 |  |  |  | 0 |  | 0
| 0 |  |  |  | 0.00096938 |  | 0 |  | 0 |  |  |  | 0 |  | 0
| 0 |  |  |  | 0.00096938 |  | 0 |  | 0 |  |  |  | 0 |  | 0
| 0 |  |  |  | 0.00096938 |  | 0 |  | 0 |  |  |  | 0 |  | 0
| 0 |  |  |  | 0.0009695 |  | 0 |  | 0 |  |  |  | 0 |  | 0
| 0 |  |  |  | 0.0009695 |  | 0 |  | 0 |  |  |  | 0 |  | 0
| 0 |  |  |  | 0.00096938 |  | 0 |  | 0 |  |  |  | 0 |  | 0
| 0 |  |  |  | 0.00096962 |  | 0 |  | 0 |  |  |  | 0 |  | 0
| 0 |  |  |  | 0.0009695 |  | 0 |  | 0 |  |  |  | 0 |  | 0
| 0 |  |  |  | 0.0009695 |  | 0 |  | 0 |  |  |  | 0 |  | 0
| 0 |  |  |  | 0.00096962 |  | 0 |  | 0 |  |  |  | 0 |  | 0
| 0 |  |  |  | 0.00096962 |  | 0 |  | 0 |  |  |  | 0 |  | 0
| 0 |  |  |  | 0.00096962 |  | 0 |  | 0 |  |  |  | 0 |  | 0
| 0 |  |  |  | 0.00096962 |  | 0 |  | 0 |  |  |  | 0 |  | 0
| 0 |  |  |  | 0.00096962 |  | 0 |  | 0 |  |  |  | 0 |  | 0
| 0 |  |  |  | 0.00096974 |  | 0 |  | 0 |  |  |  | 0 |  | 0
| 0 |  |  |  | 0.00096974 |  | 0 |  | 0 |  |  |  | 0 |  | 0
| 0 |  |  |  | 0.00096962 |  | 0 |  | 0 |  |  |  | 0 |  | 0
| 0 |  |  |  | 0.00096986 |  | 0 |  | 0 |  |  |  | 0 |  | 0
| 0 |  |  |  | 0.00096974 |  | 0 |  | 0 |  |  |  | 0 |  | 0
| 0 |  |  |  | 0.00096974 |  | 0 |  | 0 |  |  |  | 0 |  | 0
| 0 |  |  |  | 0.00096986 |  | 0 |  | 0 |  |  |  | 0 |  | 0
| 0 |  |  |  | 0.00096986 |  | 0 |  | 0 |  |  |  | 0 |  | 0
| 0 |  |  |  | 0.00096974 |  | 0 |  | 0 |  |  |  | 0 |  | 0
| 0 |  |  |  | 0.00096999 |  | 0 |  | 0 |  |  |  | 0 |  | 0
| 0 |  |  |  | 0.00096986 |  | 0 |  | 0 |  |  |  | 0 |  | 0
| 0 |  |  |  | 0.00096986 |  | 0 |  | 0 |  |  |  | 0 |  | 0
| 0 |  |  |  | 0.00096999 |  | 0 |  | 0 |  |  |  | 0 |  | 0
| 0 |  |  |  | 0.00096999 |  | 0 |  | 0 |  |  |  | 0 |  | 0
| 0 |  |  |  | 0.00096999 |  | 0 |  | 0 |  |  |  | 0 |  | 0
| 0 |  |  |  | 0.00096999 |  | 0 |  | 0 |  |  |  | 0 |  | 0
| 0 |  |  |  | 0.00096999 |  | 0 |  | 0 |  |  |  | 0 |  | 0
| 0 |  |  |  | 0.00097011 |  | 0 |  | 0 |  |  |  | 0 |  | 0
| 0 |  |  |  | 0.00097011 |  | 0 |  | 0 |  |  |  | 0 |  | 0
| 0 |  |  |  | 0.00096999 |  | 0 |  | 0 |  |  |  | 0 |  | 0
| 0 |  |  |  | 0.00097011 |  | 0 |  | 0 |  |  |  | 0 |  | 0
| 0 |  |  |  | 0.00097023 |  | 0 |  | 0 |  |  |  | 0 |  | 0
| 0 |  |  |  | 0.00097011 |  | 0 |  | 0 |  |  |  | 0 |  | 0
| 0 |  |  |  | 0.00097023 |  | -0.00039963 |  | 0 |  |  |  | 0 |  | 0
| 0 |  |  |  | 0.00097011 |  | -0.00039963 |  | 0 |  |  |  | 0 |  | 0
| 0 |  |  |  | 0.00097023 |  | 0 |  | 0 |  |  |  | 0 |  | 0
| 0 |  |  |  | 0.00097023 |  | 0 |  | 0 |  |  |  | 0 |  | 0
| 0 |  |  |  | 0.00097035 |  | 0 |  | 0 |  |  |  | 0 |  | 0
| 0 |  |  |  | 0.00097023 |  | 0 |  | 0 |  |  |  | 0 |  | 0
| 0 |  |  |  | 0.00097035 |  | 0 |  | 0 |  |  |  | 0 |  | 0
| 0 |  |  |  | 0.00097035 |  | 0 |  | 0 |  |  |  | 0 |  | 0
| 0 |  |  |  | 0.00097035 |  | 0 |  | 0 |  |  |  | 0 |  | 0
| 0 |  |  |  | 0.00097035 |  | 0 |  | 0 |  |  |  | 0 |  | 0
| 0 |  |  |  | 0.00097035 |  | -0.00039978 |  | 0 |  |  |  | 0 |  | 0
| 0 |  |  |  | 0.00097035 |  | -0.00039963 |  | 0 |  |  |  | 0 |  | 0
| 0 |  |  |  | 0.00097047 |  | 0 |  | 0 |  |  |  | 0 |  | 0
| 0 |  |  |  | 0.00097047 |  | 0 |  | 0 |  |  |  | 0 |  | 0
| 0 |  |  |  | 0.00097047 |  | 0 |  | 0 |  |  |  | 0 |  | 0
| 0 |  |  |  | 0.00097047 |  | 0 |  | 0 |  |  |  | 0 |  | 0
| 0 |  |  |  | 0.00097047 |  | 0 |  | 0 |  |  |  | 0 |  | 0
| 0 |  |  |  | 0.00097059 |  | 0 |  | 0 |  |  |  | 0 |  | 0
| 0 |  |  |  | 0.00097059 |  | 0 |  | 0 |  |  |  | 0 |  | 0
| 0 |  |  |  | 0.00097059 |  | 0 |  | 0 |  |  |  | 0 |  | 0
| 0 |  |  |  | 0.00097059 |  | 0 |  | 0 |  |  |  | 0 |  | 0
| 0 |  |  |  | 0.00097059 |  | 0 |  | 0 |  |  |  | 0 |  | 0
| 0 |  |  |  | 0.00097059 |  | 0 |  | 0 |  |  |  | 0 |  | 0
| 0 |  |  |  | 0.00097071 |  | 0 |  | 0 |  |  |  | 0 |  | 0
| 0 |  |  |  | 0.00097059 |  | 0 |  | 0 |  |  |  | 0 |  | 0
| 0 |  |  |  | 0.00097071 |  | 0 |  | 0 |  |  |  | 0 |  | 0
| 0 |  |  |  | 0.00097071 |  | 0 |  | 0 |  |  |  | 0 |  | 0
| 0 |  |  |  | 0.00097084 |  | 0.00039993 |  | 0 |  |  |  | 0 |  | 0
| 0 |  |  |  | 0.00097071 |  | 0.00039978 |  | 0 |  |  |  | 0 |  | 0
| 0 |  |  |  | 0.00097084 |  | 0 |  | 0 |  |  |  | 0 |  | 0
| 0 |  |  |  | 0.00097071 |  | 0 |  | 0 |  |  |  | 0 |  | 0
| 0 |  |  |  | 0.00097084 |  | 0 |  | 0 |  |  |  | 0 |  | 0
| 0 |  |  |  | 0.00097084 |  | 0 |  | 0 |  |  |  | 0 |  | 0
| 0 |  |  |  | 0.00097096 |  | 0 |  | 0 |  |  |  | 0 |  | 0
| 0 |  |  |  | 0.00097084 |  | 0 |  | 0 |  |  |  | 0 |  | 0
| 0 |  |  |  | 0.00097096 |  | 0 |  | 0 |  |  |  | 0 |  | 0
| 0 |  |  |  | 0.00097096 |  | 0 |  | 0 |  |  |  | 0 |  | 0
| 0 |  |  |  | 0.00097084 |  | 0 |  | 0 |  |  |  | 0 |  | 0
| 0 |  |  |  | 0.00097108 |  | 0 |  | 0 |  |  |  | 0 |  | 0
| 0 |  |  |  | 0.00097096 |  | 0 |  | 0 |  |  |  | 0 |  | 0
| 0 |  |  |  | 0.00097096 |  | 0 |  | 0 |  |  |  | 0 |  | 0
| 0 |  |  |  | 0.00097108 |  | 0 |  | 0 |  |  |  | 0 |  | 0
| 0 |  |  |  | 0.00097108 |  | 0 |  | 0 |  |  |  | 0 |  | 0
| 0 |  |  |  | 0.00097108 |  | 0 |  | 0 |  |  |  | 0 |  | 0
| 0 |  |  |  | 0.00097108 |  | 0 |  | 0 |  |  |  | 0 |  | 0
| 0 |  |  |  | 0.00097108 |  | 0 |  | 0 |  |  |  | 0 |  | 0
| 0 |  |  |  | 0.0009712 |  | 0 |  | 0 |  |  |  | 0 |  | 0
| 0 |  |  |  | 0.00097108 |  | 0 |  | 0 |  |  |  | 0 |  | 0
| 0 |  |  |  | 0.0009712 |  | 0 |  | 0 |  |  |  | 0 |  | 0
| 0 |  |  |  | 0.0009712 |  | 0 |  | 0 |  |  |  | 0 |  | 0
| 0 |  |  |  | 0.0009712 |  | 0 |  | 0 |  |  |  | 0 |  | 0
| 0 |  |  |  | 0.00097132 |  | 0 |  | 0 |  |  |  | 0 |  | 0
| 0 |  |  |  | 0.0009712 |  | 0 |  | 0 |  |  |  | 0 |  | 0
| 0 |  |  |  | 0.00097132 |  | 0 |  | 0 |  |  |  | 0 |  | 0
| 0 |  |  |  | 0.00097132 |  | 0 |  | 0 |  |  |  | 0 |  | 0
| 0 |  |  |  | 0.00097132 |  | 0 |  | 0 |  |  |  | 0 |  | 0
| 0 |  |  |  | 0.00097132 |  | 0 |  | 0 |  |  |  | 0 |  | 0
| 0 |  |  |  | 0.00097132 |  | 0 |  | 0 |  |  |  | 0 |  | 0
| 0 |  |  |  | 0.00097144 |  | 0 |  | 0 |  |  |  | 0 |  | 0
| 0 |  |  |  | 0.00097132 |  | 0 |  | 0 |  |  |  | 0 |  | 0
| 0 |  |  |  | 0.00097144 |  | 0 |  | 0 |  |  |  | 0 |  | 0
| 0 |  |  |  | 0.00097144 |  | 0 |  | 0 |  |  |  | 0 |  | 0
| 0 |  |  |  | 0.00097144 |  | 0 |  | 0 |  |  |  | 0 |  | 0
| 0 |  |  |  | 0.00097156 |  | 0 |  | 0 |  |  |  | 0 |  | 0
| 0 |  |  |  | 0.00097144 |  | 0 |  | 0 |  |  |  | 0 |  | 0
| 0 |  |  |  | 0.00097156 |  | 0 |  | 0 |  |  |  | 0 |  | 0
| 0 |  |  |  | 0.00097156 |  | 0 |  | 0 |  |  |  | 0 |  | 0
| 0 |  |  |  | 0.00097156 |  | 0 |  | 0 |  |  |  | 0 |  | 0
| 0 |  |  |  | 0.00097156 |  | 0 |  | 0 |  |  |  | 0 |  | 0
| 0 |  |  |  | 0.00097156 |  | 0 |  | 0 |  |  |  | 0 |  | 0
| 0 |  |  |  | 0.00097169 |  | 0 |  | 0 |  |  |  | 0 |  | 0
| 0 |  |  |  | 0.00097156 |  | 0 |  | 0 |  |  |  | 0 |  | 0
| 0 |  |  |  | 0.00097169 |  | 0 |  | 0 |  |  |  | 0 |  | 0
| 0 |  |  |  | 0.00097169 |  | 0 |  | 0 |  |  |  | 0 |  | 0
| 0 |  |  |  | 0.00097169 |  | 0 |  | 0 |  |  |  | 0 |  | 0
| 0 |  |  |  | 0.00097181 |  | 0 |  | 0 |  |  |  | 0 |  | 0
| 0 |  |  |  | 0.00097169 |  | 0 |  | 0 |  |  |  | 0 |  | 0
| 0 |  |  |  | 0.00097181 |  | 0 |  | 0 |  |  |  | 0 |  | 0
| 0 |  |  |  | 0.00097181 |  | 0 |  | 0 |  |  |  | 0 |  | 0
| 0 |  |  |  | 0.00097181 |  | 0 |  | 0 |  |  |  | 0 |  | 0
| 0 |  |  |  | 0.00097181 |  | 0 |  | 0 |  |  |  | 0 |  | 0
| 0 |  |  |  | 0.00097181 |  | 0 |  | 0 |  |  |  | 0 |  | 0
| 0 |  |  |  | 0.00097193 |  | 0 |  | 0 |  |  |  | 0 |  | 0
| 0 |  |  |  | 0.00097181 |  | 0 |  | 0 |  |  |  | 0 |  | 0
| 0 |  |  |  | 0.00097193 |  | 0 |  | 0 |  |  |  | 0 |  | 0
| 0 |  |  |  | 0.00097193 |  | 0 |  | 0 |  |  |  | 0 |  | 0
| 0 |  |  |  | 0.00097193 |  | 0 |  | 0 |  |  |  | 0 |  | 0
| 0 |  |  |  | 0.00097205 |  | 0 |  | 0 |  |  |  | 0 |  | 0
| 0 |  |  |  | 0.00097193 |  | 0 |  | 0 |  |  |  | 0 |  | 0
| 0 |  |  |  | 0.00097205 |  | 0 |  | 0 |  |  |  | 0 |  | 0
| 0 |  |  |  | 0.00097205 |  | 0 |  | 0 |  |  |  | 0 |  | 0
| 0 |  |  |  | 0.00097205 |  | 0 |  | 0 |  |  |  | 0 |  | 0
| 0 |  |  |  | 0.00097205 |  | 0 |  | 0 |  |  |  | 0 |  | 0
| 0 |  |  |  | 0.00097205 |  | 0 |  | 0 |  |  |  | 0 |  | 0
| 0 |  |  |  | 0.00097205 |  | 0 |  | 0 |  |  |  | 0 |  | 0
| 0 |  |  |  | 0.00097217 |  | 0 |  | 0 |  |  |  | 0 |  | 0
| 0 |  |  |  | 0.00097217 |  | 0 |  | 0 |  |  |  | 0 |  | 0
| 0 |  |  |  | 0.00097217 |  | 0 |  | 0 |  |  |  | 0 |  | 0
| 0 |  |  |  | 0.00097217 |  | 0 |  | 0 |  |  |  | 0 |  | 0
| 0 |  |  |  | 0.00097217 |  | 0 |  | 0 |  |  |  | 0 |  | 0
| 0 |  |  |  | 0.00097229 |  | 0 |  | 0 |  |  |  | 0 |  | 0
| 0 |  |  |  | 0.00097217 |  | 0 |  | 0 |  |  |  | 0 |  | 0
| 0 |  |  |  | 0.00097229 |  | 0 |  | 0 |  |  |  | 0 |  | 0
| 0 |  |  |  | 0.00097229 |  | 0 |  | 0 |  |  |  | 0 |  | 0
| 0 |  |  |  | 0.00097229 |  | 0 |  | 0 |  |  |  | 0 |  | 0
| 0 |  |  |  | 0.00097229 |  | 0 |  | 0 |  |  |  | 0 |  | 0
| 0 |  |  |  | 0.00097241 |  | 0 |  | 0 |  |  |  | 0 |  | 0
| 0 |  |  |  | 0.00097229 |  | 0 |  | 0 |  |  |  | 0 |  | 0
| 0 |  |  |  | 0.00097241 |  | 0 |  | 0 |  |  |  | 0 |  | 0
| 0 |  |  |  | 0.00097241 |  | 0 |  | 0 |  |  |  | 0 |  | 0
| 0 |  |  |  | 0.00097241 |  | 0 |  | 0 |  |  |  | 0 |  | 0
| 0 |  |  |  | 0.00097241 |  | 0 |  | 0 |  |  |  | 0 |  | 0
| 0 |  |  |  | 0.00097254 |  | 0 |  | 0 |  |  |  | 0 |  | 0
| 0 |  |  |  | 0.00097241 |  | 0 |  | 0 |  |  |  | 0 |  | 0
| 0 |  |  |  | 0.00097254 |  | 0 |  | 0 |  |  |  | 0 |  | 0
| 0 |  |  |  | 0.00097254 |  | 0 |  | 0 |  |  |  | 0 |  | 0
| 0 |  |  |  | 0.00097254 |  | 0 |  | 0 |  |  |  | 0 |  | 0
| 0 |  |  |  | 0.00097254 |  | 0 |  | 0 |  |  |  | 0 |  | 0
| 0 |  |  |  | 0.00097266 |  | 0 |  | 0 |  |  |  | 0 |  | 0
| 0 |  |  |  | 0.00097254 |  | 0 |  | 0 |  |  |  | 0 |  | 0
| 0 |  |  |  | 0.00097266 |  | 0 |  | 0 |  |  |  | 0 |  | 0
| 0 |  |  |  | 0.00097266 |  | 0 |  | 0 |  |  |  | 0 |  | 0
| 0 |  |  |  | 0.00097266 |  | 0 |  | 0 |  |  |  | 0 |  | 0
| 0 |  |  |  | 0.00097266 |  | 0 |  | 0 |  |  |  | 0 |  | 0
| 0 |  |  |  | 0.00097266 |  | 0 |  | 0 |  |  |  | 0 |  | 0
| 0 |  |  |  | 0.00097278 |  | 0 |  | 0 |  |  |  | 0 |  | 0
| 0 |  |  |  | 0.00097266 |  | 0 |  | 0 |  |  |  | 0 |  | 0
| 0 |  |  |  | 0.00097278 |  | 0 |  | 0 |  |  |  | 0 |  | 0
| 0 |  |  |  | 0.00097278 |  | 0 |  | 0 |  |  |  | 0 |  | 0
| 0 |  |  |  | 0.00097278 |  | 0 |  | 0 |  |  |  | 0 |  | 0
| 0 |  |  |  | 0.00097278 |  | 0 |  | 0 |  |  |  | 0 |  | 0
| 0 |  |  |  | 0.0009729 |  | 0 |  | 0 |  |  |  | 0 |  | 0
| 0 |  |  |  | 0.0009729 |  | 0 |  | 0 |  |  |  | 0 |  | 0
| 0 |  |  |  | 0.00097278 |  | 0 |  | 0 |  |  |  | 0 |  | 0
| 0 |  |  |  | 0.0009729 |  | 0 |  | 0 |  |  |  | 0 |  | 0
| 0 |  |  |  | 0.0009729 |  | 0 |  | 0 |  |  |  | 0 |  | 0
| 0 |  |  |  | 0.00097302 |  | 0 |  | 0 |  |  |  | 0 |  | 0
| 0 |  |  |  | 0.0009729 |  | 0 |  | 0 |  |  |  | 0 |  | 0
| 0 |  |  |  | 0.00097302 |  | 0 |  | 0 |  |  |  | 0 |  | 0
| 0 |  |  |  | 0.0009729 |  | 0 |  | 0 |  |  |  | 0 |  | 0
| 0 |  |  |  | 0.00097302 |  | 0 |  | 0 |  |  |  | 0 |  | 0
| 0 |  |  |  | 0.00097302 |  | 0 |  | 0 |  |  |  | 0 |  | 0
| 0 |  |  |  | 0.00097302 |  | 0 |  | 0 |  |  |  | 0 |  | 0
| 0 |  |  |  | 0.00097314 |  | 0 |  | 0 |  |  |  | 0 |  | 0
| 0 |  |  |  | 0.00097302 |  | 0 |  | 0 |  |  |  | 0 |  | 0
| 0 |  |  |  | 0.00097314 |  | 0 |  | 0 |  |  |  | 0 |  | 0
| 0 |  |  |  | 0.00097314 |  | 0 |  | 0 |  |  |  | 0 |  | 0
| 0 |  |  |  | 0.00097314 |  | 0 |  | 0 |  |  |  | 0 |  | 0
| 0 |  |  |  | 0.00097314 |  | 0 |  | 0 |  |  |  | 0 |  | 0
| 0 |  |  |  | 0.00097314 |  | 0 |  | 0 |  |  |  | 0 |  | 0
| 0 |  |  |  | 0.00097326 |  | -0.00040085 |  | 0 |  |  |  | 0 |  | 0
| 0 |  |  |  | 0.00097314 |  | -0.00040085 |  | 0 |  |  |  | 0 |  | 0
| 0 |  |  |  | 0.00097326 |  | 0 |  | 0 |  |  |  | 0 |  | 0
| 0 |  |  |  | 0.00097326 |  | 0 |  | 0 |  |  |  | 0 |  | 0
| 0 |  |  |  | 0.00097326 |  | 0 |  | 0 |  |  |  | 0 |  | 0
| 0 |  |  |  | 0.00097326 |  | 0 |  | 0 |  |  |  | 0 |  | 0
| 0 |  |  |  | 0.00097339 |  | 0 |  | 0 |  |  |  | 0 |  | 0
| 0 |  |  |  | 0.00097326 |  | 0 |  | 0 |  |  |  | 0 |  | 0
| 0 |  |  |  | 0.00097339 |  | 0 |  | 0 |  |  |  | 0 |  | 0
| 0 |  |  |  | 0.00097339 |  | 0 |  | 0 |  |  |  | 0 |  | 0
| 0 |  |  |  | 0.00097339 |  | 0 |  | 0 |  |  |  | 0 |  | 0
| 0 |  |  |  | 0.00097339 |  | 0 |  | 0 |  |  |  | 0 |  | 0
| 0 |  |  |  | 0.00097351 |  | 0 |  | 0 |  |  |  | 0 |  | 0
| 0 |  |  |  | 0.00097339 |  | 0 |  | 0 |  |  |  | 0 |  | 0
| 0 |  |  |  | 0.00097351 |  | 0 |  | 0 |  |  |  | 0 |  | 0
| 0 |  |  |  | 0.00097339 |  | 0 |  | 0 |  |  |  | 0 |  | 0
| 0 |  |  |  | 0.00097351 |  | 0 |  | 0 |  |  |  | 0 |  | 0
| 0 |  |  |  | 0.00097363 |  | 0 |  | 0 |  |  |  | 0 |  | 0
| 0 |  |  |  | 0.00097351 |  | 0 |  | 0 |  |  |  | 0 |  | 0
| 0 |  |  |  | 0.00097351 |  | 0 |  | 0 |  |  |  | 0 |  | 0
| 0 |  |  |  | 0.00097363 |  | 0 |  | 0 |  |  |  | 0 |  | 0
| 0 |  |  |  | 0.00097363 |  | 0 |  | 0 |  |  |  | 0 |  | 0
| 0 |  |  |  | 0.00097363 |  | 0 |  | 0 |  |  |  | 0 |  | 0
| 0 |  |  |  | 0.00097363 |  | 0 |  | 0 |  |  |  | 0 |  | 0
| 0 |  |  |  | 0.00097363 |  | 0 |  | 0 |  |  |  | 0 |  | 0
| 0 |  |  |  | 0.00097363 |  | 0 |  | 0 |  |  |  | 0 |  | 0
| 0 |  |  |  | 0.00097375 |  | 0 |  | 0 |  |  |  | 0 |  | 0
| 0 |  |  |  | 0.00097363 |  | 0 |  | 0 |  |  |  | 0 |  | 0
| 0 |  |  |  | 0.00097375 |  | 0 |  | 0 |  |  |  | 0 |  | 0
| 0 |  |  |  | 0.00097375 |  | 0 |  | 0 |  |  |  | 0 |  | 0
| 0 |  |  |  | 0.00097375 |  | 0 |  | 0 |  |  |  | 0 |  | 0
| 0 |  |  |  | 0.00097387 |  | 0 |  | 0 |  |  |  | 0 |  | 0
| 0 |  |  |  | 0.00097375 |  | 0 |  | 0 |  |  |  | 0 |  | 0
| 0 |  |  |  | 0.00097387 |  | 0 |  | 0 |  |  |  | 0 |  | 0
| 0 |  |  |  | 0.00097375 |  | 0 |  | 0 |  |  |  | 0 |  | 0
| 0 |  |  |  | 0.00097387 |  | 0 |  | 0 |  |  |  | 0 |  | 0
| 0 |  |  |  | 0.00097387 |  | 0 |  | 0 |  |  |  | 0 |  | 0
| 0 |  |  |  | 0.00097399 |  | 0 |  | 0 |  |  |  | 0 |  | 0
| 0 |  |  |  | 0.00097387 |  | 0 |  | 0 |  |  |  | 0 |  | 0
| 0 |  |  |  | 0.00097387 |  | 0 |  | 0 |  |  |  | 0 |  | 0
| 0 |  |  |  | 0.00097399 |  | 0 |  | 0 |  |  |  | 0 |  | 0
| 0 |  |  |  | 0.00097399 |  | 0 |  | 0 |  |  |  | 0 |  | 0
| 0 |  |  |  | 0.00097399 |  | 0 |  | 0 |  |  |  | 0 |  | 0
| 0 |  |  |  | 0.00097399 |  | 0 |  | 0 |  |  |  | 0 |  | 0
| 0 |  |  |  | 0.00097399 |  | 0 |  | 0 |  |  |  | 0 |  | 0
| 0 |  |  |  | 0.00097411 |  | 0 |  | 0 |  |  |  | 0 |  | 0
| 0 |  |  |  | 0.00097399 |  | 0 |  | 0 |  |  |  | 0 |  | 0
| 0 |  |  |  | 0.00097411 |  | 0 |  | 0 |  |  |  | 0 |  | 0
| 0 |  |  |  | 0.00097411 |  | 0 |  | 0 |  |  |  | 0 |  | 0
| 0 |  |  |  | 0.00097411 |  | 0 |  | 0 |  |  |  | 0 |  | 0
| 0 |  |  |  | 0.00097411 |  | 0 |  | 0 |  |  |  | 0 |  | 0
| 0 |  |  |  | 0.00097424 |  | 0 |  | 0 |  |  |  | 0 |  | 0
| 0 |  |  |  | 0.00097411 |  | 0 |  | 0 |  |  |  | 0 |  | 0
| 0 |  |  |  | 0.00097423 |  | 0 |  | 0 |  |  |  | 0 |  | 0
| 0 |  |  |  | 0.00097411 |  | 0 |  | 0 |  |  |  | 0 |  | 0
| 0 |  |  |  | 0.00097423 |  | 0 |  | 0 |  |  |  | 0 |  | 0
| 0 |  |  |  | 0.00097436 |  | 0 |  | 0 |  |  |  | 0 |  | 0
| 0 |  |  |  | 0.00097424 |  | 0 |  | 0 |  |  |  | 0 |  | 0
| 0 |  |  |  | 0.00097423 |  | 0 |  | 0 |  |  |  | 0 |  | 0
| 0 |  |  |  | 0.00097436 |  | 0 |  | 0 |  |  |  | 0 |  | 0
| 0 |  |  |  | 0.00097423 |  | 0 |  | 0 |  |  |  | 0 |  | 0
| 0 |  |  |  | 0.00097436 |  | 0 |  | 0 |  |  |  | 0 |  | 0
| 0 |  |  |  | 0.00097436 |  | 0 |  | 0 |  |  |  | 0 |  | 0
| 0 |  |  |  | 0.00097436 |  | 0 |  | 0 |  |  |  | 0 |  | 0
| 0 |  |  |  | 0.00097448 |  | 0 |  | 0 |  |  |  | 0 |  | 0
| 0 |  |  |  | 0.00097436 |  | 0 |  | 0 |  |  |  | 0 |  | 0
| 0 |  |  |  | 0.00097448 |  | 0 |  | 0 |  |  |  | 0 |  | 0
| 0 |  |  |  | 0.00097448 |  | 0 |  | 0 |  |  |  | 0 |  | 0
| 0 |  |  |  | 0.00097448 |  | 0 |  | 0 |  |  |  | 0 |  | 0
| 0 |  |  |  | 0.00097448 |  | 0 |  | 0 |  |  |  | 0 |  | 0
| 0 |  |  |  | 0.00097448 |  | 0 |  | 0 |  |  |  | 0 |  | 0
| 0 |  |  |  | 0.00097448 |  | 0 |  | 0 |  |  |  | 0 |  | 0
| 0 |  |  |  | 0.0009746 |  | 0 |  | 0 |  |  |  | 0 |  | 0
| 0 |  |  |  | 0.00097448 |  | 0 |  | 0 |  |  |  | 0 |  | 0
| 0 |  |  |  | 0.0009746 |  | 0 |  | 0 |  |  |  | 0 |  | 0
| 0 |  |  |  | 0.0009746 |  | 0 |  | 0 |  |  |  | 0 |  | 0
| 0 |  |  |  | 0.0009746 |  | 0 |  | 0 |  |  |  | 0 |  | 0
| 0 |  |  |  | 0.0009746 |  | 0 |  | 0 |  |  |  | 0 |  | 0
| 0 |  |  |  | 0.00097472 |  | 0 |  | 0 |  |  |  | 0 |  | 0
| 0 |  |  |  | 0.0009746 |  | 0 |  | 0 |  |  |  | 0 |  | 0
| 0 |  |  |  | 0.00097472 |  | 0 |  | 0 |  |  |  | 0 |  | 0
| 0 |  |  |  | 0.00097472 |  | 0 |  | 0 |  |  |  | 0 |  | 0
| 0 |  |  |  | 0.00097472 |  | 0 |  | 0 |  |  |  | 0 |  | 0
| 0 |  |  |  | 0.00097472 |  | 0 |  | 0 |  |  |  | 0 |  | 0
| 0 |  |  |  | 0.00097472 |  | 0 |  | 0 |  |  |  | 0 |  | 0
| 0 |  |  |  | 0.00097484 |  | 0 |  | 0 |  |  |  | 0 |  | 0
| 0 |  |  |  | 0.00097472 |  | 0 |  | 0 |  |  |  | 0 |  | 0
| 0 |  |  |  | 0.00097484 |  | 0 |  | 0 |  |  |  | 0 |  | 0
| 0 |  |  |  | 0.00097484 |  | 0 |  | 0 |  |  |  | 0 |  | 0
| 0 |  |  |  | 0.00097484 |  | 0 |  | 0 |  |  |  | 0 |  | 0
| 0 |  |  |  | 0.00097484 |  | 0 |  | 0 |  |  |  | 0 |  | 0
| 0 |  |  |  | 0.00097484 |  | 0 |  | 0 |  |  |  | 0 |  | 0
| 0 |  |  |  | 0.00097496 |  | 0 |  | 0 |  |  |  | 0 |  | 0
| 0 |  |  |  | 0.00097496 |  | 0 |  | 0 |  |  |  | 0 |  | 0
| 0 |  |  |  | 0.00097484 |  | 0 |  | 0 |  |  |  | 0 |  | 0
| 0 |  |  |  | 0.00097496 |  | 0 |  | 0 |  |  |  | 0 |  | 0
| 0 |  |  |  | 0.00097496 |  | 0 |  | 0 |  |  |  | 0 |  | 0
| 0 |  |  |  | 0.00097496 |  | 0 |  | 0 |  |  |  | 0 |  | 0
| 0 |  |  |  | 0.00097508 |  | 0 |  | 0 |  |  |  | 0 |  | 0
| 0 |  |  |  | 0.00097496 |  | 0 |  | 0 |  |  |  | 0 |  | 0
| 0 |  |  |  | 0.00097508 |  | 0 |  | 0 |  |  |  | 0 |  | 0
| 0 |  |  |  | 0.00097508 |  | 0 |  | 0 |  |  |  | 0 |  | 0
| 0 |  |  |  | 0.00097508 |  | 0 |  | 0 |  |  |  | 0 |  | 0
| 0 |  |  |  | 0.00097508 |  | 0 |  | 0 |  |  |  | 0 |  | 0
| 0 |  |  |  | 0.00097508 |  | 0 |  | 0 |  |  |  | 0 |  | 0
| 0 |  |  |  | 0.00097508 |  | 0 |  | 0 |  |  |  | 0 |  | 0
| 0 |  |  |  | 0.00097521 |  | 0 |  | 0 |  |  |  | 0 |  | 0
| 0 |  |  |  | 0.00097521 |  | 0 |  | 0 |  |  |  | 0 |  | 0
| 0 |  |  |  | 0.00097508 |  | 0 |  | 0 |  |  |  | 0 |  | 0
| 0 |  |  |  | 0.00097521 |  | 0 |  | 0 |  |  |  | 0 |  | 0
| 0 |  |  |  | 0.00097521 |  | 0 |  | 0 |  |  |  | 0 |  | 0
| 0 |  |  |  | 0.00097533 |  | 0 |  | 0 |  |  |  | 0 |  | 0
| 0 |  |  |  | 0.00097521 |  | 0 |  | 0 |  |  |  | 0 |  | 0
| 0 |  |  |  | 0.00097533 |  | 0 |  | 0 |  |  |  | 0 |  | 0
| 0 |  |  |  | 0.00097521 |  | 0 |  | 0 |  |  |  | 0 |  | 0
| 0 |  |  |  | 0.00097533 |  | 0 |  | 0 |  |  |  | 0 |  | 0
| 0 |  |  |  | 0.00097533 |  | 0 |  | 0 |  |  |  | 0 |  | 0
| 0 |  |  |  | 0.00097533 |  | 0 |  | 0 |  |  |  | 0 |  | 0
| 0 |  |  |  | 0.00097533 |  | 0 |  | 0 |  |  |  | 0 |  | 0
| 0 |  |  |  | 0.00097545 |  | 0 |  | 0 |  |  |  | 0 |  | 0
| 0 |  |  |  | 0.00097533 |  | 0 |  | 0 |  |  |  | 0 |  | 0
| 0 |  |  |  | 0.00097545 |  | 0 |  | 0 |  |  |  | 0 |  | 0
| 0 |  |  |  | 0.00097545 |  | 0 |  | 0 |  |  |  | 0 |  | 0
| 0 |  |  |  | 0.00097545 |  | 0 |  | 0 |  |  |  | 0 |  | 0
| 0 |  |  |  | 0.00097545 |  | 0 |  | 0 |  |  |  | 0 |  | 0
| 0 |  |  |  | 0.00097545 |  | 0 |  | 0 |  |  |  | 0 |  | 0
| 0 |  |  |  | 0.00097557 |  | 0 |  | 0 |  |  |  | 0 |  | 0
| 0 |  |  |  | 0.00097545 |  | 0 |  | 0 |  |  |  | 0 |  | 0
| 0 |  |  |  | 0.00097557 |  | 0 |  | 0 |  |  |  | 0 |  | 0
| 0 |  |  |  | 0.00097557 |  | 0 |  | 0 |  |  |  | 0 |  | 0
| 0 |  |  |  | 0.00097557 |  | 0 |  | 0 |  |  |  | 0 |  | 0
| 0 |  |  |  | 0.00097557 |  | 0 |  | 0 |  |  |  | 0 |  | 0
| 0 |  |  |  | 0.00097557 |  | 0 |  | 0 |  |  |  | 0 |  | 0
| 0 |  |  |  | 0.00097557 |  | 0 |  | 0 |  |  |  | 0 |  | 0
| 0 |  |  |  | 0.00097569 |  | 0 |  | 0 |  |  |  | 0 |  | 0
| 0 |  |  |  | 0.00097569 |  | 0 |  | 0 |  |  |  | 0 |  | 0
| 0 |  |  |  | 0.00097557 |  | 0 |  | 0 |  |  |  | 0 |  | 0
| 0 |  |  |  | 0.00097569 |  | 0 |  | 0 |  |  |  | 0 |  | 0
| 0 |  |  |  | 0.00097569 |  | 0 |  | 0 |  |  |  | 0 |  | 0
| 0 |  |  |  | 0.00097581 |  | 0 |  | 0 |  |  |  | 0 |  | 0
| 0 |  |  |  | 0.00097569 |  | 0 |  | 0 |  |  |  | 0 |  | 0
| 0 |  |  |  | 0.00097581 |  | 0 |  | 0 |  |  |  | 0 |  | 0
| 0 |  |  |  | 0.00097569 |  | 0 |  | 0 |  |  |  | 0 |  | 0
| 0 |  |  |  | 0.00097581 |  | 0 |  | 0 |  |  |  | 0 |  | 0
| 0 |  |  |  | 0.00097581 |  | 0 |  | 0 |  |  |  | 0 |  | 0
| 0 |  |  |  | 0.00097581 |  | 0 |  | 0 |  |  |  | 0 |  | 0
| 0 |  |  |  | 0.00097581 |  | 0 |  | 0 |  |  |  | 0 |  | 0
| 0 |  |  |  | 0.00097593 |  | 0 |  | 0 |  |  |  | 0 |  | 0
| 0 |  |  |  | 0.00097581 |  | 0 |  | 0 |  |  |  | 0 |  | 0
| 0 |  |  |  | 0.00097593 |  | -0.00040192 |  | 0 |  |  |  | 0 |  | 0
| 0 |  |  |  | 0.00097593 |  | -0.00040192 |  | 0 |  |  |  | 0 |  | 0
| 0 |  |  |  | 0.00097593 |  | 0 |  | 0 |  |  |  | 0 |  | 0
| 0 |  |  |  | 0.00097593 |  | 0 |  | 0 |  |  |  | 0 |  | 0
| 0 |  |  |  | 0.00097593 |  | 0 |  | 0 |  |  |  | 0 |  | 0
| 0 |  |  |  | 0.00097593 |  | 0 |  | 0 |  |  |  | 0 |  | 0
| 0 |  |  |  | 0.00097606 |  | 0 |  | 0 |  |  |  | 0 |  | 0
| 0 |  |  |  | 0.00097606 |  | 0 |  | 0 |  |  |  | 0 |  | 0
| 0 |  |  |  | 0.00097593 |  | 0 |  | 0 |  |  |  | 0 |  | 0
| 0 |  |  |  | 0.00097606 |  | 0 |  | 0 |  |  |  | 0 |  | 0
| 0 |  |  |  | 0.00097606 |  | 0 |  | 0 |  |  |  | 0 |  | 0
| 0 |  |  |  | 0.00097618 |  | 0 |  | 0 |  |  |  | 0 |  | 0
| 0 |  |  |  | 0.00097606 |  | 0 |  | 0 |  |  |  | 0 |  | 0
| 0 |  |  |  | 0.00097606 |  | 0 |  | 0 |  |  |  | 0 |  | 0
| 0 |  |  |  | 0.00097618 |  | 0 |  | 0 |  |  |  | 0 |  | 0
| 0 |  |  |  | 0.00097618 |  | 0 |  | 0 |  |  |  | 0 |  | 0
| 0 |  |  |  | 0.00097618 |  | 0 |  | 0 |  |  |  | 0 |  | 0
| 0 |  |  |  | 0.00097618 |  | 0 |  | 0 |  |  |  | 0 |  | 0
| 0 |  |  |  | 0.00097618 |  | 0 |  | 0 |  |  |  | 0 |  | 0
| 0 |  |  |  | 0.00097618 |  | 0 |  | 0 |  |  |  | 0 |  | 0
| 0 |  |  |  | 0.0009763 |  | 0 |  | 0 |  |  |  | 0 |  | 0
| 0 |  |  |  | 0.00097618 |  | 0 |  | 0 |  |  |  | 0 |  | 0
| 0 |  |  |  | 0.0009763 |  | 0 |  | 0 |  |  |  | 0 |  | 0
| 0 |  |  |  | 0.0009763 |  | 0 |  | 0 |  |  |  | 0 |  | 0
| 0 |  |  |  | 0.0009763 |  | 0 |  | 0 |  |  |  | 0 |  | 0
| 0 |  |  |  | 0.0009763 |  | 0 |  | 0 |  |  |  | 0 |  | 0
| 0 |  |  |  | 0.0009763 |  | 0 |  | 0 |  |  |  | 0 |  | 0
| 0 |  |  |  | 0.00097642 |  | 0 |  | 0 |  |  |  | 0 |  | 0
| 0 |  |  |  | 0.0009763 |  | 0 |  | 0 |  |  |  | 0 |  | 0
| 0 |  |  |  | 0.00097642 |  | 0 |  | 0 |  |  |  | 0 |  | 0
| 0 |  |  |  | 0.00097642 |  | 0 |  | 0 |  |  |  | 0 |  | 0
| 0 |  |  |  | 0.00097642 |  | 0 |  | 0 |  |  |  | 0 |  | 0
| 0 |  |  |  | 0.00097642 |  | 0 |  | 0 |  |  |  | 0 |  | 0
| 0 |  |  |  | 0.00097642 |  | 0 |  | 0 |  |  |  | 0 |  | 0
| 0 |  |  |  | 0.00097642 |  | 0 |  | 0 |  |  |  | 0 |  | 0
| 0 |  |  |  | 0.00097654 |  | 0 |  | 0 |  |  |  | 0 |  | 0
| 0 |  |  |  | 0.00097642 |  | 0 |  | 0 |  |  |  | 0 |  | 0
| 0 |  |  |  | 0.00097654 |  | 0 |  | 0 |  |  |  | 0 |  | 0
| 0 |  |  |  | 0.00097654 |  | 0 |  | 0 |  |  |  | 0 |  | 0
| 0 |  |  |  | 0.00097654 |  | 0 |  | 0 |  |  |  | 0 |  | 0
| 0 |  |  |  | 0.00097654 |  | 0 |  | 0 |  |  |  | 0 |  | 0
| 0 |  |  |  | 0.00097666 |  | 0 |  | 0 |  |  |  | 0 |  | 0
| 0 |  |  |  | 0.00097654 |  | 0 |  | 0 |  |  |  | 0 |  | 0
| 0 |  |  |  | 0.00097666 |  | 0 |  | 0 |  |  |  | 0 |  | 0
| 0 |  |  |  | 0.00097666 |  | 0 |  | 0 |  |  |  | 0 |  | 0
| 0 |  |  |  | 0.00097654 |  | 0 |  | 0 |  |  |  | 0 |  | 0
| 0 |  |  |  | 0.00097666 |  | 0 |  | 0 |  |  |  | 0 |  | 0
| 0 |  |  |  | 0.00097678 |  | 0 |  | 0 |  |  |  | 0 |  | 0
| 0 |  |  |  | 0.00097666 |  | 0 |  | 0 |  |  |  | 0 |  | 0
| 0 |  |  |  | 0.00097666 |  | 0 |  | 0 |  |  |  | 0 |  | 0
| 0 |  |  |  | 0.00097678 |  | 0 |  | 0 |  |  |  | 0 |  | 0
| 0 |  |  |  | 0.00097678 |  | 0 |  | 0 |  |  |  | 0 |  | 0
| 0 |  |  |  | 0.00097666 |  | 0 |  | 0 |  |  |  | 0 |  | 0
| 0 |  |  |  | 0.00097678 |  | 0 |  | 0 |  |  |  | 0 |  | 0
| 0 |  |  |  | 0.00097678 |  | 0 |  | 0 |  |  |  | 0 |  | 0
| 0 |  |  |  | 0.00097691 |  | 0 |  | 0 |  |  |  | 0 |  | 0
| 0 |  |  |  | 0.00097678 |  | 0 |  | 0 |  |  |  | 0 |  | 0
| 0 |  |  |  | 0.00097678 |  | 0 |  | 0 |  |  |  | 0 |  | 0
| 0 |  |  |  | 0.00097691 |  | 0 |  | 0 |  |  |  | 0 |  | 0
| 0 |  |  |  | 0.00097691 |  | 0 |  | 0 |  |  |  | 0 |  | 0
| 0 |  |  |  | 0.00097691 |  | 0 |  | 0 |  |  |  | 0 |  | 0
| 0 |  |  |  | 0.00097691 |  | 0 |  | 0 |  |  |  | 0 |  | 0
| 0 |  |  |  | 0.00097691 |  | 0 |  | 0 |  |  |  | 0 |  | 0
| 0 |  |  |  | 0.00097691 |  | 0 |  | 0 |  |  |  | 0 |  | 0
| 0 |  |  |  | 0.00097703 |  | 0 |  | 0 |  |  |  | 0 |  | 0
| 0 |  |  |  | 0.00097691 |  | 0 |  | 0 |  |  |  | 0 |  | 0
| 0 |  |  |  | 0.00097703 |  | 0 |  | 0 |  |  |  | 0 |  | 0
| 0 |  |  |  | 0.00097703 |  | 0.00040237 |  | 0 |  |  |  | 0 |  | 0
| 0 |  |  |  | 0.00097703 |  | 0.00040237 |  | 0 |  |  |  | 0 |  | 0
| 0 |  |  |  | 0.00097703 |  | 0 |  | 0 |  |  |  | 0 |  | 0
| 0 |  |  |  | 0.00097703 |  | 0 |  | 0 |  |  |  | 0 |  | 0
| 0 |  |  |  | 0.00097703 |  | 0 |  | 0 |  |  |  | 0 |  | 0
| 0 |  |  |  | 0.00097715 |  | 0 |  | 0 |  |  |  | 0 |  | 0
| 0 |  |  |  | 0.00097703 |  | 0 |  | 0 |  |  |  | 0 |  | 0
| 0 |  |  |  | 0.00097715 |  | 0 |  | 0 |  |  |  | 0 |  | 0
| 0 |  |  |  | 0.00097715 |  | 0 |  | 0 |  |  |  | 0 |  | 0
| 0 |  |  |  | 0.00097715 |  | 0 |  | 0 |  |  |  | 0 |  | 0
| 0 |  |  |  | 0.00097715 |  | 0 |  | 0 |  |  |  | 0 |  | 0
| 0 |  |  |  | 0.00097715 |  | 0 |  | 0 |  |  |  | 0 |  | 0
| 0 |  |  |  | 0.00097727 |  | 0 |  | 0 |  |  |  | 0 |  | 0
| 0 |  |  |  | 0.00097715 |  | 0 |  | 0 |  |  |  | 0 |  | 0
| 0 |  |  |  | 0.00097727 |  | 0 |  | 0 |  |  |  | 0 |  | 0
| 0 |  |  |  | 0.00097727 |  | 0 |  | 0 |  |  |  | 0 |  | 0
| 0 |  |  |  | 0.00097727 |  | 0 |  | 0 |  |  |  | 0 |  | 0
| 0 |  |  |  | 0.00097727 |  | 0 |  | 0 |  |  |  | 0 |  | 0
| 0 |  |  |  | 0.00097727 |  | 0 |  | 0 |  |  |  | 0 |  | 0
| 0 |  |  |  | 0.00097727 |  | 0 |  | 0 |  |  |  | 0 |  | 0
| 0 |  |  |  | 0.00097739 |  | 0 |  | 0 |  |  |  | 0 |  | 0
| 0 |  |  |  | 0.00097727 |  | 0 |  | 0 |  |  |  | 0 |  | 0
| 0 |  |  |  | 0.00097739 |  | 0 |  | 0 |  |  |  | 0 |  | 0
| 0 |  |  |  | 0.00097739 |  | 0 |  | 0 |  |  |  | 0 |  | 0
| 0 |  |  |  | 0.00097739 |  | 0 |  | 0 |  |  |  | 0 |  | 0
| 0 |  |  |  | 0.00097739 |  | 0 |  | 0 |  |  |  | 0 |  | 0
| 0 |  |  |  | 0.00097739 |  | 0 |  | 0 |  |  |  | 0 |  | 0
| 0 |  |  |  | 0.00097751 |  | 0 |  | 0 |  |  |  | 0 |  | 0
| 0 |  |  |  | 0.00097739 |  | 0 |  | 0 |  |  |  | 0 |  | 0
| 0 |  |  |  | 0.00097751 |  | 0 |  | 0 |  |  |  | 0 |  | 0
| 0 |  |  |  | 0.00097751 |  | 0 |  | 0 |  |  |  | 0 |  | 0
| 0 |  |  |  | 0.00097751 |  | 0 |  | 0 |  |  |  | 0 |  | 0
| 0 |  |  |  | 0.00097751 |  | 0 |  | 0 |  |  |  | 0 |  | 0
| 0 |  |  |  | 0.00097751 |  | 0 |  | 0 |  |  |  | 0 |  | 0
| 0 |  |  |  | 0.00097751 |  | 0 |  | 0 |  |  |  | 0 |  | 0
| 0 |  |  |  | 0.00097751 |  | 0 |  | 0 |  |  |  | 0 |  | 0
| 0 |  |  |  | 0.00097763 |  | 0 |  | 0 |  |  |  | 0 |  | 0
| 0 |  |  |  | 0.00097763 |  | 0 |  | 0 |  |  |  | 0 |  | 0
| 0 |  |  |  | 0.00097751 |  | 0 |  | 0 |  |  |  | 0 |  | 0
| 0 |  |  |  | 0.00097763 |  | 0 |  | 0 |  |  |  | 0 |  | 0
| 0 |  |  |  | 0.00097763 |  | 0 |  | 0 |  |  |  | 0 |  | 0
| 0 |  |  |  | 0.00097776 |  | 0 |  | 0 |  |  |  | 0 |  | 0
| 0 |  |  |  | 0.00097763 |  | 0 |  | 0 |  |  |  | 0 |  | 0
| 0 |  |  |  | 0.00097763 |  | 0 |  | 0 |  |  |  | 0 |  | 0
| 0 |  |  |  | 0.00097776 |  | 0 |  | 0 |  |  |  | 0 |  | 0
| 0 |  |  |  | 0.00097776 |  | 0 |  | 0 |  |  |  | 0 |  | 0
| 0 |  |  |  | 0.00097763 |  | 0 |  | 0 |  |  |  | 0 |  | 0
| 0 |  |  |  | 0.00097776 |  | 0 |  | 0 |  |  |  | 0 |  | 0
| 0 |  |  |  | 0.00097776 |  | 0 |  | 0 |  |  |  | 0 |  | 0
| 0 |  |  |  | 0.00097788 |  | 0 |  | 0 |  |  |  | 0 |  | 0
| 0 |  |  |  | 0.00097776 |  | 0 |  | 0 |  |  |  | 0 |  | 0
| 0 |  |  |  | 0.00097776 |  | 0 |  | 0 |  |  |  | 0 |  | 0
| 0 |  |  |  | 0.00097788 |  | 0 |  | 0 |  |  |  | 0 |  | 0
| 0 |  |  |  | 0.00097788 |  | 0 |  | 0 |  |  |  | 0 |  | 0
| 0 |  |  |  | 0.00097776 |  | 0 |  | 0 |  |  |  | 0 |  | 0
| 0 |  |  |  | 0.00097788 |  | 0 |  | 0 |  |  |  | 0 |  | 0
| 0 |  |  |  | 0.000978 |  | 0 |  | 0 |  |  |  | 0 |  | 0
| 0 |  |  |  | 0.00097788 |  | 0 |  | 0 |  |  |  | 0 |  | 0
| 0 |  |  |  | 0.00097788 |  | 0 |  | 0 |  |  |  | 0 |  | 0
| 0 |  |  |  | 0.000978 |  | 0 |  | 0 |  |  |  | 0 |  | 0
| 0 |  |  |  | 0.00097788 |  | 0 |  | 0 |  |  |  | 0 |  | 0
| 0 |  |  |  | 0.000978 |  | 0 |  | 0 |  |  |  | 0 |  | 0
| 0 |  |  |  | 0.000978 |  | 0 |  | 0 |  |  |  | 0 |  | 0
| 0 |  |  |  | 0.000978 |  | 0 |  | 0 |  |  |  | 0 |  | 0
| 0 |  |  |  | 0.000978 |  | 0 |  | 0 |  |  |  | 0 |  | 0
| 0 |  |  |  | 0.000978 |  | 0 |  | 0 |  |  |  | 0 |  | 0
| 0 |  |  |  | 0.000978 |  | 0 |  | 0 |  |  |  | 0 |  | 0
| 0 |  |  |  | 0.00097812 |  | 0 |  | 0 |  |  |  | 0 |  | 0
| 0 |  |  |  | 0.000978 |  | 0 |  | 0 |  |  |  | 0 |  | 0
| 0 |  |  |  | 0.00097812 |  | 0 |  | 0 |  |  |  | 0 |  | 0
| 0 |  |  |  | 0.00097812 |  | 0 |  | 0 |  |  |  | 0 |  | 0
| 0 |  |  |  | 0.00097812 |  | 0 |  | 0 |  |  |  | 0 |  | 0
| 0 |  |  |  | 0.00097812 |  | 0 |  | 0 |  |  |  | 0 |  | 0
| 0 |  |  |  | 0.00097812 |  | 0 |  | 0 |  |  |  | 0 |  | 0
| 0 |  |  |  | 0.00097824 |  | 0 |  | 0 |  |  |  | 0 |  | 0
| 0 |  |  |  | 0.00097812 |  | 0 |  | 0 |  |  |  | 0 |  | 0
| 0 |  |  |  | 0.00097824 |  | 0 |  | 0 |  |  |  | 0 |  | 0
| 0 |  |  |  | 0.00097812 |  | 0 |  | 0 |  |  |  | 0 |  | 0
| 0 |  |  |  | 0.00097824 |  | 0 |  | 0 |  |  |  | 0 |  | 0
| 0 |  |  |  | 0.00097824 |  | 0 |  | 0 |  |  |  | 0 |  | 0
| 0 |  |  |  | 0.00097824 |  | 0 |  | 0 |  |  |  | 0 |  | 0
| 0 |  |  |  | 0.00097836 |  | 0 |  | 0 |  |  |  | 0 |  | 0
| 0 |  |  |  | 0.00097824 |  | 0 |  | 0 |  |  |  | 0 |  | 0
| 0 |  |  |  | 0.00097824 |  | 0 |  | 0 |  |  |  | 0 |  | 0
| 0 |  |  |  | 0.00097836 |  | 0 |  | 0 |  |  |  | 0 |  | 0
| 0 |  |  |  | 0.00097836 |  | 0 |  | 0 |  |  |  | 0 |  | 0
| 0 |  |  |  | 0.00097836 |  | 0 |  | 0 |  |  |  | 0 |  | 0
| 0 |  |  |  | 0.00097824 |  | 0 |  | 0 |  |  |  | 0 |  | 0
| 0 |  |  |  | 0.00097848 |  | 0 |  | 0 |  |  |  | 0 |  | 0
| 0 |  |  |  | 0.00097836 |  | 0 |  | 0 |  |  |  | 0 |  | 0
| 0 |  |  |  | 0.00097836 |  | 0 |  | 0 |  |  |  | 0 |  | 0
| 0 |  |  |  | 0.00097848 |  | 0 |  | 0 |  |  |  | 0 |  | 0
| 0 |  |  |  | 0.00097836 |  | 0 |  | 0 |  |  |  | 0 |  | 0
| 0 |  |  |  | 0.00097848 |  | 0 |  | 0 |  |  |  | 0 |  | 0
| 0 |  |  |  | 0.00097848 |  | 0 |  | 0 |  |  |  | 0 |  | 0
| 0 |  |  |  | 0.00097848 |  | 0 |  | 0 |  |  |  | 0 |  | 0
| 0 |  |  |  | 0.00097848 |  | 0 |  | 0 |  |  |  | 0 |  | 0
| 0 |  |  |  | 0.00097848 |  | 0 |  | 0 |  |  |  | 0 |  | 0
| 0 |  |  |  | 0.00097848 |  | 0 |  | 0 |  |  |  | 0 |  | 0
| 0 |  |  |  | 0.00097861 |  | 0 |  | 0 |  |  |  | 0 |  | 0
| 0 |  |  |  | 0.00097848 |  | 0 |  | 0 |  |  |  | 0 |  | 0
| 0 |  |  |  | 0.00097861 |  | 0 |  | 0 |  |  |  | 0 |  | 0
| 0 |  |  |  | 0.00097861 |  | 0 |  | 0 |  |  |  | 0 |  | 0
| 0 |  |  |  | 0.00097848 |  | 0 |  | 0 |  |  |  | 0 |  | 0
| 0 |  |  |  | 0.00097873 |  | 0 |  | 0 |  |  |  | 0 |  | 0
| 0 |  |  |  | 0.00097861 |  | 0 |  | 0 |  |  |  | 0 |  | 0
| 0 |  |  |  | 0.00097861 |  | 0 |  | 0 |  |  |  | 0 |  | 0
| 0 |  |  |  | 0.00097861 |  | 0 |  | 0 |  |  |  | 0 |  | 0
| 0 |  |  |  | 0.00097873 |  | 0 |  | 0 |  |  |  | 0 |  | 0
| 0 |  |  |  | 0.00097861 |  | 0 |  | 0 |  |  |  | 0 |  | 0
| 0 |  |  |  | 0.00097873 |  | 0 |  | 0 |  |  |  | 0 |  | 0
| 0 |  |  |  | 0.00097873 |  | 0 |  | 0 |  |  |  | 0 |  | 0
| 0 |  |  |  | 0.00097873 |  | 0 |  | 0 |  |  |  | 0 |  | 0
| 0 |  |  |  | 0.00097873 |  | 0 |  | 0 |  |  |  | 0 |  | 0
| 0 |  |  |  | 0.00097873 |  | 0 |  | 0 |  |  |  | 0 |  | 0
| 0 |  |  |  | 0.00097885 |  | 0 |  | 0 |  |  |  | 0 |  | 0
| 0 |  |  |  | 0.00097873 |  | 0 |  | 0 |  |  |  | 0 |  | 0
| 0 |  |  |  | 0.00097885 |  | 0 |  | 0 |  |  |  | 0 |  | 0
| 0 |  |  |  | 0.00097885 |  | 0 |  | 0 |  |  |  | 0 |  | 0
| 0 |  |  |  | 0.00097873 |  | 0 |  | 0 |  |  |  | 0 |  | 0
| 0 |  |  |  | 0.00097885 |  | 0 |  | 0 |  |  |  | 0 |  | 0
| 0 |  |  |  | 0.00097897 |  | 0 |  | 0 |  |  |  | 0 |  | 0
| 0 |  |  |  | 0.00097885 |  | 0 |  | 0 |  |  |  | 0 |  | 0
| 0 |  |  |  | 0.00097885 |  | 0 |  | 0 |  |  |  | 0 |  | 0
| 0 |  |  |  | 0.00097885 |  | 0 |  | 0 |  |  |  | 0 |  | 0
| 0 |  |  |  | 0.00097897 |  | 0 |  | 0 |  |  |  | 0 |  | 0
| 0 |  |  |  | 0.00097897 |  | 0 |  | 0 |  |  |  | 0 |  | 0
| 0 |  |  |  | 0.00097885 |  | 0 |  | 0 |  |  |  | 0 |  | 0
| 0 |  |  |  | 0.00097897 |  | 0 |  | 0 |  |  |  | 0 |  | 0
| 0 |  |  |  | 0.00097897 |  | 0 |  | 0 |  |  |  | 0 |  | 0
| 0 |  |  |  | 0.00097909 |  | 0 |  | 0 |  |  |  | 0 |  | 0
| 0 |  |  |  | 0.00097897 |  | 0 |  | 0 |  |  |  | 0 |  | 0
| 0 |  |  |  | 0.00097897 |  | 0 |  | 0 |  |  |  | 0 |  | 0
| 0 |  |  |  | 0.00097909 |  | 0 |  | 0 |  |  |  | 0 |  | 0
| 0 |  |  |  | 0.00097897 |  | 0 |  | 0 |  |  |  | 0 |  | 0
| 0 |  |  |  | 0.00097909 |  | 0 |  | 0 |  |  |  | 0 |  | 0
| 0 |  |  |  | 0.00097909 |  | 0 |  | 0 |  |  |  | 0 |  | 0
| 0 |  |  |  | 0.00097909 |  | 0 |  | 0 |  |  |  | 0 |  | 0
| 0 |  |  |  | 0.00097909 |  | 0 |  | 0 |  |  |  | 0 |  | 0
| 0 |  |  |  | 0.00097909 |  | 0 |  | 0 |  |  |  | 0 |  | 0
| 0 |  |  |  | 0.00097909 |  | 0 |  | 0 |  |  |  | 0 |  | 0
| 0 |  |  |  | 0.00097921 |  | 0 |  | 0 |  |  |  | 0 |  | 0
| 0 |  |  |  | 0.00097909 |  | 0 |  | 0 |  |  |  | 0 |  | 0
| 0 |  |  |  | 0.00097921 |  | 0 |  | 0 |  |  |  | 0 |  | 0
| 0 |  |  |  | 0.00097921 |  | 0 |  | 0 |  |  |  | 0 |  | 0
| 0 |  |  |  | 0.00097921 |  | 0 |  | 0 |  |  |  | 0 |  | 0
| 0 |  |  |  | 0.00097921 |  | 0 |  | 0 |  |  |  | 0 |  | 0
| 0 |  |  |  | 0.00097921 |  | 0 |  | 0 |  |  |  | 0 |  | 0
| 0 |  |  |  | 0.00097921 |  | 0 |  | 0 |  |  |  | 0 |  | 0
| 0 |  |  |  | 0.00097933 |  | 0 |  | 0 |  |  |  | 0 |  | 0
| 0 |  |  |  | 0.00097921 |  | 0 |  | 0 |  |  |  | 0 |  | 0
| 0 |  |  |  | 0.00097933 |  | 0 |  | 0 |  |  |  | 0 |  | 0
| 0 |  |  |  | 0.00097921 |  | 0 |  | 0 |  |  |  | 0 |  | 0
| 0 |  |  |  | 0.00097933 |  | 0 |  | 0 |  |  |  | 0 |  | 0
| 0 |  |  |  | 0.00097933 |  | 0 |  | 0 |  |  |  | 0 |  | 0
| 0 |  |  |  | 0.00097933 |  | 0 |  | 0 |  |  |  | 0 |  | 0
| 0 |  |  |  | 0.00097933 |  | 0 |  | 0 |  |  |  | 0 |  | 0
| 0 |  |  |  | 0.00097946 |  | 0 |  | 0 |  |  |  | 0 |  | 0
| 0 |  |  |  | 0.00097933 |  | 0 |  | 0 |  |  |  | 0 |  | 0
| 0 |  |  |  | 0.00097946 |  | 0 |  | 0 |  |  |  | 0 |  | 0
| 0 |  |  |  | 0.00097933 |  | 0 |  | 0 |  |  |  | 0 |  | 0
| 0 |  |  |  | 0.00097946 |  | 0 |  | 0 |  |  |  | 0 |  | 0
| 0 |  |  |  | 0.00097946 |  | 0 |  | 0 |  |  |  | 0 |  | 0
| 0 |  |  |  | 0.00097946 |  | 0 |  | 0 |  |  |  | 0 |  | 0
| 0 |  |  |  | 0.00097946 |  | 0 |  | 0 |  |  |  | 0 |  | 0
| 0 |  |  |  | 0.00097946 |  | 0 |  | 0 |  |  |  | 0 |  | 0
| 0 |  |  |  | 0.00097958 |  | 0 |  | 0 |  |  |  | 0 |  | 0
| 0 |  |  |  | 0.00097946 |  | 0 |  | 0 |  |  |  | 0 |  | 0
| 0 |  |  |  | 0.00097958 |  | 0 |  | 0 |  |  |  | 0 |  | 0
| 0 |  |  |  | 0.00097946 |  | 0 |  | 0 |  |  |  | 0 |  | 0
| 0 |  |  |  | 0.00097958 |  | 0 |  | 0 |  |  |  | 0 |  | 0
| 0 |  |  |  | 0.00097958 |  | 0 |  | 0 |  |  |  | 0 |  | 0
| 0 |  |  |  | 0.00097958 |  | 0 |  | 0 |  |  |  | 0 |  | 0
| 0 |  |  |  | 0.00097958 |  | 0 |  | 0 |  |  |  | 0 |  | 0
| 0 |  |  |  | 0.00097958 |  | 0 |  | 0 |  |  |  | 0 |  | 0
| 0 |  |  |  | 0.0009797 |  | 0 |  | 0 |  |  |  | 0 |  | 0
| 0 |  |  |  | 0.00097958 |  | 0 |  | 0 |  |  |  | 0 |  | 0
| 0 |  |  |  | 0.0009797 |  | 0 |  | 0 |  |  |  | 0 |  | 0
| 0 |  |  |  | 0.00097958 |  | 0 |  | 0 |  |  |  | 0 |  | 0
| 0 |  |  |  | 0.0009797 |  | 0 |  | 0 |  |  |  | 0 |  | 0
| 0 |  |  |  | 0.0009797 |  | 0 |  | 0 |  |  |  | 0 |  | 0
| 0 |  |  |  | 0.0009797 |  | 0 |  | 0 |  |  |  | 0 |  | 0
| 0 |  |  |  | 0.0009797 |  | 0 |  | 0 |  |  |  | 0 |  | 0
| 0 |  |  |  | 0.00097982 |  | 0 |  | 0 |  |  |  | 0 |  | 0
| 0 |  |  |  | 0.0009797 |  | -0.00040344 |  | 0 |  |  |  | 0 |  | 0
| 0 |  |  |  | 0.0009797 |  | -0.0004036 |  | 0 |  |  |  | 0 |  | 0
| 0 |  |  |  | 0.00097982 |  | 0 |  | 0 |  |  |  | 0 |  | 0
| 0 |  |  |  | 0.00097982 |  | 0 |  | 0 |  |  |  | 0 |  | 0
| 0 |  |  |  | 0.0009797 |  | 0 |  | 0 |  |  |  | 0 |  | 0
| 0 |  |  |  | 0.00097982 |  | 0 |  | 0 |  |  |  | 0 |  | 0
| 0 |  |  |  | 0.00097982 |  | 0 |  | 0 |  |  |  | 0 |  | 0
| 0 |  |  |  | 0.00097994 |  | 0 |  | 0 |  |  |  | 0 |  | 0
| 0 |  |  |  | 0.00097982 |  | 0 |  | 0 |  |  |  | 0 |  | 0
| 0 |  |  |  | 0.00097982 |  | 0 |  | 0 |  |  |  | 0 |  | 0
| 0 |  |  |  | 0.00097994 |  | 0 |  | 0 |  |  |  | 0 |  | 0
| 0 |  |  |  | 0.00097982 |  | 0 |  | 0 |  |  |  | 0 |  | 0
| 0 |  |  |  | 0.00097994 |  | 0 |  | 0 |  |  |  | 0 |  | 0
| 0 |  |  |  | 0.00097994 |  | 0 |  | 0 |  |  |  | 0 |  | 0
| 0 |  |  |  | 0.00097994 |  | 0 |  | 0 |  |  |  | 0 |  | 0
| 0 |  |  |  | 0.00097994 |  | 0 |  | 0 |  |  |  | 0 |  | 0
| 0 |  |  |  | 0.00097994 |  | 0 |  | 0 |  |  |  | 0 |  | 0
| 0 |  |  |  | 0.00097994 |  | 0 |  | 0 |  |  |  | 0 |  | 0
| 0 |  |  |  | 0.00097994 |  | 0 |  | 0 |  |  |  | 0 |  | 0
| 0 |  |  |  | 0.00098006 |  | 0 |  | 0 |  |  |  | 0 |  | 0
| 0 |  |  |  | 0.00097994 |  | 0 |  | 0 |  |  |  | 0 |  | 0
| 0 |  |  |  | 0.00098006 |  | 0 |  | 0 |  |  |  | 0 |  | 0
| 0 |  |  |  | 0.00098006 |  | 0 |  | 0 |  |  |  | 0 |  | 0
| 0 |  |  |  | 0.00098006 |  | 0 |  | 0 |  |  |  | 0 |  | 0
| 0 |  |  |  | 0.00098006 |  | 0 |  | 0 |  |  |  | 0 |  | 0
| 0 |  |  |  | 0.00098006 |  | 0 |  | 0 |  |  |  | 0 |  | 0
| 0 |  |  |  | 0.00098006 |  | 0 |  | 0 |  |  |  | 0 |  | 0
| 0 |  |  |  | 0.00098018 |  | 0 |  | 0 |  |  |  | 0 |  | 0
| 0 |  |  |  | 0.00098006 |  | 0 |  | 0 |  |  |  | 0 |  | 0
| 0 |  |  |  | 0.00098018 |  | 0 |  | 0 |  |  |  | 0 |  | 0
| 0 |  |  |  | 0.00098006 |  | -0.00040375 |  | 0 |  |  |  | 0 |  | 0
| 0 |  |  |  | 0.00098018 |  | -0.00040375 |  | 0 |  |  |  | 0 |  | 0
| 0 |  |  |  | 0.00098018 |  | 0 |  | 0 |  |  |  | 0 |  | 0
| 0 |  |  |  | 0.00098018 |  | 0 |  | 0 |  |  |  | 0 |  | 0
| 0 |  |  |  | 0.00098018 |  | -0.00040375 |  | 0 |  |  |  | 0 |  | 0
| 0 |  |  |  | 0.00098018 |  | -0.00040359 |  | 0 |  |  |  | 0 |  | 0