## Graphs
SOLIS High-Power LEDs Spectra
Product Raw Data
SOLIS High-Power LEDs for Microscopy
Item # | SOLIS-365C
SOLIS-385C
SOLIS-405C
SOLIS-445C
SOLIS-525C
SOLIS-623C
SOLIS-850C
SOLIS-1C
SOLIS-2C
SOLIS-3C
DISCLAIMER: The data presented here are typical. Slight variations in performance data will occur from lot to lot. Please contact Technical Support with any questions regarding the use or reliability of this data.
This data may be used in publications. However, please cite Thorlabs as the source.
Additional Information:
The first Scaled LED Spectra represents lowest possible Max Output Power that each SOLIS LED Item # will provide. The LEDs may provide more output power. A graph showing the LED spectra scaled to their typical output powers is provided for comparison.

## Normalized Spectra
|  | SOLIS LED Normalized Spectra | [10 empty] | SOLIS-365C | SOLIS-385C | SOLIS-405C | SOLIS-460C | SOLIS-525C | SOLIS-623C | SOLIS-850C | SOLIS-1C | SOLIS-2C | SOLIS-3C
|  |  | Normalized Intensity | [12 empty] | INTEGRATION
|  | Wavelength (nm) | SOLIS-365C | SOLIS-385C | SOLIS-405C | SOLIS-445C | SOLIS-525C | SOLIS-623C | SOLIS-850C | SOLIS-1C | SOLIS-2C | SOLIS-3C | 12.859 | 14.4109 | 18.08 | 26.4545 | 40.3359 | 19.7713 | 44.0174 | 109.9195 | 149.867 | 192.3229
|  | 260.6172 | -0.0020087 | -0.0015279 | 3.131e-06 | 6.5316e-06 | 1.2315e-05 | 4.7445e-06 | 7.9317e-06 | 1.5161e-05 | 2.2422e-05 | 2.8161e-05 | -5.5402e-05 | 2.792e-05 | 3.2386e-07 | 6.756e-07 | 1.2738e-06 | 4.9074e-07 | 8.2041e-07 | 2.6133e-06 | 3.7082e-06 | 4.8548e-06
|  | 260.8241 | 0.001473 | 0.0017978 | 0 | 0 | 0 | 0 | 0 | 1.0104e-05 | 1.3428e-05 | 1.8774e-05 | 0.00011338 | 0.00016744 | 3.2387e-07 | 6.7563e-07 | 7.9878e-07 | 0 | 4.8241e-07 | 2.6135e-06 | 3.7084e-06 | 4.855e-06
|  | 261.0309 | -0.00037694 | -0.0001791 | 3.131e-06 | 6.5316e-06 | 7.7222e-06 | 0 | 4.6636e-06 | 1.5161e-05 | 2.2422e-05 | 2.8161e-05 | 9.7891e-05 | 0.0001024 | 3.239e-07 | 6.757e-07 | 7.9886e-07 | 0 | 4.8245e-07 | 2.3526e-06 | 3.7088e-06 | 4.8555e-06
|  | 261.2378 | 0.0013232 | 0.001169 | 0 | 0 | 0 | 0 | 0 | 7.5805e-06 | 1.3428e-05 | 1.8774e-05 | 0.00039956 | 0.00038135 | 3.2394e-07 | 6.7576e-07 | 9.9629e-07 | 0 | 6.6155e-07 | 2.3528e-06 | 4.1679e-06 | 4.856e-06
Product Raw Data |  | 261.4448 | 0.0025388 | 0.0025169 | 3.131e-06 | 6.5316e-06 | 9.6297e-06 | 0 | 6.3943e-06 | 1.5161e-05 | 2.6857e-05 | 2.8161e-05 | 5.8312e-05 | 9.9369e-05 | 3.2395e-07 | 6.758e-07 | 9.9633e-07 | 0 | 6.6159e-07 | 2.3529e-06 | 4.1681e-06 | 4.8562e-06
SOLIS High-Power LEDs for Microscopy |  | 261.6517 | -0.0019752 | -0.0015565 | 0 | 0 | 0 | 0 | 0 | 7.5805e-06 | 1.3428e-05 | 1.8774e-05 | 0.00013147 | 0.0001179 | 3.2398e-07 | 6.7586e-07 | 1.2743e-06 | 2.4663e-07 | 6.4409e-07 | 2.3532e-06 | 3.2443e-06 | 4.8567e-06
|  | 261.8586 | 0.0032457 | 0.0026959 | 3.131e-06 | 6.5316e-06 | 1.2315e-05 | 2.3835e-06 | 6.2246e-06 | 1.5161e-05 | 1.7925e-05 | 2.8161e-05 | 0.0003474 | 0.0002975 | 5.4094e-07 | 6.7593e-07 | 1.2744e-06 | 2.4666e-07 | 6.4415e-07 | 2.6146e-06 | 3.2446e-06 | 4.8571e-06
Item # | SOLIS-365C | 262.0656 | 0.00011135 | 0.0001789 | 2.0962e-06 | 0 | 0 | 0 | 0 | 1.0104e-05 | 1.3428e-05 | 1.8774e-05 | -0.00010965 | -0.00010234 | 5.4099e-07 | 5.3182e-07 | 0 | 0 | 5.0023e-07 | 2.6148e-06 | 3.245e-06 | 4.212e-06
| SOLIS-385C | 262.2726 | -0.0011708 | -0.0011678 | 3.131e-06 | 5.1386e-06 | 0 | 0 | 4.8333e-06 | 1.5161e-05 | 1.7925e-05 | 2.1923e-05 | 7.0513e-05 | 1.5737e-05 | 5.3829e-07 | 5.3187e-07 | 0 | 0 | 5.0028e-07 | 2.3539e-06 | 3.2453e-06 | 4.2124e-06
| SOLIS-405C | 262.4796 | 0.001852 | 0.0013198 | 2.0696e-06 | 0 | 0 | 0 | 0 | 7.5805e-06 | 1.3428e-05 | 1.8774e-05 | -0.00016813 | -0.00017043 | 5.3831e-07 | 6.7609e-07 | 4.7151e-07 | 0 | 6.6187e-07 | 2.354e-06 | 2.7799e-06 | 4.8583e-06
| SOLIS-445C | 262.6866 | -0.0034764 | -0.0029663 | 3.131e-06 | 6.5316e-06 | 4.5552e-06 | 0 | 6.3943e-06 | 1.5161e-05 | 1.3428e-05 | 2.8161e-05 | -0.00029352 | -0.0002265 | 6.4825e-07 | 6.7616e-07 | 4.7155e-07 | 0 | 6.6194e-07 | 2.6155e-06 | 2.7802e-06 | 4.8588e-06
| SOLIS-525C | 262.8937 | 0.00064097 | 0.00077826 | 3.131e-06 | 0 | 0 | 0 | 0 | 1.0104e-05 | 1.3428e-05 | 1.8774e-05 | 8.9845e-05 | 8.9917e-05 | 6.4831e-07 | 6.7622e-07 | 7.9947e-07 | 0 | 5e-07 | 2.6157e-06 | 3.7051e-06 | 4.8592e-06
| SOLIS-623C | 263.1007 | 0.00022684 | 9.025e-05 | 3.131e-06 | 6.5316e-06 | 7.7222e-06 | 0 | 4.8295e-06 | 1.5161e-05 | 2.236e-05 | 2.8161e-05 | -3.0849e-05 | -1.2262e-05 | 6.4837e-07 | 8.1072e-07 | 7.9955e-07 | 0 | 5.0005e-07 | 3.1395e-06 | 3.7055e-06 | 5.8317e-06
| SOLIS-850C | 263.3078 | -0.00052478 | -0.00020868 | 3.131e-06 | 1.2984e-06 | 0 | 0 | 0 | 1.5161e-05 | 1.3428e-05 | 2.8161e-05 | 9.0667e-05 | 6.8425e-05 | 6.484e-07 | 8.1076e-07 | 4.7167e-07 | 0 | 4.8534e-07 | 3.1397e-06 | 2.7809e-06 | 5.8319e-06
| SOLIS-1C | 263.5149 | 0.0014004 | 0.0008695 | 3.131e-06 | 6.5316e-06 | 4.5552e-06 | 0 | 4.6872e-06 | 1.5161e-05 | 1.3428e-05 | 2.8161e-05 | 0.00013134 | 0.0001056 | 5.3855e-07 | 9.4707e-07 | 4.7171e-07 | 0 | 4.8538e-07 | 2.8705e-06 | 2.7811e-06 | 4.8604e-06
| SOLIS-2C | 263.722 | -0.00013213 | 0.00015025 | 2.0696e-06 | 2.614e-06 | 0 | 0 | 0 | 1.2559e-05 | 1.3428e-05 | 1.8774e-05 | 7.3465e-05 | 0.00010559 | 5.386e-07 | 9.4716e-07 | 4.7176e-07 | 0 | 4.8543e-07 | 2.8708e-06 | 4.1721e-06 | 4.8609e-06
| SOLIS-3C | 263.9291 | 0.00084149 | 0.00086927 | 3.131e-06 | 6.5316e-06 | 4.5552e-06 | 0 | 4.6872e-06 | 1.5161e-05 | 2.6857e-05 | 2.8161e-05 | 2.9781e-05 | 4.3521e-05 | 6.4859e-07 | 9.4661e-07 | 4.718e-07 | 0 | 4.8548e-07 | 3.1406e-06 | 4.1725e-06 | 5.1847e-06
|  | 264.1363 | -0.00055397 | -0.00044908 | 3.131e-06 | 2.6077e-06 | 0 | 0 | 0 | 1.5161e-05 | 1.3428e-05 | 2.1896e-05 | -0.00029654 | -0.00017991 | 6.4862e-07 | 6.8451e-07 | 0 | 0 | 0 | 3.1408e-06 | 2.7818e-06 | 4.5359e-06
|  | 264.3435 | -0.0023089 | -0.0012878 | 3.131e-06 | 4.0008e-06 | 0 | 0 | 0 | 1.5161e-05 | 1.3428e-05 | 2.1896e-05 | -0.00016961 | -6.8193e-05 | 6.4868e-07 | 4.1444e-07 | 0 | 0 | 0 | 2.6172e-06 | 2.7821e-06 | 4.5364e-06
|  | 264.5506 | 0.0006716 | 0.00062955 | 3.131e-06 | 0 | 0 | 0 | 0 | 1.0104e-05 | 1.3428e-05 | 2.1896e-05 | 2.251e-05 | 4.6681e-05 | 6.4875e-07 | 4.0532e-07 | 0 | 0 | 1.6177e-07 | 2.6175e-06 | 2.7824e-06 | 4.2134e-06
|  | 264.7578 | -0.00045432 | -0.00017895 | 3.131e-06 | 3.9124e-06 | 0 | 0 | 1.5615e-06 | 1.5161e-05 | 1.3428e-05 | 1.8774e-05 | -1.1993e-05 | 1.8683e-05 | 6.4881e-07 | 5.3989e-07 | 0 | 0 | 1.6178e-07 | 2.6178e-06 | 2.7826e-06 | 4.2167e-06
DISCLAIMER: The data presented here are typical. Slight variations in performance data will occur from lot to lot. Please contact Technical Support with any questions regarding the use or reliability of this data. |  | 264.9651 | 0.00033857 | 0.00035927 | 3.131e-06 | 1.2984e-06 | 0 | 0 | 0 | 1.0104e-05 | 1.3428e-05 | 2.1923e-05 | 0.00014541 | 0.00018932 | 6.4884e-07 | 4.0425e-07 | 0 | 0 | 0 | 2.6179e-06 | 2.7828e-06 | 4.8666e-06
|  | 265.1723 | 0.0010648 | 0.0014679 | 3.131e-06 | 2.603e-06 | 0 | 0 | 0 | 1.5161e-05 | 1.3428e-05 | 2.5045e-05 | -9.2736e-05 | -3.1401e-06 | 6.489e-07 | 6.6703e-07 | 0 | 0 | 0 | 3.1421e-06 | 2.783e-06 | 4.867e-06
|  | 265.3795 | -0.0019597 | -0.0014982 | 3.131e-06 | 3.8339e-06 | 0 | 0 | 0 | 1.5161e-05 | 1.3428e-05 | 2.1923e-05 | -0.00023471 | -0.00018936 | 6.4897e-07 | 6.601e-07 | 0 | 0 | 0 | 2.8881e-06 | 2.7833e-06 | 4.2177e-06
|  | 265.5868 | -0.0003051 | -0.000329 | 3.131e-06 | 2.5355e-06 | 0 | 0 | 0 | 1.2707e-05 | 1.3428e-05 | 1.8774e-05 | -1.9094e-05 | -1.2426e-05 | 6.4903e-07 | 5.2559e-07 | 0 | 0 | 0 | 2.3642e-06 | 2.7836e-06 | 3.8917e-06
|  | 265.7941 | 0.00012087 | 0.00020911 | 3.131e-06 | 2.5355e-06 | 0 | 0 | 0 | 1.0104e-05 | 1.3428e-05 | 1.8774e-05 | 4.0606e-05 | 4.6491e-05 | 6.4906e-07 | 3.8991e-07 | 0 | 0 | 0 | 2.3644e-06 | 2.7837e-06 | 4.2155e-06
|  | 266.0014 | 0.00027089 | 0.00023943 | 3.131e-06 | 1.2262e-06 | 0 | 0 | 0 | 1.2707e-05 | 1.3428e-05 | 2.1896e-05 | 0.00015773 | 0.00013051 | 6.4912e-07 | 5.2454e-07 | 0 | 0 | 0 | 2.8888e-06 | 3.2501e-06 | 4.5394e-06
This data may be used in publications. However, please cite Thorlabs as the source. |  | 266.2087 | 0.0012507 | 0.0010195 | 3.131e-06 | 3.8339e-06 | 0 | 0 | 0 | 1.5161e-05 | 1.7925e-05 | 2.1896e-05 | 0.00016423 | 0.00017089 | 6.4919e-07 | 5.3207e-07 | 0 | 0 | 0 | 3.1435e-06 | 3.2504e-06 | 4.8663e-06
|  | 266.416 | 0.00033337 | 0.00062887 | 3.131e-06 | 1.2984e-06 | 0 | 0 | 0 | 1.5161e-05 | 1.3428e-05 | 2.5045e-05 | -2.3466e-05 | 4.3444e-05 | 6.4925e-07 | 3.9637e-07 | 0 | 0 | 1.6224e-07 | 3.1438e-06 | 2.7845e-06 | 4.8696e-06
|  | 266.6234 | -0.0005597 | -0.00020985 | 3.131e-06 | 2.5246e-06 | 0 | 0 | 1.5648e-06 | 1.5161e-05 | 1.3428e-05 | 2.1923e-05 | -5.4582e-05 | -9.3627e-06 | 6.4928e-07 | 3.8891e-07 | 0 | 0 | 1.6225e-07 | 2.8741e-06 | 2.7846e-06 | 4.2197e-06
Additional Information: |  | 266.8308 | 3.3285e-05 | 0.00011955 | 3.131e-06 | 1.2262e-06 | 0 | 0 | 0 | 1.2559e-05 | 1.3428e-05 | 1.8774e-05 | -0.00015719 | -0.00010563 | 6.4934e-07 | 6.6e-07 | 0 | 0 | 0 | 2.8744e-06 | 2.7849e-06 | 4.5438e-06
|  | 267.0382 | -0.0015492 | -0.0011382 | 3.131e-06 | 5.1386e-06 | 0 | 0 | 0 | 1.5161e-05 | 1.3428e-05 | 2.5045e-05 | -0.00011048 | -6.5244e-05 | 5.3933e-07 | 6.6819e-07 | 0 | 0 | 0 | 3.1445e-06 | 2.7852e-06 | 4.5442e-06
|  | 267.2456 | 0.00048386 | 0.00050909 | 2.0696e-06 | 1.3046e-06 | 0 | 0 | 0 | 1.5161e-05 | 1.3428e-05 | 1.8774e-05 | -4.7491e-05 | -9.3296e-06 | 5.3938e-07 | 8.1274e-07 | 0 | 0 | 1.6189e-07 | 3.1448e-06 | 2.7854e-06 | 4.5413e-06
|  | 267.453 | -0.00094176 | -0.00059905 | 3.131e-06 | 6.5316e-06 | 0 | 0 | 1.561e-06 | 1.5161e-05 | 1.3428e-05 | 2.5012e-05 | -6.6187e-05 | -2.1709e-05 | 4.3207e-07 | 6.7746e-07 | 0 | 0 | 1.619e-07 | 3.145e-06 | 2.7856e-06 | 4.5416e-06
|  | 267.6605 | 0.00030363 | 0.00038974 | 1.0348e-06 | 0 | 0 | 0 | 0 | 1.5161e-05 | 1.3428e-05 | 1.8774e-05 | 0.00017287 | 0.00015229 | 4.3212e-07 | 6.7753e-07 | 5.2638e-07 | 0 | 3.3655e-07 | 3.1453e-06 | 3.2458e-06 | 4.5453e-06
|  | 267.8679 | 0.0013629 | 0.0010784 | 3.131e-06 | 6.5316e-06 | 5.0745e-06 | 0 | 3.2445e-06 | 1.5161e-05 | 1.7863e-05 | 2.5045e-05 | 0.00012099 | 0.00010881 | 5.4227e-07 | 6.7759e-07 | 5.2643e-07 | 0 | 3.3658e-07 | 2.621e-06 | 3.2461e-06 | 4.5458e-06
|  | 268.0754 | -0.00019657 | -2.9562e-05 | 2.0962e-06 | 0 | 0 | 0 | 0 | 1.0104e-05 | 1.3428e-05 | 1.8774e-05 | -5.9745e-05 | -3.4076e-05 | 5.4233e-07 | 6.7766e-07 | 0 | 0 | 6.6341e-07 | 2.6213e-06 | 2.7864e-06 | 4.8696e-06
|  | 268.2829 | -0.00037928 | -0.00029888 | 3.131e-06 | 6.5316e-06 | 0 | 0 | 6.3943e-06 | 1.5161e-05 | 1.3428e-05 | 2.8161e-05 | 2.7215e-05 | 4.3664e-05 | 5.4236e-07 | 8.1354e-07 | 0 | 0 | 6.6344e-07 | 2.8761e-06 | 2.7865e-06 | 4.8698e-06
|  | 268.4904 | 0.00064159 | 0.00071971 | 2.0963e-06 | 1.3093e-06 | 0 | 0 | 0 | 1.2559e-05 | 1.3428e-05 | 1.8774e-05 | 9.0401e-05 | 0.00011513 | 5.4241e-07 | 8.1362e-07 | 8.0129e-07 | 2.4498e-07 | 8.2303e-07 | 2.8763e-06 | 3.7201e-06 | 4.8703e-06
|  | 268.6979 | 0.00022962 | 0.00038981 | 3.131e-06 | 6.5316e-06 | 7.7222e-06 | 2.361e-06 | 7.9317e-06 | 1.5161e-05 | 2.2422e-05 | 2.8161e-05 | 6.1786e-07 | 2.8056e-05 | 5.4246e-07 | 6.7782e-07 | 8.0137e-07 | 2.4501e-07 | 8.2311e-07 | 2.36e-06 | 3.7204e-06 | 4.8707e-06
|  | 268.9055 | -0.00022367 | -0.00011945 | 2.0962e-06 | 0 | 0 | 0 | 0 | 7.5805e-06 | 1.3428e-05 | 1.8774e-05 | -5.8996e-05 | -1.8561e-05 | 5.4251e-07 | 6.7789e-07 | 5.1856e-07 | 0 | 3.2406e-07 | 2.3602e-06 | 2.7873e-06 | 4.8712e-06
|  | 269.113 | -0.00034478 | -5.9388e-05 | 3.131e-06 | 6.5316e-06 | 4.9965e-06 | 0 | 3.1224e-06 | 1.5161e-05 | 1.3428e-05 | 2.8161e-05 | -4.7692e-05 | -1.8608e-05 | 3.2497e-07 | 6.7792e-07 | 5.1858e-07 | 0 | 3.2408e-07 | 2.3603e-06 | 2.7875e-06 | 4.8714e-06
|  | 269.3206 | -0.00011473 | -0.00011989 | 0 | 0 | 0 | 0 | 0 | 7.5805e-06 | 1.3428e-05 | 1.8774e-05 | 3.1005e-05 | 4.6676e-05 | 3.25e-07 | 6.7799e-07 | 9.9956e-07 | 4.9187e-07 | 8.2331e-07 | 2.3606e-06 | 2.7877e-06 | 4.8719e-06
|  | 269.5282 | 0.00041343 | 0.00056957 | 3.131e-06 | 6.5316e-06 | 9.6297e-06 | 4.7386e-06 | 7.9317e-06 | 1.5161e-05 | 1.3428e-05 | 2.8161e-05 | -3.9841e-05 | -3.0125e-06 | 4.3245e-07 | 6.7805e-07 | 9.9966e-07 | 4.9192e-07 | 8.2339e-07 | 2.6228e-06 | 2.788e-06 | 5.1993e-06
|  | 269.7359 | -0.00079722 | -0.00059858 | 1.0348e-06 | 0 | 0 | 0 | 0 | 1.0104e-05 | 1.3428e-05 | 2.1923e-05 | 8.2152e-05 | 0.00010278 | 4.3249e-07 | 6.7812e-07 | 1.2785e-06 | 4.9058e-07 | 6.6101e-07 | 2.6231e-06 | 2.7883e-06 | 4.8762e-06
|  | 269.9435 | 0.0015885 | 0.0015886 | 3.131e-06 | 6.5316e-06 | 1.2315e-05 | 4.7253e-06 | 6.3669e-06 | 1.5161e-05 | 1.3428e-05 | 2.5045e-05 | 9.3672e-05 | 0.00011203 | 3.2508e-07 | 6.7815e-07 | 1.2786e-06 | 4.9061e-07 | 6.6104e-07 | 2.3611e-06 | 2.7884e-06 | 4.5495e-06
|  | 270.1511 | -0.0006863 | -0.00050959 | 0 | 0 | 0 | 0 | 0 | 7.5805e-06 | 1.3428e-05 | 1.8774e-05 | -0.00012635 | -6.844e-05 | 3.2511e-07 | 6.7821e-07 | 7.6305e-07 | 4.9274e-07 | 8.2359e-07 | 2.3614e-06 | 3.7226e-06 | 4.5499e-06
|  | 270.3588 | -0.0005305 | -0.00014954 | 3.131e-06 | 6.5316e-06 | 7.3487e-06 | 4.7454e-06 | 7.9317e-06 | 1.5161e-05 | 2.2422e-05 | 2.5045e-05 | -0.00010604 | -4.974e-05 | 4.326e-07 | 6.7828e-07 | 7.6312e-07 | 4.9278e-07 | 8.2367e-07 | 2.8786e-06 | 3.7229e-06 | 4.5504e-06
|  | 270.5665 | -0.00049064 | -0.00032945 | 1.0348e-06 | 0 | 0 | 0 | 0 | 1.2559e-05 | 1.3428e-05 | 1.8774e-05 | -0.00032144 | -0.00025824 | 4.3264e-07 | 6.7834e-07 | 1.2789e-06 | 2.452e-07 | 8.2374e-07 | 2.8788e-06 | 4.1838e-06 | 4.8745e-06
|  | 270.7742 | -0.0026045 | -0.0021571 | 3.131e-06 | 6.5316e-06 | 1.2315e-05 | 2.361e-06 | 7.9317e-06 | 1.5161e-05 | 2.6857e-05 | 2.8161e-05 | -0.00019917 | -0.00015559 | 4.3266e-07 | 6.7838e-07 | 1.279e-06 | 2.4521e-07 | 8.2378e-07 | 2.879e-06 | 4.184e-06 | 4.8747e-06
|  | 270.9819 | 0.00068678 | 0.00065903 | 1.0348e-06 | 0 | 0 | 0 | 0 | 1.2559e-05 | 1.3428e-05 | 1.8774e-05 | 0.00015761 | 0.0001587 | 4.327e-07 | 6.7844e-07 | 1.2791e-06 | 7.3779e-07 | 8.2386e-07 | 2.8793e-06 | 3.7238e-06 | 4.8752e-06
|  | 271.1897 | 0.00083056 | 0.00086889 | 3.131e-06 | 6.5316e-06 | 1.2315e-05 | 7.103e-06 | 7.9317e-06 | 1.5161e-05 | 2.2422e-05 | 2.8161e-05 | 8.5882e-05 | 9.9593e-05 | 4.3275e-07 | 6.7851e-07 | 1.2792e-06 | 7.3786e-07 | 8.2394e-07 | 2.6246e-06 | 3.7242e-06 | 4.8757e-06
|  | 271.3974 | -3.8099e-06 | 8.9839e-05 | 1.0348e-06 | 0 | 0 | 0 | 0 | 1.0104e-05 | 1.3428e-05 | 1.8774e-05 | -1.6715e-05 | 6.257e-06 | 4.3279e-07 | 5.3385e-07 | 1.2794e-06 | 4.93e-07 | 6.6146e-07 | 2.6248e-06 | 4.1852e-06 | 4.8761e-06
|  | 271.6052 | -0.00015708 | -2.9611e-05 | 3.131e-06 | 5.1386e-06 | 1.2315e-05 | 4.7454e-06 | 6.3669e-06 | 1.5161e-05 | 2.6857e-05 | 2.8161e-05 | 0.00026654 | 0.00025518 | 4.3281e-07 | 5.3387e-07 | 1.2794e-06 | 4.9302e-07 | 6.6149e-07 | 2.3627e-06 | 4.1854e-06 | 4.8764e-06
|  | 271.813 | 0.0027226 | 0.0024858 | 1.0348e-06 | 0 | 0 | 0 | 0 | 7.5805e-06 | 1.3428e-05 | 1.8774e-05 | 0.00020774 | 0.00020542 | 4.3285e-07 | 6.7867e-07 | 1.0006e-06 | 4.9481e-07 | 8.2414e-07 | 2.363e-06 | 3.7251e-06 | 4.8768e-06
|  | 272.0208 | -0.0007232 | -0.00050875 | 3.131e-06 | 6.5316e-06 | 9.6297e-06 | 4.7621e-06 | 7.9317e-06 | 1.5161e-05 | 2.2422e-05 | 2.8161e-05 | 1.122e-05 | 3.4332e-05 | 4.3289e-07 | 6.7874e-07 | 1.0007e-06 | 2.4916e-07 | 8.2422e-07 | 2.6336e-06 | 3.7254e-06 | 4.8773e-06
|  | 272.2286 | 0.00083118 | 0.00083913 | 1.0348e-06 | 0 | 0 | -2.3644e-06 | 0 | 1.0183e-05 | 1.3428e-05 | 1.8774e-05 | 5.4363e-05 | 8.4117e-05 | 4.3291e-07 | 6.7877e-07 | 1.0007e-06 | -2.457e-07 | 5.0188e-07 | 2.6337e-06 | 3.7256e-06 | 4.8775e-06
|  | 272.4365 | -0.00030805 | -2.9694e-05 | 3.131e-06 | 6.5316e-06 | 9.6297e-06 | 0 | 4.8295e-06 | 1.5161e-05 | 2.2422e-05 | 2.8161e-05 | -0.00023228 | -0.0001339 | 3.2541e-07 | 6.7883e-07 | 1.0008e-06 | 0 | 5.0193e-07 | 2.6258e-06 | 3.726e-06 | 4.878e-06
|  | 272.6443 | -0.0019269 | -0.0012587 | 0 | 0 | 0 | 0 | 0 | 1.0104e-05 | 1.3428e-05 | 1.8774e-05 | -0.00011713 | -1.8713e-05 | 3.2544e-07 | 6.789e-07 | 1.28e-06 | 2.4714e-07 | 8.2442e-07 | 2.6261e-06 | 4.1872e-06 | 4.8785e-06
|  | 272.8522 | 0.00079999 | 0.0010786 | 3.131e-06 | 6.5316e-06 | 1.2315e-05 | 2.3777e-06 | 7.9317e-06 | 1.5161e-05 | 2.6857e-05 | 2.8161e-05 | 8.3857e-06 | 7.793e-05 | 4.3303e-07 | 6.7896e-07 | 1.2801e-06 | 2.4716e-07 | 8.245e-07 | 2.6263e-06 | 4.1876e-06 | 5.2029e-06
|  | 273.0601 | -0.00071932 | -0.00032895 | 1.0348e-06 | 0 | 0 | 0 | 0 | 1.0104e-05 | 1.3428e-05 | 2.1891e-05 | 6.5977e-05 | 0.00010292 | 4.3307e-07 | 6.7903e-07 | 7.5269e-07 | 0 | 1.6233e-07 | 2.6266e-06 | 4.188e-06 | 4.8789e-06
|  | 273.268 | 0.001354 | 0.001319 | 3.131e-06 | 6.5316e-06 | 7.2402e-06 | 0 | 1.5615e-06 | 1.5161e-05 | 2.6857e-05 | 2.504e-05 | 0.00024295 | 0.00022747 | 5.4068e-07 | 6.7906e-07 | 7.5273e-07 | 0 | 1.6234e-07 | 2.6267e-06 | 4.1882e-06 | 4.8825e-06
|  | 273.476 | 0.00098292 | 0.00086902 | 2.0696e-06 | 0 | 0 | 0 | 0 | 1.0104e-05 | 1.3428e-05 | 2.1923e-05 | -6.3402e-05 | -3.4271e-05 | 5.4073e-07 | 6.7913e-07 | 2.3646e-07 | 2.4548e-07 | 1.623e-07 | 2.627e-06 | 3.26e-06 | 5.2075e-06
|  | 273.6839 | -0.0015927 | -0.0011986 | 3.131e-06 | 6.5316e-06 | 2.2742e-06 | 2.361e-06 | 1.561e-06 | 1.5161e-05 | 1.7925e-05 | 2.8161e-05 | -0.00016959 | -0.00011533 | 4.3316e-07 | 8.1482e-07 | 2.3647e-07 | 2.4549e-07 | 1.6231e-07 | 2.6271e-06 | 3.2602e-06 | 4.8804e-06
|  | 273.8919 | -3.8316e-05 | 8.9444e-05 | 1.0348e-06 | 1.3046e-06 | 0 | 0 | 0 | 1.0104e-05 | 1.3428e-05 | 1.8774e-05 | 7.4444e-05 | 0.00010283 | 4.3322e-07 | 8.1493e-07 | 7.6106e-07 | 0 | 6.4733e-07 | 2.6275e-06 | 3.2606e-06 | 4.8811e-06
|  | 274.0999 | 0.00075416 | 0.00089939 | 3.131e-06 | 6.5316e-06 | 7.3182e-06 | 0 | 6.2246e-06 | 1.5161e-05 | 1.7925e-05 | 2.8161e-05 | 0.00014046 | 0.00018083 | 6.5125e-07 | 8.2417e-07 | 7.6109e-07 | 0 | 6.4736e-07 | 3.1535e-06 | 3.2608e-06 | 5.8576e-06
|  | 274.3079 | 0.00059637 | 0.00083938 | 3.131e-06 | 1.3931e-06 | 0 | 0 | 0 | 1.5161e-05 | 1.3428e-05 | 2.8161e-05 | 0.00010982 | 0.00014662 | 6.5131e-07 | 8.2425e-07 | 2.3654e-07 | 0 | 3.2476e-07 | 3.1538e-06 | 3.7288e-06 | 5.8581e-06
|  | 274.5159 | 0.00045945 | 0.00057026 | 3.131e-06 | 6.5316e-06 | 2.2742e-06 | 0 | 3.1224e-06 | 1.5161e-05 | 2.2422e-05 | 2.8161e-05 | -2.3368e-05 | 4.3841e-05 | 6.5135e-07 | 8.1444e-07 | 2.3655e-07 | 0 | 3.2478e-07 | 3.1539e-06 | 3.729e-06 | 5.5342e-06
|  | 274.7239 | -0.00068412 | -0.00014877 | 3.131e-06 | 1.2984e-06 | 0 | 0 | 0 | 1.5161e-05 | 1.3428e-05 | 2.5045e-05 | -0.00012227 | -4.6661e-05 | 6.5144e-07 | 8.1456e-07 | 2.373e-07 | 0 | 3.2237e-07 | 3.1544e-06 | 3.2617e-06 | 5.2108e-06
|  | 274.932 | -0.00049123 | -0.00029977 | 3.131e-06 | 6.5316e-06 | 2.281e-06 | 0 | 3.0989e-06 | 1.5161e-05 | 1.7925e-05 | 2.5045e-05 | -2.4022e-05 | 2.1835e-05 | 6.5147e-07 | 9.5202e-07 | 2.3731e-07 | 0 | 3.2239e-07 | 3.1546e-06 | 3.2619e-06 | 4.8835e-06
|  | 275.14 | 0.00026033 | 0.00050965 | 3.131e-06 | 2.6193e-06 | 0 | 0 | 0 | 1.5161e-05 | 1.3428e-05 | 2.1896e-05 | -6.7451e-05 | -1.5502e-05 | 6.5153e-07 | 9.5211e-07 | 2.405e-07 | 0 | 1.6241e-07 | 3.1549e-06 | 2.7943e-06 | 4.8806e-06
|  | 275.3481 | -0.00090862 | -0.00065865 | 3.131e-06 | 6.5316e-06 | 2.3115e-06 | 0 | 1.561e-06 | 1.5161e-05 | 1.3428e-05 | 2.5012e-05 | 0.00012108 | 0.00014037 | 6.5156e-07 | 9.5046e-07 | 2.4051e-07 | 0 | 1.6242e-07 | 2.8842e-06 | 2.7944e-06 | 4.556e-06
|  | 275.5562 | 0.0020723 | 0.0020077 | 3.131e-06 | 2.603e-06 | 0 | 0 | 0 | 1.2559e-05 | 1.3428e-05 | 1.8774e-05 | 0.00022331 | 0.00024011 | 6.5166e-07 | 9.506e-07 | 2.3738e-07 | 0 | 0 | 2.8847e-06 | 2.7948e-06 | 4.2352e-06
|  | 275.7644 | 7.3582e-05 | 0.00029962 | 3.131e-06 | 6.5316e-06 | 2.281e-06 | 0 | 0 | 1.5161e-05 | 1.3428e-05 | 2.1923e-05 | 8.1866e-05 | 9.9739e-05 | 6.5169e-07 | 9.4249e-07 | 2.3739e-07 | 0 | 0 | 2.8848e-06 | 2.795e-06 | 4.2354e-06
|  | 275.9725 | 0.00071307 | 0.00065876 | 3.131e-06 | 2.5246e-06 | 0 | 0 | 0 | 1.2559e-05 | 1.3428e-05 | 1.8774e-05 | 0.00012909 | 0.00013718 | 6.5172e-07 | 6.6177e-07 | 0 | 0 | 0 | 2.8849e-06 | 2.7951e-06 | 3.9079e-06
|  | 276.1807 | 0.00052731 | 0.00065936 | 3.131e-06 | 3.8339e-06 | 0 | 0 | 0 | 1.5161e-05 | 1.3428e-05 | 1.8774e-05 | 3.096e-05 | 5.6231e-05 | 6.5182e-07 | 7.9815e-07 | 0 | 0 | 0 | 3.1562e-06 | 2.7955e-06 | 3.9084e-06
|  | 276.3888 | -0.00022987 | -0.00011914 | 3.131e-06 | 3.8339e-06 | 0 | 0 | 0 | 1.5161e-05 | 1.3428e-05 | 1.8774e-05 | 0.00011788 | 0.00011232 | 6.5185e-07 | 7.9819e-07 | 0 | 0 | 1.6003e-07 | 3.1564e-06 | 2.7956e-06 | 4.558e-06
|  | 276.597 | 0.0013623 | 0.0011981 | 3.131e-06 | 3.8339e-06 | 0 | 0 | 1.5374e-06 | 1.5161e-05 | 1.3428e-05 | 2.5012e-05 | 0.00013763 | 0.0001372 | 6.5191e-07 | 5.343e-07 | 0 | 0 | 1.6005e-07 | 3.1567e-06 | 2.7959e-06 | 4.8862e-06
|  | 276.8052 | -4.029e-05 | 0.0001198 | 3.131e-06 | 1.2984e-06 | 0 | 0 | 0 | 1.5161e-05 | 1.3428e-05 | 2.1923e-05 | -5.9472e-05 | -3.1181e-05 | 6.5197e-07 | 2.7036e-07 | 0 | 0 | 0 | 3.157e-06 | 2.7962e-06 | 4.2372e-06
|  | 277.0135 | -0.00053092 | -0.00041929 | 3.131e-06 | 1.2984e-06 | 0 | 0 | 0 | 1.5161e-05 | 1.3428e-05 | 1.8774e-05 | 1.1547e-05 | 3.1191e-06 | 6.52e-07 | 6.7022e-07 | 0 | 0 | 1.6253e-07 | 3.1571e-06 | 2.7963e-06 | 4.234e-06
|  | 277.2217 | 0.00064183 | 0.00044924 | 3.131e-06 | 5.1386e-06 | 0 | 0 | 1.561e-06 | 1.5161e-05 | 1.3428e-05 | 2.1891e-05 | 3.9015e-05 | 2.1802e-05 | 5.4154e-07 | 7.991e-07 | 0 | 0 | 1.6254e-07 | 3.1574e-06 | 2.7966e-06 | 4.2345e-06
|  | 277.43 | -0.00026715 | -0.00023987 | 2.0696e-06 | 2.5355e-06 | 0 | 0 | 0 | 1.5161e-05 | 1.3428e-05 | 1.8774e-05 | -1.9762e-05 | -3.1181e-06 | 5.4159e-07 | 9.4426e-07 | 0 | 0 | 0 | 3.1577e-06 | 2.7969e-06 | 4.2354e-06
|  | 277.6383 | 7.7385e-05 | 0.00020993 | 3.131e-06 | 6.5316e-06 | 0 | 0 | 0 | 1.5161e-05 | 1.3428e-05 | 2.1896e-05 | 0.00010184 | 0.00011545 | 6.5219e-07 | 9.5138e-07 | 0 | 0 | 1.6263e-07 | 3.158e-06 | 2.7971e-06 | 4.5604e-06
|  | 277.8465 | 0.00090043 | 0.0008986 | 3.131e-06 | 2.603e-06 | 0 | 0 | 1.5615e-06 | 1.5161e-05 | 1.3428e-05 | 2.1891e-05 | 8.5635e-05 | 9.0486e-05 | 6.5222e-07 | 8.1554e-07 | 0 | 0 | 3.2527e-07 | 3.1582e-06 | 2.7973e-06 | 4.8881e-06
|  | 278.0549 | -7.8245e-05 | -2.9842e-05 | 3.131e-06 | 5.227e-06 | 0 | 0 | 1.5615e-06 | 1.5161e-05 | 1.3428e-05 | 2.504e-05 | 5.4792e-05 | 5.3052e-05 | 4.3671e-07 | 5.4447e-07 | 0 | 0 | 1.6265e-07 | 2.6318e-06 | 2.7975e-06 | 4.5639e-06
|  | 278.2632 | 0.00060425 | 0.00053915 | 1.0615e-06 | 0 | 0 | 0 | 0 | 1.0104e-05 | 1.3428e-05 | 1.8774e-05 | -7.9064e-06 | 3.0779e-06 | 4.3675e-07 | 5.3531e-07 | 0 | 0 | 0 | 2.632e-06 | 2.7978e-06 | 4.2396e-06
|  | 278.4715 | -0.00068015 | -0.0005096 | 3.131e-06 | 5.1386e-06 | 0 | 0 | 0 | 1.5161e-05 | 1.3428e-05 | 2.1923e-05 | -7.0839e-05 | -5.9327e-05 | 6.5238e-07 | 7.9835e-07 | 0 | 0 | 0 | 3.1589e-06 | 2.7979e-06 | 4.5651e-06
|  | 278.6799 | 1.8424e-07 | -5.9865e-05 | 3.131e-06 | 2.5246e-06 | 0 | 0 | 0 | 1.5161e-05 | 1.3428e-05 | 2.1896e-05 | 7.0779e-05 | 5.6249e-05 | 6.5247e-07 | 9.4362e-07 | 5.1743e-07 | 0 | 3.2569e-07 | 3.1594e-06 | 3.2669e-06 | 5.2157e-06
|  | 278.8883 | 0.0006791 | 0.0005997 | 3.131e-06 | 6.5316e-06 | 4.966e-06 | 0 | 3.1257e-06 | 1.5161e-05 | 1.7925e-05 | 2.8161e-05 | -2.7856e-05 | -2.183e-05 | 5.419e-07 | 8.1589e-07 | 5.1746e-07 | 0 | 3.257e-07 | 2.8884e-06 | 3.2671e-06 | 5.5436e-06
|  | 279.0967 | -0.00094644 | -0.00080921 | 2.0696e-06 | 1.2984e-06 | 0 | 0 | 0 | 1.2559e-05 | 1.3428e-05 | 2.504e-05 | -9.0912e-05 | -5.6208e-05 | 5.4193e-07 | 8.1593e-07 | 7.1554e-07 | 4.9449e-07 | 5.0326e-07 | 2.8885e-06 | 3.2672e-06 | 5.5438e-06
|  | 279.3051 | 7.4005e-05 | 0.00026981 | 3.131e-06 | 6.5316e-06 | 6.8667e-06 | 4.7454e-06 | 4.8295e-06 | 1.5161e-05 | 1.7925e-05 | 2.8161e-05 | -2.3996e-05 | 6.2443e-06 | 6.5263e-07 | 6.8073e-07 | 7.1565e-07 | 4.9456e-07 | 5.0333e-07 | 3.1602e-06 | 3.2677e-06 | 5.87e-06
|  | 279.5135 | -0.00030425 | -0.0002099 | 3.131e-06 | 0 | 0 | 0 | 0 | 1.5161e-05 | 1.3428e-05 | 2.8161e-05 | -7.0889e-05 | -5.9342e-05 | 6.5266e-07 | 6.8076e-07 | 5.1758e-07 | 0 | 1.6309e-07 | 3.1603e-06 | 3.73e-06 | 5.8702e-06
|  | 279.722 | -0.00037591 | -0.00035947 | 3.131e-06 | 6.5316e-06 | 4.966e-06 | 0 | 1.5648e-06 | 1.5161e-05 | 2.236e-05 | 2.8161e-05 | 5.1384e-05 | 4.3749e-05 | 6.5272e-07 | 6.8083e-07 | 5.1763e-07 | 0 | 1.6311e-07 | 3.1606e-06 | 3.7303e-06 | 5.5454e-06
|  | 279.9305 | 0.00086887 | 0.00077918 | 3.131e-06 | 0 | 0 | 0 | 0 | 1.5161e-05 | 1.3428e-05 | 2.504e-05 | 0.00011415 | 0.0001124 | 6.5275e-07 | 6.8086e-07 | 7.5861e-07 | 0 | 3.2297e-07 | 3.1608e-06 | 3.7305e-06 | 5.5457e-06
|  | 280.1389 | 0.00022624 | 0.00029911 | 3.131e-06 | 6.5316e-06 | 7.2775e-06 | 0 | 3.0983e-06 | 1.5161e-05 | 2.236e-05 | 2.8161e-05 | 3.5547e-05 | 4.0583e-05 | 6.5285e-07 | 6.8096e-07 | 7.5872e-07 | 0 | 3.2302e-07 | 2.8899e-06 | 3.7311e-06 | 4.8933e-06
|  | 280.3474 | 0.00011472 | 9.0151e-05 | 3.131e-06 | 0 | 0 | 0 | 0 | 1.2559e-05 | 1.3428e-05 | 1.8774e-05 | 5.146e-05 | 5.9405e-05 | 6.5288e-07 | 6.8099e-07 | 7.5486e-07 | 2.4615e-07 | 4.8583e-07 | 2.8901e-06 | 4.2001e-06 | 4.8935e-06
|  | 280.556 | 0.00037886 | 0.00047963 | 3.131e-06 | 6.5316e-06 | 7.2402e-06 | 2.361e-06 | 4.6598e-06 | 1.5161e-05 | 2.6857e-05 | 2.8161e-05 | 7.1204e-05 | 9.0619e-05 | 4.3435e-07 | 6.8102e-07 | 7.549e-07 | 2.4617e-07 | 4.8585e-07 | 2.6343e-06 | 4.2003e-06 | 5.2221e-06
|  | 280.7645 | 0.00030406 | 0.00038949 | 1.0348e-06 | 0 | 0 | 0 | 0 | 1.0104e-05 | 1.3428e-05 | 2.1923e-05 | 7.1484e-05 | 8.7532e-05 | 4.3441e-07 | 6.8112e-07 | 1.0042e-06 | 0 | 6.6394e-07 | 2.6347e-06 | 3.7385e-06 | 5.2228e-06
|  | 280.9731 | 0.00038145 | 0.0004499 | 3.131e-06 | 6.5316e-06 | 9.6297e-06 | 0 | 6.3669e-06 | 1.5161e-05 | 2.2422e-05 | 2.8161e-05 | 6.7178e-05 | 6.8747e-05 | 4.3443e-07 | 6.8115e-07 | 1.0042e-06 | 0 | 6.6397e-07 | 2.6348e-06 | 3.7387e-06 | 5.2231e-06
|  | 281.1816 | 0.00026273 | 0.00020932 | 1.0348e-06 | 0 | 0 | 0 | 0 | 1.0104e-05 | 1.3428e-05 | 2.1923e-05 | 0.00013777 | 0.00012187 | 4.3447e-07 | 6.8122e-07 | 1.2844e-06 | 9.9184e-07 | 6.6689e-07 | 2.6351e-06 | 4.2015e-06 | 5.2236e-06
|  | 281.3902 | 0.0010582 | 0.00095919 | 3.131e-06 | 6.5316e-06 | 1.2315e-05 | 9.51e-06 | 6.3943e-06 | 1.5161e-05 | 2.6857e-05 | 2.8161e-05 | 0.00016173 | 0.00015635 | 5.4523e-07 | 6.8128e-07 | 1.2845e-06 | 9.9194e-07 | 6.6696e-07 | 2.8913e-06 | 4.2019e-06 | 4.8956e-06
|  | 281.5988 | 0.00049236 | 0.00053974 | 2.0963e-06 | 0 | 0 | 0 | 0 | 1.2559e-05 | 1.3428e-05 | 1.8774e-05 | 9.4437e-05 | 0.00011879 | 5.4526e-07 | 6.8132e-07 | 1.2845e-06 | 0 | 8.2735e-07 | 2.8915e-06 | 4.2021e-06 | 4.8959e-06
|  | 281.8075 | 0.000413 | 0.00059911 | 3.131e-06 | 6.5316e-06 | 1.2315e-05 | 0 | 7.9317e-06 | 1.5161e-05 | 2.6857e-05 | 2.8161e-05 | 0.00010619 | 0.00013125 | 3.2663e-07 | 6.8138e-07 | 1.2847e-06 | 0 | 8.2743e-07 | 2.6357e-06 | 4.2025e-06 | 4.8963e-06
|  | 282.0161 | 0.00060492 | 0.00065908 | 0 | 0 | 0 | 0 | 0 | 1.0104e-05 | 1.3428e-05 | 1.8774e-05 | 3.5637e-05 | 6.5648e-05 | 3.2666e-07 | 6.8145e-07 | 1.2848e-06 | 7.435e-07 | 4.8902e-07 | 2.6359e-06 | 3.7403e-06 | 4.8968e-06
|  | 282.2247 | -0.00026334 | -2.9842e-05 | 3.131e-06 | 6.5316e-06 | 1.2315e-05 | 7.1265e-06 | 4.6872e-06 | 1.5161e-05 | 2.2422e-05 | 2.8161e-05 | -3.9798e-05 | -3.0792e-06 | 3.2667e-07 | 6.8148e-07 | 1.2849e-06 | 7.4354e-07 | 4.8904e-07 | 2.3727e-06 | 3.7405e-06 | 4.897e-06
|  | 282.4334 | -0.0001181 | 3.2912e-07 | 0 | 0 | 0 | 0 | 0 | 7.5805e-06 | 1.3428e-05 | 1.8774e-05 | 0.00015708 | 0.00016881 | 3.2672e-07 | 6.8158e-07 | 9.9672e-07 | 9.9001e-07 | 8.2767e-07 | 2.6364e-06 | 4.2037e-06 | 4.8977e-06
|  | 282.6421 | 0.0016235 | 0.0016174 | 3.131e-06 | 6.5316e-06 | 9.5517e-06 | 9.4874e-06 | 7.9317e-06 | 1.7685e-05 | 2.6857e-05 | 2.8161e-05 | 0.00012541 | 0.00016257 | 3.2674e-07 | 6.8161e-07 | 9.9677e-07 | 9.9006e-07 | 8.2771e-07 | 2.9e-06 | 4.2039e-06 | 4.898e-06
|  | 282.8508 | -0.00042174 | -5.9487e-05 | 0 | 0 | 0 | 0 | 0 | 1.0104e-05 | 1.3428e-05 | 1.8774e-05 | -2.7945e-05 | 3.1538e-06 | 3.2675e-07 | 6.8164e-07 | 1.2852e-06 | 0 | 6.6731e-07 | 2.6367e-06 | 3.7348e-06 | 4.5724e-06
|  | 283.0596 | 0.00015396 | 8.9707e-05 | 3.131e-06 | 6.5316e-06 | 1.2315e-05 | 0 | 6.3943e-06 | 1.5161e-05 | 2.236e-05 | 2.504e-05 | 4.7825e-05 | 5.0015e-05 | 4.3759e-07 | 6.8174e-07 | 1.2853e-06 | 0 | 6.674e-07 | 2.9087e-06 | 3.7354e-06 | 4.5731e-06
|  | 283.2683 | 0.00030424 | 0.00038948 | 1.0615e-06 | 0 | 0 | 0 | 0 | 1.2707e-05 | 1.3428e-05 | 1.8774e-05 | 4.1406e-06 | 3.7606e-05 | 4.3761e-07 | 6.8177e-07 | 1.2854e-06 | 2.4644e-07 | 6.4972e-07 | 2.9088e-06 | 4.2049e-06 | 4.8991e-06
|  | 283.4771 | -0.00026457 | -2.92e-05 | 3.131e-06 | 6.5316e-06 | 1.2315e-05 | 2.361e-06 | 6.2246e-06 | 1.5161e-05 | 2.6857e-05 | 2.8161e-05 | 2.7803e-05 | 2.5164e-05 | 5.4568e-07 | 6.8184e-07 | 1.2855e-06 | 2.4646e-07 | 6.4979e-07 | 2.6302e-06 | 4.2054e-06 | 4.8996e-06
|  | 283.6858 | 0.00053091 | 0.00027026 | 2.0963e-06 | 0 | 0 | 0 | 0 | 1.0035e-05 | 1.3428e-05 | 1.8774e-05 | 1.2246e-05 | -6.1173e-06 | 5.457e-07 | 6.8187e-07 | 7.5584e-07 | 2.4892e-07 | 3.3871e-07 | 2.6303e-06 | 3.7361e-06 | 4.8998e-06
|  | 283.8946 | -0.0004136 | -0.00032885 | 3.131e-06 | 6.5316e-06 | 7.2402e-06 | 2.3844e-06 | 3.2445e-06 | 1.5161e-05 | 2.236e-05 | 2.8161e-05 | 2.7414e-05 | 5.6397e-05 | 5.4299e-07 | 6.8197e-07 | 7.5595e-07 | 2.4896e-07 | 3.3875e-07 | 3.1659e-06 | 3.7366e-06 | 5.2265e-06
|  | 284.1035 | 0.00067616 | 0.00086901 | 2.0696e-06 | 0 | 0 | 0 | 0 | 1.5161e-05 | 1.3428e-05 | 2.1896e-05 | 0.0001217 | 0.00015332 | 5.4302e-07 | 6.82e-07 | 1.0055e-06 | 0 | 8.2819e-07 | 3.1661e-06 | 3.7434e-06 | 5.2267e-06
|  | 284.3123 | 0.0004894 | 0.00059939 | 3.131e-06 | 6.5316e-06 | 9.6297e-06 | 0 | 7.9317e-06 | 1.5161e-05 | 2.2422e-05 | 2.8161e-05 | 9.8435e-05 | 0.00013767 | 4.3778e-07 | 6.8203e-07 | 1.0055e-06 | 0 | 8.2823e-07 | 2.6382e-06 | 3.7435e-06 | 4.901e-06
|  | 284.5211 | 0.00045329 | 0.00071904 | 1.0615e-06 | 0 | 0 | 0 | 0 | 1.0104e-05 | 1.3428e-05 | 1.8774e-05 | 0.00011824 | 0.00013138 | 4.3784e-07 | 6.8213e-07 | 7.5931e-07 | 0 | 3.2609e-07 | 2.6386e-06 | 3.2744e-06 | 4.5729e-06
|  | 284.73 | 0.00067893 | 0.00053897 | 3.131e-06 | 6.5316e-06 | 7.2706e-06 | 0 | 3.1224e-06 | 1.5161e-05 | 1.7925e-05 | 2.5012e-05 | 0.00011427 | 0.00010009 | 3.27e-07 | 6.8217e-07 | 7.5935e-07 | 0 | 3.2611e-07 | 2.9105e-06 | 3.2746e-06 | 4.5731e-06
|  | 284.9389 | 0.00041517 | 0.0004194 | 0 | 0 | 0 | 0 | 0 | 1.2707e-05 | 1.3428e-05 | 1.8774e-05 | 2.8149e-05 | 2.1908e-05 | 3.2703e-07 | 6.8223e-07 | 7.6014e-07 | 2.466e-07 | 3.2368e-07 | 2.9108e-06 | 3.2749e-06 | 4.9024e-06
|  | 285.1478 | -0.00014567 | -0.00020965 | 3.131e-06 | 6.5316e-06 | 7.2775e-06 | 2.361e-06 | 3.0989e-06 | 1.5161e-05 | 1.7925e-05 | 2.8161e-05 | 1.9904e-05 | -3.1223e-06 | 6.541e-07 | 8.1789e-07 | 7.6017e-07 | 2.4661e-07 | 3.2369e-07 | 3.1673e-06 | 3.275e-06 | 5.8832e-06
|  | 285.3567 | 0.00033623 | 0.00017976 | 3.131e-06 | 1.2984e-06 | 0 | 0 | 0 | 1.5161e-05 | 1.3428e-05 | 2.8161e-05 | 1.9202e-05 | 1.2496e-05 | 6.542e-07 | 8.18e-07 | 7.1736e-07 | 0 | 4.8681e-07 | 3.1677e-06 | 4.2086e-06 | 5.884e-06
|  | 285.5656 | -0.00015243 | -6.0145e-05 | 3.131e-06 | 6.5316e-06 | 6.8667e-06 | 0 | 4.6598e-06 | 1.5161e-05 | 2.6857e-05 | 2.8161e-05 | -2.0198e-05 | 2.1938e-05 | 4.3801e-07 | 9.4729e-07 | 7.174e-07 | 0 | 4.8683e-07 | 3.1679e-06 | 4.2088e-06 | 5.5582e-06
|  | 285.7746 | -4.0904e-05 | 0.00027012 | 1.0615e-06 | 2.5355e-06 | 0 | 0 | 0 | 1.5161e-05 | 1.3428e-05 | 2.504e-05 | 0.00013766 | 0.00015969 | 4.3803e-07 | 9.4734e-07 | 5.27e-07 | 0 | 0 | 3.168e-06 | 3.2758e-06 | 5.2323e-06
|  | 285.9835 | 0.0013585 | 0.0012583 | 3.131e-06 | 6.5316e-06 | 5.044e-06 | 0 | 0 | 1.5161e-05 | 1.7925e-05 | 2.504e-05 | 0.00012144 | 0.00014094 | 6.5435e-07 | 9.5502e-07 | 5.2707e-07 | 0 | 0 | 2.8966e-06 | 3.2763e-06 | 5.2302e-06
|  | 286.1925 | -0.00019634 | 9.0513e-05 | 3.131e-06 | 2.6077e-06 | 0 | 0 | 0 | 1.2559e-05 | 1.3428e-05 | 2.5012e-05 | -2.0853e-05 | 2.828e-05 | 6.5438e-07 | 8.0949e-07 | 4.7992e-07 | 0 | 1.6066e-07 | 2.8967e-06 | 3.2765e-06 | 5.2276e-06
|  | 286.4015 | -3.2095e-06 | 0.00018011 | 3.131e-06 | 5.1386e-06 | 4.5925e-06 | 0 | 1.5374e-06 | 1.5161e-05 | 1.7925e-05 | 2.5012e-05 | -5.1901e-05 | -9.3151e-06 | 6.5445e-07 | 9.3837e-07 | 4.7996e-07 | 0 | 1.6067e-07 | 3.169e-06 | 3.2768e-06 | 4.9019e-06
|  | 286.6105 | -0.0004934 | -0.00026924 | 3.131e-06 | 3.8402e-06 | 0 | 0 | 0 | 1.5161e-05 | 1.3428e-05 | 2.1891e-05 | -2.4397e-05 | 1.2539e-05 | 6.5448e-07 | 1.084e-06 | 2.384e-07 | 0 | 4.8988e-07 | 3.1691e-06 | 2.8069e-06 | 5.2312e-06
|  | 286.8196 | 0.00025997 | 0.00038921 | 3.131e-06 | 6.5316e-06 | 2.281e-06 | 0 | 4.6872e-06 | 1.5161e-05 | 1.3428e-05 | 2.8161e-05 | 0.00015337 | 0.00016911 | 5.4641e-07 | 9.5655e-07 | 2.3844e-07 | 0 | 4.8995e-07 | 3.1696e-06 | 2.8073e-06 | 5.232e-06
|  | 287.0286 | 0.0012073 | 0.0012286 | 2.0963e-06 | 2.6193e-06 | 0 | 0 | 0 | 1.5161e-05 | 1.3428e-05 | 2.1891e-05 | 9.8918e-05 | 0.0001253 | 5.4643e-07 | 6.741e-07 | 0 | 0 | 3.264e-07 | 3.1697e-06 | 2.8075e-06 | 5.2322e-06
|  | 287.2377 | -0.000261 | -2.9908e-05 | 3.131e-06 | 3.8293e-06 | 0 | 0 | 3.1224e-06 | 1.5161e-05 | 1.3428e-05 | 2.8161e-05 | -3.1316e-05 | -3.1197e-06 | 6.5463e-07 | 6.6423e-07 | 0 | 0 | 3.2642e-07 | 3.1699e-06 | 2.8076e-06 | 5.5622e-06
|  | 287.4468 | -3.8555e-05 | 6.603e-08 | 3.131e-06 | 2.5246e-06 | 0 | 0 | 0 | 1.5161e-05 | 1.3428e-05 | 2.5045e-05 | 8.289e-05 | 8.1454e-05 | 6.5473e-07 | 9.4688e-07 | 0 | 0 | 1.6326e-07 | 3.1703e-06 | 2.808e-06 | 5.563e-06
|  | 287.6559 | 0.00083135 | 0.00077899 | 3.131e-06 | 6.5316e-06 | 0 | 0 | 1.5615e-06 | 1.5161e-05 | 1.3428e-05 | 2.8161e-05 | 7.4887e-05 | 9.7176e-05 | 6.5476e-07 | 9.4692e-07 | 0 | 0 | 1.6327e-07 | 3.1705e-06 | 2.8081e-06 | 5.5627e-06
|  | 287.865 | -0.00011514 | 0.00015039 | 3.131e-06 | 2.5246e-06 | 0 | 0 | 0 | 1.5161e-05 | 1.3428e-05 | 2.504e-05 | 0.00014183 | 0.00017232 | 6.5482e-07 | 9.4701e-07 | 0 | 0 | 0 | 3.1708e-06 | 3.7489e-06 | 5.5632e-06
|  | 288.0741 | 0.0014715 | 0.0014975 | 3.131e-06 | 6.5316e-06 | 0 | 0 | 0 | 1.5161e-05 | 2.2422e-05 | 2.8161e-05 | 0.00015771 | 0.00017226 | 6.5485e-07 | 1.3661e-06 | 0 | 0 | 0 | 3.1709e-06 | 4.2194e-06 | 5.8899e-06
|  | 288.2833 | 3.6664e-05 | 0.00014975 | 3.131e-06 | 6.5316e-06 | 0 | 0 | 0 | 1.5161e-05 | 1.7925e-05 | 2.8161e-05 | -2.8031e-05 | 1.2512e-05 | 6.5495e-07 | 1.3663e-06 | 0 | 0 | 0 | 3.1714e-06 | 3.2793e-06 | 5.5648e-06
|  | 288.4925 | -0.00030467 | -3.0122e-05 | 3.131e-06 | 6.5316e-06 | 0 | 0 | 0 | 1.5161e-05 | 1.3428e-05 | 2.5045e-05 | 3.1488e-05 | 5.0151e-05 | 6.5498e-07 | 1.2381e-06 | 0 | 0 | 1.6327e-07 | 3.1715e-06 | 2.8091e-06 | 5.2391e-06
|  | 288.7017 | 0.00060571 | 0.0005096 | 3.131e-06 | 5.3054e-06 | 0 | 0 | 1.561e-06 | 1.5161e-05 | 1.3428e-05 | 2.5045e-05 | 0.00013798 | 0.00011918 | 6.5501e-07 | 9.6418e-07 | 2.3788e-07 | 0 | 3.2655e-07 | 3.1717e-06 | 3.2796e-06 | 5.5654e-06
|  | 288.9109 | 0.00071343 | 0.00062979 | 3.131e-06 | 3.9124e-06 | 2.2742e-06 | 0 | 1.561e-06 | 1.5161e-05 | 1.7925e-05 | 2.8161e-05 | 0.00012228 | 0.00010663 | 6.551e-07 | 9.4686e-07 | 4.7582e-07 | 0 | 3.266e-07 | 3.1721e-06 | 3.7505e-06 | 5.8922e-06
|  | 289.1201 | 0.00045545 | 0.00038948 | 3.131e-06 | 5.1386e-06 | 2.2742e-06 | 0 | 1.561e-06 | 1.5161e-05 | 1.7925e-05 | 2.8161e-05 | 6.3242e-05 | 6.8973e-05 | 6.5513e-07 | 1.0752e-06 | 2.3792e-07 | 0 | 3.2661e-07 | 3.1723e-06 | 3.2802e-06 | 5.8925e-06
|  | 289.3293 | 0.00014905 | 0.0002698 | 3.131e-06 | 5.1386e-06 | 0 | 0 | 1.561e-06 | 1.5161e-05 | 1.3428e-05 | 2.8161e-05 | 6.2666e-05 | 8.4627e-05 | 6.5517e-07 | 1.221e-06 | 2.3865e-07 | 0 | 5.0523e-07 | 3.1724e-06 | 3.2804e-06 | 5.8928e-06
|  | 289.5386 | 0.00044991 | 0.00053907 | 3.131e-06 | 6.5316e-06 | 2.281e-06 | 0 | 3.268e-06 | 1.5161e-05 | 1.7925e-05 | 2.8161e-05 | 0.00014635 | 0.00014106 | 6.5526e-07 | 1.3669e-06 | 2.3869e-07 | 0 | 3.4197e-07 | 3.1729e-06 | 3.7514e-06 | 5.8936e-06
|  | 289.7479 | 0.00094865 | 0.00080894 | 3.131e-06 | 6.5316e-06 | 0 | 0 | 0 | 1.5161e-05 | 1.7925e-05 | 2.8161e-05 | 5.1856e-05 | 4.0805e-05 | 6.5529e-07 | 1.367e-06 | 0 | 0 | 3.2675e-07 | 3.173e-06 | 4.2222e-06 | 5.8939e-06
|  | 289.9572 | -0.00045311 | -0.00041901 | 3.131e-06 | 6.5316e-06 | 0 | 0 | 3.1224e-06 | 1.5161e-05 | 2.2422e-05 | 2.8161e-05 | 3.9295e-05 | 4.398e-05 | 6.5535e-07 | 1.3671e-06 | 0 | 0 | 4.9014e-07 | 3.1733e-06 | 4.6932e-06 | 5.8945e-06
|  | 290.1665 | 0.00082858 | 0.00083925 | 3.131e-06 | 6.5316e-06 | 0 | 0 | 1.561e-06 | 1.5161e-05 | 2.2422e-05 | 2.8161e-05 | 0.00013421 | 0.00013173 | 6.5542e-07 | 1.3673e-06 | 0 | 0 | 3.2675e-07 | 3.4378e-06 | 5.1578e-06 | 6.2246e-06
|  | 290.3758 | 0.00045372 | 0.00041938 | 3.131e-06 | 6.5316e-06 | 0 | 0 | 1.561e-06 | 1.7685e-05 | 2.6857e-05 | 3.131e-05 | 3.9636e-05 | 4.385e-05 | 6.5545e-07 | 1.2215e-06 | 0 | 0 | 1.6338e-07 | 3.438e-06 | 5.158e-06 | 6.2249e-06
|  | 290.5851 | -7.5042e-05 | -4.444e-07 | 3.131e-06 | 5.1386e-06 | 0 | 0 | 0 | 1.5161e-05 | 2.2422e-05 | 2.8161e-05 | -9.0728e-05 | -5.9612e-05 | 6.5551e-07 | 1.2216e-06 | 5.312e-07 | 0 | 1.634e-07 | 3.1741e-06 | 4.6944e-06 | 5.8959e-06
|  | 290.7945 | -0.00079168 | -0.00056902 | 3.131e-06 | 6.5316e-06 | 5.0745e-06 | 0 | 1.561e-06 | 1.5161e-05 | 2.2422e-05 | 2.8161e-05 | -2.3706e-05 | 6.2966e-06 | 6.5557e-07 | 1.2218e-06 | 5.3125e-07 | 0 | 1.6342e-07 | 3.1744e-06 | 4.6948e-06 | 5.8964e-06
|  | 291.0039 | 0.00056524 | 0.00062917 | 3.131e-06 | 5.1386e-06 | 0 | 0 | 0 | 1.5161e-05 | 2.2422e-05 | 2.8161e-05 | 9.1011e-05 | 9.4096e-05 | 6.556e-07 | 1.2218e-06 | 1.0512e-06 | 0 | 8.3041e-07 | 3.1746e-06 | 5.1593e-06 | 6.5532e-06
|  | 291.2133 | 0.00030406 | 0.0002696 | 3.131e-06 | 6.5316e-06 | 1.004e-05 | 0 | 7.9317e-06 | 1.5161e-05 | 2.6857e-05 | 3.4432e-05 | 2.3998e-05 | 3.7668e-05 | 6.5567e-07 | 1.2219e-06 | 1.0513e-06 | 0 | 8.3049e-07 | 3.1749e-06 | 4.218e-06 | 6.5538e-06
|  | 291.4227 | -7.4858e-05 | 9.0151e-05 | 3.131e-06 | 5.1386e-06 | 0 | 0 | 0 | 1.5161e-05 | 1.3428e-05 | 2.8161e-05 | 3.1813e-05 | 4.3947e-05 | 6.5573e-07 | 1.222e-06 | 4.8091e-07 | 0 | 3.2731e-07 | 3.6965e-06 | 4.2184e-06 | 6.8808e-06
|  | 291.6321 | 0.00037867 | 0.00032953 | 3.131e-06 | 6.5316e-06 | 4.5925e-06 | 0 | 3.1257e-06 | 2.0139e-05 | 2.6857e-05 | 3.7548e-05 | 7.9248e-05 | 7.5327e-05 | 6.5579e-07 | 1.0855e-06 | 4.8095e-07 | 0 | 3.2734e-07 | 3.6968e-06 | 5.6251e-06 | 6.8815e-06
|  | 291.8416 | 0.00037806 | 0.00038976 | 3.131e-06 | 3.8339e-06 | 0 | 0 | 0 | 1.5161e-05 | 2.6857e-05 | 2.8161e-05 | 3.926e-05 | 4.7118e-05 | 6.5582e-07 | 1.0856e-06 | 1.0085e-06 | 0 | 8.3068e-07 | 3.697e-06 | 5.6254e-06 | 6.8818e-06
|  | 292.051 | -3.1955e-06 | 6.0145e-05 | 3.131e-06 | 6.5316e-06 | 9.6297e-06 | 0 | 7.9317e-06 | 2.0139e-05 | 2.6857e-05 | 3.7548e-05 | 3.1468e-05 | 2.5141e-05 | 6.5589e-07 | 1.2223e-06 | 1.0086e-06 | 0 | 8.3076e-07 | 3.6974e-06 | 5.1615e-06 | 7.2094e-06
|  | 292.2605 | 0.00030363 | 0.00017989 | 3.131e-06 | 5.1386e-06 | 0 | 0 | 0 | 1.5161e-05 | 2.2422e-05 | 3.1283e-05 | 3.1805e-05 | 1.8782e-05 | 6.5595e-07 | 1.2225e-06 | 1.29e-06 | 7.4614e-07 | 6.5203e-07 | 3.9703e-06 | 5.162e-06 | 7.2101e-06
|  | 292.47 | 0 | -5.9254e-07 | 3.131e-06 | 6.5316e-06 | 1.2315e-05 | 7.1231e-06 | 6.2246e-06 | 2.2742e-05 | 2.6857e-05 | 3.7548e-05 | 4.349e-05 | 3.1332e-05 | 6.5598e-07 | 9.4869e-07 | 1.29e-06 | 7.4618e-07 | 6.5206e-07 | 3.9705e-06 | 5.6267e-06 | 6.8834e-06
|  | 292.6795 | 0.00041516 | 0.00029969 | 3.131e-06 | 2.5246e-06 | 0 | 0 | 0 | 1.5161e-05 | 2.6857e-05 | 2.8161e-05 | 7.9525e-05 | 6.5948e-05 | 6.5604e-07 | 9.4878e-07 | 1.2901e-06 | 4.9741e-07 | 8.3096e-07 | 3.9709e-06 | 5.6273e-06 | 6.8841e-06
|  | 292.889 | 0.00034392 | 0.00032979 | 3.131e-06 | 6.5316e-06 | 1.2315e-05 | 4.7479e-06 | 7.9317e-06 | 2.2742e-05 | 2.6857e-05 | 3.7548e-05 | 7.9577e-05 | 7.8521e-05 | 4.3647e-07 | 1.0856e-06 | 1.2903e-06 | 4.9746e-07 | 8.3104e-07 | 3.9712e-06 | 5.6278e-06 | 6.8847e-06
|  | 293.0986 | 0.00041558 | 0.00041963 | 1.0348e-06 | 3.8293e-06 | 0 | 0 | 0 | 1.5161e-05 | 2.6857e-05 | 2.8161e-05 | 7.8999e-05 | 7.8547e-05 | 4.365e-07 | 1.0856e-06 | 1.052e-06 | 2.4984e-07 | 8.3108e-07 | 3.9714e-06 | 5.6281e-06 | 6.5585e-06
|  | 293.3082 | 0.00033838 | 0.00033001 | 3.131e-06 | 6.5316e-06 | 1.004e-05 | 2.3844e-06 | 7.9317e-06 | 2.2742e-05 | 2.6857e-05 | 3.4432e-05 | 2.3417e-05 | 3.1437e-05 | 6.562e-07 | 9.6649e-07 | 1.0521e-06 | 2.4986e-07 | 8.3116e-07 | 3.9718e-06 | 5.6286e-06 | 6.5591e-06
|  | 293.5177 | -0.00011491 | -3.0007e-05 | 3.131e-06 | 2.6915e-06 | 0 | 0 | 0 | 1.5161e-05 | 2.6857e-05 | 2.8161e-05 | -2.4085e-05 | -9.4013e-06 | 6.5626e-07 | 9.6658e-07 | 1.2906e-06 | 2.4743e-07 | 6.5234e-07 | 3.9722e-06 | 5.6292e-06 | 6.8864e-06
|  | 293.7273 | -0.00011491 | -5.97e-05 | 3.131e-06 | 6.5316e-06 | 1.2315e-05 | 2.361e-06 | 6.2246e-06 | 2.2742e-05 | 2.6857e-05 | 3.7548e-05 | 3.1533e-05 | 3.77e-05 | 3.2816e-07 | 6.8458e-07 | 1.2907e-06 | 2.4745e-07 | 6.524e-07 | 3.9726e-06 | 4.6936e-06 | 6.887e-06
|  | 293.937 | 0.00041577 | 0.0004194 | 0 | 0 | 0 | 0 | 0 | 1.5161e-05 | 1.7925e-05 | 2.8161e-05 | 3.5442e-05 | 4.7077e-05 | 3.2818e-07 | 6.8461e-07 | 1.0012e-06 | 4.9739e-07 | 8.3136e-07 | 3.9728e-06 | 4.6938e-06 | 6.8874e-06
|  | 294.1466 | -7.7631e-05 | 2.9743e-05 | 3.131e-06 | 6.5316e-06 | 9.5517e-06 | 4.7454e-06 | 7.9317e-06 | 2.2742e-05 | 2.6857e-05 | 3.7548e-05 | 7.4786e-05 | 8.7896e-05 | 5.4515e-07 | 8.1322e-07 | 1.0013e-06 | 4.9743e-07 | 8.3144e-07 | 3.9731e-06 | 4.2229e-06 | 6.888e-06
|  | 294.3562 | 0.00079106 | 0.00080876 | 2.0696e-06 | 1.2262e-06 | 0 | 0 | 0 | 1.5161e-05 | 1.3428e-05 | 2.8161e-05 | 0.00015029 | 0.0001476 | 5.4518e-07 | 8.1326e-07 | 1.2909e-06 | 4.9746e-07 | 8.3148e-07 | 3.7005e-06 | 4.2231e-06 | 6.2315e-06
|  | 294.5659 | 0.00064262 | 0.00059921 | 3.131e-06 | 6.5316e-06 | 1.2315e-05 | 4.7454e-06 | 7.9317e-06 | 2.0139e-05 | 2.6857e-05 | 3.1283e-05 | 2.403e-05 | 2.8294e-05 | 6.5654e-07 | 6.8481e-07 | 1.2911e-06 | 4.9753e-07 | 8.316e-07 | 3.7011e-06 | 4.2237e-06 | 6.2324e-06
|  | 294.7756 | -0.00041343 | -0.00032935 | 3.131e-06 | 0 | 0 | 0 | 0 | 1.5161e-05 | 1.3428e-05 | 2.8161e-05 | -1.5381e-05 | -3.1238e-06 | 6.5657e-07 | 6.8484e-07 | 1.2912e-06 | 7.4747e-07 | 8.3164e-07 | 3.7012e-06 | 4.2239e-06 | 6.8897e-06
|  | 294.9853 | 0.00026673 | 0.00029956 | 3.131e-06 | 6.5316e-06 | 1.2315e-05 | 7.1289e-06 | 7.9317e-06 | 2.0139e-05 | 2.6857e-05 | 3.7548e-05 | -1.0805e-07 | 2.8303e-05 | 4.3682e-07 | 6.8491e-07 | 1.2913e-06 | 7.4754e-07 | 8.3172e-07 | 3.7016e-06 | 4.2243e-06 | 6.8903e-06
|  | 295.195 | -0.00026776 | -2.9645e-05 | 1.0348e-06 | 0 | 0 | 0 | 0 | 1.5161e-05 | 1.3428e-05 | 2.8161e-05 | 1.5502e-05 | 3.4617e-05 | 4.3684e-07 | 6.8494e-07 | 7.2008e-07 | 9.949e-07 | 8.3176e-07 | 3.4371e-06 | 4.2245e-06 | 6.5638e-06
|  | 295.4047 | 0.00041559 | 0.00035975 | 3.131e-06 | 6.5316e-06 | 6.8667e-06 | 9.4874e-06 | 7.9317e-06 | 1.7615e-05 | 2.6857e-05 | 3.4432e-05 | 7.9073e-05 | 6.6018e-05 | 4.3969e-07 | 9.4978e-07 | 7.2014e-07 | 9.9499e-07 | 8.3184e-07 | 3.4374e-06 | 4.2249e-06 | 6.5645e-06
|  | 295.6145 | 0.00033838 | 0.00026975 | 1.0615e-06 | 2.5246e-06 | 0 | 0 | 0 | 1.5161e-05 | 1.3428e-05 | 2.8161e-05 | -8.5411e-06 | 1.2579e-05 | 4.3973e-07 | 9.4987e-07 | 1.2916e-06 | 4.9772e-07 | 8.3191e-07 | 3.9754e-06 | 4.2253e-06 | 6.892e-06
|  | 295.8243 | -0.00041982 | -0.00014982 | 3.131e-06 | 6.5316e-06 | 1.2315e-05 | 4.7454e-06 | 7.9317e-06 | 2.2742e-05 | 2.6857e-05 | 3.7548e-05 | 7.0517e-05 | 0.00010375 | 3.2841e-07 | 6.851e-07 | 1.2917e-06 | 4.9774e-07 | 8.3195e-07 | 3.9756e-06 | 4.2255e-06 | 6.8923e-06
|  | 296.034 | 0.0010921 | 0.001139 | 0 | 0 | 0 | 0 | 0 | 1.5161e-05 | 1.3428e-05 | 2.8161e-05 | 0.00015009 | 0.00016665 | 3.2846e-07 | 6.852e-07 | 1.2919e-06 | 7.4725e-07 | 8.3207e-07 | 3.9762e-06 | 4.2261e-06 | 6.8933e-06
|  | 296.2438 | 0.00033857 | 0.00044964 | 3.131e-06 | 6.5316e-06 | 1.2315e-05 | 7.1231e-06 | 7.9317e-06 | 2.2742e-05 | 2.6857e-05 | 3.7548e-05 | -2.3697e-05 | 9.4889e-06 | 4.3703e-07 | 8.226e-07 | 1.2919e-06 | 7.4728e-07 | 8.3211e-07 | 3.9764e-06 | 4.2263e-06 | 6.8936e-06
|  | 296.4537 | -0.00056445 | -0.00035919 | 1.0348e-06 | 1.3093e-06 | 0 | 0 | 0 | 1.5161e-05 | 1.3428e-05 | 2.8161e-05 | -5.0765e-05 | -4.0852e-05 | 4.3705e-07 | 8.2264e-07 | 1.292e-06 | 0 | 8.3215e-07 | 3.9765e-06 | 4.2265e-06 | 6.8939e-06
|  | 296.6635 | 8.058e-05 | -3.0188e-05 | 3.131e-06 | 6.5316e-06 | 1.2315e-05 | 0 | 7.9317e-06 | 2.2742e-05 | 2.6857e-05 | 3.7548e-05 | -4.298e-05 | -3.4562e-05 | 4.371e-07 | 8.1399e-07 | 1.2921e-06 | 0 | 8.3223e-07 | 3.9769e-06 | 4.2269e-06 | 6.8946e-06
|  | 296.8733 | -0.0004902 | -0.00029921 | 1.0348e-06 | 1.2262e-06 | 0 | 0 | 0 | 1.5161e-05 | 1.3428e-05 | 2.8161e-05 | -1.566e-05 | 6.9053e-08 | 4.3714e-07 | 8.1407e-07 | 1.2922e-06 | 9.9757e-07 | 8.3231e-07 | 3.9773e-06 | 4.2273e-06 | 6.8953e-06
|  | 297.0832 | 0.00034097 | 0.00029987 | 3.131e-06 | 6.5316e-06 | 1.2315e-05 | 9.5066e-06 | 7.9317e-06 | 2.2742e-05 | 2.6857e-05 | 3.7548e-05 | 7.1541e-05 | 7.5494e-05 | 6.5717e-07 | 8.2287e-07 | 1.2924e-06 | 9.9767e-07 | 8.3239e-07 | 3.9777e-06 | 5.165e-06 | 6.8959e-06
|  | 297.2931 | 0.00034073 | 0.0004195 | 3.131e-06 | 1.3093e-06 | 0 | 0 | 0 | 1.5161e-05 | 2.236e-05 | 2.8161e-05 | -3.9189e-06 | 1.8854e-05 | 6.572e-07 | 8.2291e-07 | 7.2066e-07 | 2.4954e-07 | 8.3243e-07 | 3.9779e-06 | 5.1653e-06 | 6.8962e-06
|  | 297.503 | -0.00037807 | -0.00023986 | 3.131e-06 | 6.5316e-06 | 6.8667e-06 | 2.3777e-06 | 7.9317e-06 | 2.2742e-05 | 2.6857e-05 | 3.7548e-05 | 4.3703e-05 | 5.9713e-05 | 3.2863e-07 | 8.2184e-07 | 7.2073e-07 | 2.4956e-07 | 8.3251e-07 | 3.9782e-06 | 4.7003e-06 | 6.8969e-06
|  | 297.7129 | 0.00079444 | 0.00080876 | 0 | 1.2984e-06 | 0 | 0 | 0 | 1.5161e-05 | 1.7925e-05 | 2.8161e-05 | 0.00010714 | 0.00011322 | 3.2866e-07 | 8.2192e-07 | 1.0108e-06 | 2.4783e-07 | 6.534e-07 | 3.9786e-06 | 4.7008e-06 | 6.8976e-06
|  | 297.9229 | 0.00022625 | 0.00026986 | 3.131e-06 | 6.5316e-06 | 9.6297e-06 | 2.361e-06 | 6.2246e-06 | 2.2742e-05 | 2.6857e-05 | 3.7548e-05 | -1.6002e-05 | -3.1225e-06 | 6.5739e-07 | 8.1442e-07 | 1.0109e-06 | 2.4785e-07 | 6.5346e-07 | 3.979e-06 | 5.1733e-06 | 6.8982e-06
|  | 298.1328 | -0.00037867 | -0.00029961 | 3.131e-06 | 1.2262e-06 | 0 | 0 | 0 | 1.5161e-05 | 2.2422e-05 | 2.8161e-05 | 3.8936e-06 | 9.4594e-06 | 6.5742e-07 | 8.1446e-07 | 1.2929e-06 | 2.5023e-07 | 6.6843e-07 | 3.9792e-06 | 5.1736e-06 | 6.8985e-06
|  | 298.3428 | 0.00041576 | 0.00038971 | 3.131e-06 | 6.5316e-06 | 1.2315e-05 | 2.3835e-06 | 6.3669e-06 | 2.2742e-05 | 2.6857e-05 | 3.7548e-05 | -3.9655e-06 | 1.8914e-05 | 5.4881e-07 | 8.145e-07 | 1.2929e-06 | 2.5025e-07 | 6.6846e-07 | 3.9794e-06 | 5.1672e-06 | 6.8989e-06
|  | 298.5528 | -0.00045353 | -0.00020955 | 2.0963e-06 | 1.2262e-06 | 0 | 0 | 0 | 1.5161e-05 | 2.236e-05 | 2.8161e-05 | 1.5625e-05 | 4.0911e-05 | 5.4889e-07 | 8.1461e-07 | 7.7165e-07 | 0 | 8.3287e-07 | 3.98e-06 | 5.168e-06 | 6.8999e-06
|  | 298.7628 | 0.00060233 | 0.00059916 | 3.131e-06 | 6.5316e-06 | 7.3487e-06 | 0 | 7.9317e-06 | 2.2742e-05 | 2.6857e-05 | 3.7548e-05 | 9.9076e-05 | 8.8086e-05 | 5.4611e-07 | 1.0967e-06 | 7.7168e-07 | 0 | 8.3291e-07 | 3.9801e-06 | 5.1748e-06 | 6.9002e-06
|  | 298.9728 | 0.00034116 | 0.00023967 | 2.0696e-06 | 3.9124e-06 | 0 | 0 | 0 | 1.5161e-05 | 2.2422e-05 | 2.8161e-05 | 0.00013525 | 0.00014157 | 5.4617e-07 | 1.0968e-06 | 5.29e-07 | 2.4831e-07 | 4.8937e-07 | 3.4495e-06 | 5.1753e-06 | 5.915e-06
|  | 299.1828 | 0.00094668 | 0.0011084 | 3.131e-06 | 6.5316e-06 | 5.0372e-06 | 2.3644e-06 | 4.6598e-06 | 1.7685e-05 | 2.6857e-05 | 2.8161e-05 | 0.00029012 | 0.00029575 | 5.4622e-07 | 1.2345e-06 | 5.2905e-07 | 2.4833e-07 | 4.8942e-07 | 3.4498e-06 | 5.6415e-06 | 5.9156e-06
|  | 299.3929 | 0.0018156 | 0.0017075 | 2.0696e-06 | 5.2223e-06 | 0 | 0 | 0 | 1.5161e-05 | 2.6857e-05 | 2.8161e-05 | 0.00026178 | 0.0002486 | 5.4624e-07 | 1.2346e-06 | 7.6867e-07 | 0 | 6.538e-07 | 3.45e-06 | 5.6418e-06 | 6.9018e-06
|  | 299.603 | 0.00067677 | 0.00065931 | 3.131e-06 | 6.5316e-06 | 7.3182e-06 | 0 | 6.2246e-06 | 1.7685e-05 | 2.6857e-05 | 3.7548e-05 | 9.4586e-05 | 0.00011019 | 6.578e-07 | 1.3722e-06 | 7.6874e-07 | 0 | 6.5386e-07 | 3.4503e-06 | 5.6423e-06 | 6.9025e-06
|  | 299.8131 | 0.00022366 | 0.00038971 | 3.131e-06 | 6.5316e-06 | 0 | 0 | 0 | 1.5161e-05 | 2.6857e-05 | 2.8161e-05 | 5.9333e-05 | 7.8725e-05 | 6.5783e-07 | 1.3723e-06 | 8.1193e-07 | 0 | 3.2801e-07 | 3.4505e-06 | 5.6426e-06 | 6.2441e-06
|  | 300.0232 | 0.00034115 | 0.0003597 | 3.131e-06 | 6.5316e-06 | 7.729e-06 | 0 | 3.1224e-06 | 1.7685e-05 | 2.6857e-05 | 3.1278e-05 | 2.8003e-05 | 4.7264e-05 | 6.5792e-07 | 1.3725e-06 | 8.1205e-07 | 0 | 3.2806e-07 | 3.451e-06 | 5.1775e-06 | 6.245e-06
|  | 300.2333 | -7.4619e-05 | 9.0151e-05 | 3.131e-06 | 6.5316e-06 | 0 | 0 | 0 | 1.5161e-05 | 2.2422e-05 | 2.8161e-05 | 3.9496e-05 | 5.3549e-05 | 6.5795e-07 | 1.3726e-06 | 5.2998e-07 | 0 | 4.8995e-07 | 3.709e-06 | 5.1778e-06 | 6.2487e-06
|  | 300.4434 | 0.00045052 | 0.0004195 | 3.131e-06 | 6.5316e-06 | 5.044e-06 | 0 | 4.6631e-06 | 2.0139e-05 | 2.6857e-05 | 3.131e-05 | 3.9453e-05 | 3.151e-05 | 6.5798e-07 | 1.0892e-06 | 5.3e-07 | 0 | 6.54e-07 | 3.9744e-06 | 5.6439e-06 | 6.5799e-06
|  | 300.6536 | -7.5042e-05 | -0.00011961 | 3.131e-06 | 3.8339e-06 | 0 | 0 | 1.561e-06 | 1.7685e-05 | 2.6857e-05 | 3.131e-05 | -4.7681e-05 | -3.7754e-05 | 6.5808e-07 | 1.0893e-06 | 1.0038e-06 | 0 | 9.9758e-07 | 3.975e-06 | 5.6447e-06 | 6.9088e-06
|  | 300.8638 | -0.00037867 | -0.00023964 | 3.131e-06 | 6.5316e-06 | 9.5517e-06 | 0 | 7.9317e-06 | 2.0139e-05 | 2.6857e-05 | 3.4432e-05 | 5.9695e-05 | 6.9271e-05 | 6.5811e-07 | 1.2265e-06 | 1.0038e-06 | 0 | 8.3358e-07 | 3.9751e-06 | 5.645e-06 | 6.9063e-06
|  | 301.074 | 0.00094669 | 0.00089877 | 3.131e-06 | 5.1386e-06 | 0 | 0 | 0 | 1.7685e-05 | 2.6857e-05 | 3.1283e-05 | 9.1323e-05 | 8.8119e-05 | 6.5817e-07 | 1.2266e-06 | 1.0553e-06 | 0 | 5.0795e-07 | 4.249e-06 | 5.6455e-06 | 7.2345e-06
|  | 301.2842 | -7.7815e-05 | -6.0375e-05 | 3.131e-06 | 6.5316e-06 | 1.004e-05 | 0 | 4.8328e-06 | 2.2742e-05 | 2.6857e-05 | 3.7548e-05 | -3.5598e-07 | 6.2561e-06 | 6.582e-07 | 1.3731e-06 | 1.0554e-06 | 0 | 5.0798e-07 | 4.2492e-06 | 5.6458e-06 | 7.2377e-06
|  | 301.4944 | 7.4428e-05 | 0.00011989 | 3.131e-06 | 6.5316e-06 | 0 | 0 | 0 | 1.7685e-05 | 2.6857e-05 | 3.131e-05 | -5.5894e-05 | -3.4626e-05 | 6.5827e-07 | 1.3732e-06 | 5.2523e-07 | 0 | 6.5433e-07 | 3.9916e-06 | 5.6463e-06 | 7.2384e-06
|  | 301.7046 | -0.00060614 | -0.00044929 | 3.131e-06 | 6.5316e-06 | 4.9965e-06 | 0 | 6.2246e-06 | 2.0287e-05 | 2.6857e-05 | 3.7548e-05 | -0.00016289 | -0.00013857 | 6.5833e-07 | 1.2362e-06 | 5.2528e-07 | 0 | 6.5439e-07 | 3.7267e-06 | 5.6469e-06 | 6.9081e-06
|  | 301.9149 | -0.00094331 | -0.00086876 | 3.131e-06 | 5.227e-06 | 0 | 0 | 0 | 1.5161e-05 | 2.6857e-05 | 2.8161e-05 | -7.5988e-06 | -6.2905e-06 | 6.5836e-07 | 1.2362e-06 | 2.9049e-07 | 0 | 1.6417e-07 | 3.4533e-06 | 5.6472e-06 | 5.9215e-06
|  | 302.1252 | 0.00087103 | 0.00080893 | 3.131e-06 | 6.5316e-06 | 2.763e-06 | 0 | 1.5615e-06 | 1.7685e-05 | 2.6857e-05 | 2.8161e-05 | 9.9475e-05 | 9.7661e-05 | 6.5842e-07 | 1.3735e-06 | 8.2015e-07 | 0 | 3.2871e-07 | 3.4536e-06 | 5.6477e-06 | 5.9221e-06
|  | 302.3354 | 7.5042e-05 | 0.00011989 | 3.131e-06 | 6.5316e-06 | 5.0372e-06 | 0 | 1.5648e-06 | 1.5161e-05 | 2.6857e-05 | 2.8161e-05 | 1.9683e-05 | 2.5232e-05 | 6.5848e-07 | 1.3737e-06 | 1.3024e-06 | 0 | 4.9323e-07 | 3.7275e-06 | 5.6482e-06 | 6.582e-06
|  | 302.5457 | 0.00011214 | 0.00012006 | 3.131e-06 | 6.5316e-06 | 7.3487e-06 | 0 | 3.1257e-06 | 2.0287e-05 | 2.6857e-05 | 3.4432e-05 | 0.0001312 | 0.00011342 | 6.5855e-07 | 1.3738e-06 | 7.7282e-07 | 0 | 9.987e-07 | 4.5251e-06 | 5.6488e-06 | 7.5698e-06
|  | 302.7561 | 0.0011354 | 0.00095842 | 3.131e-06 | 6.5316e-06 | 0 | 0 | 6.3707e-06 | 2.2742e-05 | 2.6857e-05 | 3.7548e-05 | 8.3823e-05 | 7.8768e-05 | 6.5858e-07 | 1.3739e-06 | 5.3368e-07 | 0 | 6.7001e-07 | 4.5098e-06 | 5.649e-06 | 7.239e-06
|  | 302.9664 | -0.00033838 | -0.00020945 | 3.131e-06 | 6.5316e-06 | 5.0745e-06 | 0 | 0 | 2.0139e-05 | 2.6857e-05 | 3.1283e-05 | -5.1268e-05 | -3.1485e-05 | 6.5864e-07 | 1.374e-06 | 5.3373e-07 | 0 | 1.6418e-07 | 4.2365e-06 | 5.6496e-06 | 6.5807e-06
|  | 303.1768 | -0.00014905 | -8.9888e-05 | 3.131e-06 | 6.5316e-06 | 0 | 0 | 1.561e-06 | 2.0139e-05 | 2.6857e-05 | 3.1283e-05 | 0 | 2.2508e-08 | 6.5867e-07 | 1.3741e-06 | 0 | 0 | 3.2838e-07 | 3.9785e-06 | 5.6498e-06 | 6.581e-06
|  | 303.3872 | 0.00014905 | 9.0102e-05 | 3.131e-06 | 6.5316e-06 | 0 | 0 | 1.561e-06 | 1.7685e-05 | 2.6857e-05 | 3.1283e-05 | 1.5971e-05 | 1.263e-05 | 6.5877e-07 | 1.3743e-06 | 2.9067e-07 | 0 | 4.9269e-07 | 3.7209e-06 | 5.6506e-06 | 6.5819e-06
|  | 303.5976 | 2.7654e-06 | 2.9957e-05 | 3.131e-06 | 6.5316e-06 | 2.763e-06 | 0 | 3.1224e-06 | 1.7685e-05 | 2.6857e-05 | 3.1283e-05 | 2.4093e-05 | 2.8386e-05 | 6.588e-07 | 1.3743e-06 | 5.8136e-07 | 0 | 6.5699e-07 | 3.7211e-06 | 5.6509e-06 | 6.9135e-06
|  | 303.808 | 0.00022625 | 0.00023986 | 3.131e-06 | 6.5316e-06 | 2.763e-06 | 0 | 3.1224e-06 | 1.7685e-05 | 2.6857e-05 | 3.4432e-05 | 2.7687e-05 | 2.8382e-05 | 6.5883e-07 | 1.3744e-06 | 5.3389e-07 | 0 | 8.3703e-07 | 3.9795e-06 | 5.6512e-06 | 7.2452e-06
|  | 304.0184 | 3.691e-05 | 2.9908e-05 | 3.131e-06 | 6.5316e-06 | 2.3115e-06 | 0 | 4.8333e-06 | 2.0139e-05 | 2.6857e-05 | 3.4432e-05 | -1.6083e-05 | -1.8939e-05 | 6.5889e-07 | 1.3745e-06 | 2.4321e-07 | 0 | 5.0856e-07 | 3.7143e-06 | 5.6517e-06 | 6.5861e-06
|  | 304.2288 | -0.00018976 | -0.0002099 | 3.131e-06 | 6.5316e-06 | 0 | 0 | 0 | 1.5161e-05 | 2.6857e-05 | 2.8161e-05 | 3.1907e-05 | 3.1538e-05 | 6.5895e-07 | 1.3747e-06 | 4.8327e-07 | 0 | 5.0573e-07 | 3.7302e-06 | 5.6523e-06 | 6.5862e-06
|  | 304.4393 | 0.00049297 | 0.0005096 | 3.131e-06 | 6.5316e-06 | 4.5925e-06 | 0 | 4.8059e-06 | 2.0287e-05 | 2.6857e-05 | 3.4427e-05 | 9.1733e-05 | 8.5161e-05 | 6.5902e-07 | 1.3748e-06 | 4.8332e-07 | 0 | 6.7011e-07 | 4.27e-06 | 5.6528e-06 | 6.5868e-06
|  | 304.6498 | 0.00037868 | 0.00029961 | 3.131e-06 | 6.5316e-06 | 0 | 0 | 1.5615e-06 | 2.0287e-05 | 2.6857e-05 | 2.8161e-05 | -3.8839e-06 | 0 | 6.5905e-07 | 1.3748e-06 | 0 | 2.5024e-07 | 4.9296e-07 | 3.9964e-06 | 5.6531e-06 | 6.2557e-06
|  | 304.8603 | -0.00041559 | -0.00029961 | 3.131e-06 | 6.5316e-06 | 0 | 2.3777e-06 | 3.1224e-06 | 1.7685e-05 | 2.6857e-05 | 3.1278e-05 | -2.8054e-05 | -1.2637e-05 | 6.5911e-07 | 9.5322e-07 | 0 | 2.5026e-07 | 3.2865e-07 | 3.4572e-06 | 5.1869e-06 | 6.2563e-06
|  | 305.0708 | 0.00014905 | 0.00017955 | 3.131e-06 | 2.5246e-06 | 0 | 0 | 0 | 1.5161e-05 | 2.2422e-05 | 2.8161e-05 | -5.5596e-05 | -4.0995e-05 | 6.5917e-07 | 9.5331e-07 | 5.3024e-07 | 2.4853e-07 | 3.2868e-07 | 3.4575e-06 | 5.1874e-06 | 6.2603e-06
|  | 305.2813 | -0.0006772 | -0.00056899 | 3.131e-06 | 6.5316e-06 | 5.0372e-06 | 2.361e-06 | 3.1224e-06 | 1.7685e-05 | 2.6857e-05 | 3.131e-05 | -3.7044e-06 | 9.4902e-06 | 6.592e-07 | 1.3752e-06 | 8.2112e-07 | 2.4854e-07 | 3.287e-07 | 3.4577e-06 | 5.1876e-06 | 6.2606e-06
|  | 305.4918 | 0.00064201 | 0.00065914 | 3.131e-06 | 6.5316e-06 | 2.763e-06 | 0 | 0 | 1.5161e-05 | 2.2422e-05 | 2.8161e-05 | 6.364e-05 | 6.9427e-05 | 6.5927e-07 | 1.3753e-06 | 1.348e-06 | 0 | 6.7031e-07 | 3.9904e-06 | 5.1881e-06 | 6.5898e-06
|  | 305.7024 | -3.7525e-05 | 3.1253e-07 | 3.131e-06 | 6.5316e-06 | 1.004e-05 | 0 | 6.3669e-06 | 2.2742e-05 | 2.6857e-05 | 3.4432e-05 | 8.1284e-06 | 1.5852e-05 | 6.5933e-07 | 1.2288e-06 | 1.0572e-06 | 0 | 6.7037e-07 | 3.9908e-06 | 5.1886e-06 | 6.9191e-06
|  | 305.913 | 0.00011473 | 0.00015025 | 3.131e-06 | 5.1386e-06 | 0 | 0 | 0 | 1.5161e-05 | 2.2422e-05 | 3.1283e-05 | 8.7874e-05 | 8.8355e-05 | 6.5936e-07 | 1.2288e-06 | 1.0057e-06 | 0 | 8.3517e-07 | 3.9909e-06 | 5.1888e-06 | 7.2476e-06
|  | 306.1236 | 0.00071982 | 0.00068887 | 3.131e-06 | 6.5316e-06 | 9.5517e-06 | 0 | 7.9317e-06 | 2.2742e-05 | 2.6857e-05 | 3.7548e-05 | 7.185e-05 | 6.6249e-05 | 6.5942e-07 | 1.2289e-06 | 1.0058e-06 | 0 | 8.3525e-07 | 3.9913e-06 | 5.6563e-06 | 7.2512e-06
|  | 306.3342 | -3.7518e-05 | -5.975e-05 | 3.131e-06 | 5.1386e-06 | 0 | 0 | 0 | 1.5161e-05 | 2.6857e-05 | 3.131e-05 | -1.5697e-05 | -1.2575e-05 | 6.5949e-07 | 1.229e-06 | 1.0535e-06 | 0 | 6.5554e-07 | 3.9917e-06 | 5.6568e-06 | 7.2519e-06
|  | 306.5448 | -0.00011153 | -5.9651e-05 | 3.131e-06 | 6.5316e-06 | 1.0003e-05 | 0 | 6.2246e-06 | 2.2742e-05 | 2.6857e-05 | 3.7548e-05 | 3.2044e-05 | 2.8428e-05 | 6.5955e-07 | 1.0918e-06 | 1.0536e-06 | 0 | 6.5561e-07 | 4.532e-06 | 5.6574e-06 | 7.2525e-06
|  | 306.7554 | 0.00041577 | 0.00032956 | 3.131e-06 | 3.8339e-06 | 0 | 0 | 0 | 2.0287e-05 | 2.6857e-05 | 3.131e-05 | 1.9898e-05 | 2.525e-05 | 6.5958e-07 | 1.0918e-06 | 1.2971e-06 | 5.0159e-07 | 8.3544e-07 | 4.5322e-06 | 5.6576e-06 | 7.2529e-06
|  | 306.9661 | -0.00022686 | -8.9839e-05 | 3.131e-06 | 6.5316e-06 | 1.2315e-05 | 4.7621e-06 | 7.9317e-06 | 2.2742e-05 | 2.6857e-05 | 3.7548e-05 | 5.9496e-05 | 7.5752e-05 | 6.5961e-07 | 1.0919e-06 | 1.2972e-06 | 5.0162e-07 | 8.3548e-07 | 4.251e-06 | 5.1908e-06 | 7.2504e-06
|  | 307.1768 | 0.00079168 | 0.00080899 | 3.131e-06 | 3.8339e-06 | 0 | 0 | 0 | 1.7615e-05 | 2.2422e-05 | 3.1283e-05 | 7.945e-05 | 8.5233e-05 | 6.5971e-07 | 1.092e-06 | 1.0578e-06 | 4.9781e-07 | 8.356e-07 | 4.2516e-06 | 5.1916e-06 | 7.2514e-06
|  | 307.3875 | -3.7525e-05 | 4.9434e-08 | 3.131e-06 | 6.5316e-06 | 1.004e-05 | 4.7253e-06 | 7.9317e-06 | 2.2742e-05 | 2.6857e-05 | 3.7548e-05 | 2.7789e-05 | 2.5239e-05 | 6.5974e-07 | 9.5412e-07 | 1.0578e-06 | 4.9784e-07 | 8.3564e-07 | 3.9932e-06 | 5.1852e-06 | 6.9229e-06
|  | 307.5982 | 0.00030129 | 0.00023951 | 3.131e-06 | 2.5246e-06 | 0 | 0 | 0 | 1.5161e-05 | 2.236e-05 | 2.8161e-05 | 9.1549e-05 | 8.5233e-05 | 6.598e-07 | 9.5421e-07 | 1.2975e-06 | 4.9929e-07 | 8.3572e-07 | 3.9936e-06 | 5.1857e-06 | 6.5951e-06
|  | 307.8089 | 0.00056759 | 0.00056942 | 3.131e-06 | 6.5316e-06 | 1.2315e-05 | 4.7386e-06 | 7.9317e-06 | 2.2742e-05 | 2.6857e-05 | 3.4432e-05 | 9.9708e-05 | 9.7872e-05 | 6.5983e-07 | 1.3765e-06 | 1.2976e-06 | 4.9931e-07 | 8.3576e-07 | 4.7925e-06 | 5.6598e-06 | 7.2562e-06
|  | 308.0197 | 0.00037867 | 0.00035942 | 3.131e-06 | 6.5316e-06 | 0 | 0 | 0 | 2.2742e-05 | 2.6857e-05 | 3.4432e-05 | 1.9952e-05 | 1.2612e-05 | 6.5989e-07 | 1.3766e-06 | 1.2977e-06 | 4.9972e-07 | 6.5595e-07 | 4.793e-06 | 5.6603e-06 | 7.5853e-06
|  | 308.2304 | -0.00018934 | -0.00023974 | 3.131e-06 | 6.5316e-06 | 1.2315e-05 | 4.742e-06 | 6.2246e-06 | 2.2742e-05 | 2.6857e-05 | 3.7548e-05 | 0.00012334 | 0.00010733 | 3.2998e-07 | 9.5559e-07 | 1.2978e-06 | 4.9976e-07 | 6.5601e-07 | 3.9945e-06 | 4.7196e-06 | 6.9252e-06
|  | 308.4412 | 0.0013597 | 0.0012582 | 0 | 2.5355e-06 | 0 | 0 | 0 | 1.5161e-05 | 1.7925e-05 | 2.8161e-05 | 0.0001433 | 0.0001358 | 3.2999e-07 | 9.5564e-07 | 1.0582e-06 | 5.0014e-07 | 6.7393e-07 | 3.9947e-06 | 4.7198e-06 | 6.9255e-06
|  | 308.652 | 7.0166e-09 | 3.0286e-05 | 3.131e-06 | 6.5316e-06 | 1.004e-05 | 4.7454e-06 | 6.3943e-06 | 2.2742e-05 | 2.6857e-05 | 3.7548e-05 | 5.9872e-05 | 4.7375e-05 | 4.391e-07 | 9.5458e-07 | 1.0583e-06 | 5.0019e-07 | 6.7399e-07 | 3.9951e-06 | 5.1876e-06 | 6.9261e-06
|  | 308.8628 | 0.00056801 | 0.00041917 | 1.0348e-06 | 2.5246e-06 | 0 | 0 | 0 | 1.5161e-05 | 2.236e-05 | 2.8161e-05 | 9.1638e-05 | 7.5751e-05 | 4.3914e-07 | 9.5467e-07 | 1.0151e-06 | 7.4947e-07 | 6.5617e-07 | 3.9955e-06 | 5.1881e-06 | 6.9268e-06
|  | 309.0736 | 0.00030129 | 0.00029942 | 3.131e-06 | 6.5316e-06 | 9.6297e-06 | 7.1097e-06 | 6.2246e-06 | 2.2742e-05 | 2.6857e-05 | 3.7548e-05 | -1.2114e-05 | 6.2974e-06 | 3.3009e-07 | 8.1787e-07 | 1.0152e-06 | 7.4954e-07 | 6.5623e-07 | 3.9959e-06 | 4.7212e-06 | 6.9275e-06
|  | 309.2845 | -0.0004162 | -0.00023969 | 0 | 1.2262e-06 | 0 | 0 | 0 | 1.5161e-05 | 1.7925e-05 | 2.8161e-05 | -1.5759e-05 | -1.2611e-05 | 3.301e-07 | 8.1791e-07 | 1.2983e-06 | 7.516e-07 | 8.3624e-07 | 3.9961e-06 | 4.7214e-06 | 6.9278e-06
|  | 309.4953 | 0.00026672 | 0.00012008 | 3.131e-06 | 6.5316e-06 | 1.2315e-05 | 7.1289e-06 | 7.9317e-06 | 2.2742e-05 | 2.6857e-05 | 3.7548e-05 | 2.3875e-05 | 9.5021e-06 | 4.4205e-07 | 8.2675e-07 | 1.2985e-06 | 7.5167e-07 | 8.3632e-07 | 3.9964e-06 | 5.6635e-06 | 6.9284e-06
|  | 309.7062 | -4.029e-05 | -2.9957e-05 | 1.0615e-06 | 1.3093e-06 | 0 | 0 | 0 | 1.5161e-05 | 2.6857e-05 | 2.8161e-05 | 2.7787e-05 | 1.5801e-05 | 4.4208e-07 | 8.2679e-07 | 1.2985e-06 | 7.5109e-07 | 8.3636e-07 | 3.9966e-06 | 5.6638e-06 | 6.9288e-06
|  | 309.9171 | 0.00030381 | 0.00017981 | 3.131e-06 | 6.5316e-06 | 1.2315e-05 | 7.1231e-06 | 7.9317e-06 | 2.2742e-05 | 2.6857e-05 | 3.7548e-05 | 4.378e-05 | 2.8458e-05 | 3.3018e-07 | 9.5503e-07 | 1.2986e-06 | 7.5116e-07 | 8.3644e-07 | 3.997e-06 | 5.1967e-06 | 6.9294e-06
|  | 310.128 | 0.00011135 | 9.0053e-05 | 0 | 2.5246e-06 | 0 | 0 | 0 | 1.5161e-05 | 2.2422e-05 | 2.8161e-05 | 0.00012406 | 0.00011063 | 3.3021e-07 | 9.5512e-07 | 1.2988e-06 | 2.5147e-07 | 8.3651e-07 | 3.9974e-06 | 5.1972e-06 | 6.9301e-06
|  | 310.339 | 0.001065 | 0.00095889 | 3.131e-06 | 6.5316e-06 | 1.2315e-05 | 2.3844e-06 | 7.9317e-06 | 2.2742e-05 | 2.6857e-05 | 3.7548e-05 | 0.00014405 | 0.00012643 | 3.3023e-07 | 6.8889e-07 | 1.2988e-06 | 2.5149e-07 | 8.3655e-07 | 3.9976e-06 | 4.7232e-06 | 6.9304e-06
|  | 310.5499 | 0.00030086 | 0.00023986 | 0 | 0 | 0 | 0 | 0 | 1.5161e-05 | 1.7925e-05 | 2.8161e-05 | 7.1633e-05 | 4.7421e-05 | 3.3026e-07 | 6.8896e-07 | 1.299e-06 | 2.5151e-07 | 8.3663e-07 | 3.998e-06 | 4.7236e-06 | 6.9311e-06
|  | 310.7609 | 0.00037825 | 0.00020972 | 3.131e-06 | 6.5316e-06 | 1.2315e-05 | 2.3844e-06 | 7.9317e-06 | 2.2742e-05 | 2.6857e-05 | 3.7548e-05 | 0.00013122 | 9.1678e-05 | 3.3029e-07 | 9.565e-07 | 1.2991e-06 | 2.5153e-07 | 8.3671e-07 | 3.9983e-06 | 4.7241e-06 | 6.9317e-06
|  | 310.9718 | 0.00086568 | 0.00065936 | 0 | 2.5355e-06 | 0 | 0 | 0 | 1.5161e-05 | 1.7925e-05 | 2.8161e-05 | 8.3431e-05 | 6.9592e-05 | 3.3032e-07 | 9.5659e-07 | 1.2992e-06 | 7.5148e-07 | 6.567e-07 | 3.9987e-06 | 4.7245e-06 | 6.9324e-06
|  | 311.1828 | -7.4858e-05 | 2.7985e-07 | 3.131e-06 | 6.5316e-06 | 1.2315e-05 | 7.1231e-06 | 6.2246e-06 | 2.2742e-05 | 2.6857e-05 | 3.7548e-05 | 5.205e-05 | 5.6942e-05 | 5.515e-07 | 9.5548e-07 | 1.2993e-06 | 7.5152e-07 | 6.5673e-07 | 3.9989e-06 | 5.1926e-06 | 7.5938e-06
|  | 311.3938 | 0.0005682 | 0.00053943 | 2.0963e-06 | 2.5246e-06 | 0 | 0 | 0 | 1.5161e-05 | 2.236e-05 | 3.4427e-05 | 0.00011984 | 0.0001012 | 5.5156e-07 | 9.5557e-07 | 1.2994e-06 | 7.5159e-07 | 8.3691e-07 | 3.9993e-06 | 5.1931e-06 | 7.5945e-06
|  | 311.6049 | 0.00056759 | 0.00041971 | 3.131e-06 | 6.5316e-06 | 1.2315e-05 | 7.1231e-06 | 7.9317e-06 | 2.2742e-05 | 2.6857e-05 | 3.7548e-05 | 8.3364e-05 | 6.639e-05 | 5.5158e-07 | 1.0938e-06 | 1.2994e-06 | 7.5163e-07 | 8.3695e-07 | 3.9995e-06 | 5.6678e-06 | 6.9337e-06
|  | 311.8159 | 0.00022244 | 0.00020945 | 2.0963e-06 | 3.8339e-06 | 0 | 0 | 0 | 1.5161e-05 | 2.6857e-05 | 2.8161e-05 | 0.00010731 | 9.4805e-05 | 5.5163e-07 | 1.0939e-06 | 1.2996e-06 | 5.0254e-07 | 8.3703e-07 | 3.9999e-06 | 5.6684e-06 | 6.9344e-06
|  | 312.027 | 0.00079444 | 0.00068892 | 3.131e-06 | 6.5316e-06 | 1.2315e-05 | 4.7621e-06 | 7.9317e-06 | 2.2742e-05 | 2.6857e-05 | 3.7548e-05 | 0.00013959 | 0.00010435 | 5.5169e-07 | 8.2704e-07 | 1.2997e-06 | 5.0259e-07 | 8.3711e-07 | 4.2666e-06 | 5.6689e-06 | 6.935e-06
|  | 312.238 | 0.00052815 | 0.00029982 | 2.0963e-06 | 1.3046e-06 | 0 | 0 | 0 | 1.7685e-05 | 2.6857e-05 | 2.8161e-05 | 7.5618e-05 | 5.0622e-05 | 5.5171e-07 | 8.2708e-07 | 1.2998e-06 | 7.504e-07 | 8.3715e-07 | 4.2668e-06 | 5.6692e-06 | 6.9353e-06
|  | 312.4491 | 0.0001883 | 0.00017981 | 3.131e-06 | 6.5316e-06 | 1.2315e-05 | 7.1097e-06 | 7.9317e-06 | 2.2742e-05 | 2.6857e-05 | 3.7548e-05 | 7.1957e-05 | 6.011e-05 | 4.3972e-07 | 9.7355e-07 | 1.2999e-06 | 7.5047e-07 | 8.3723e-07 | 4.0008e-06 | 4.2523e-06 | 6.936e-06
|  | 312.6603 | 0.0004934 | 0.00038966 | 1.0348e-06 | 2.6915e-06 | 0 | 0 | 0 | 1.5161e-05 | 1.3428e-05 | 2.8161e-05 | 6.3859e-05 | 6.0138e-05 | 4.3977e-07 | 9.7364e-07 | 1.0166e-06 | 7.5195e-07 | 8.3731e-07 | 4.0012e-06 | 4.2527e-06 | 6.9367e-06
|  | 312.8714 | 0.00011152 | 0.00018002 | 3.131e-06 | 6.5316e-06 | 9.6297e-06 | 7.1231e-06 | 7.9317e-06 | 2.2742e-05 | 2.6857e-05 | 3.7548e-05 | 4.383e-05 | 3.1676e-05 | 5.5187e-07 | 8.1904e-07 | 1.0167e-06 | 7.5202e-07 | 8.3739e-07 | 4.2607e-06 | 5.2026e-06 | 6.9373e-06
|  | 313.0825 | 0.00030363 | 0.00012001 | 2.0963e-06 | 1.2262e-06 | 0 | 0 | 0 | 1.7615e-05 | 2.2422e-05 | 2.8161e-05 | 4.4124e-05 | 1.5858e-05 | 5.519e-07 | 8.1908e-07 | 1.3002e-06 | 2.4927e-07 | 8.3743e-07 | 4.2609e-06 | 5.2029e-06 | 6.6086e-06
|  | 313.2937 | 0.00011429 | 3.0188e-05 | 3.131e-06 | 6.5316e-06 | 1.2315e-05 | 2.361e-06 | 7.9317e-06 | 2.2742e-05 | 2.6857e-05 | 3.4432e-05 | 2.8096e-05 | 1.9126e-08 | 3.3059e-07 | 9.662e-07 | 1.3002e-06 | 2.4928e-07 | 8.3747e-07 | 4.0019e-06 | 4.2535e-06 | 6.6089e-06
|  | 313.5049 | 0.00015181 | -3.0007e-05 | 0 | 2.6193e-06 | 0 | 0 | 0 | 1.5161e-05 | 1.3428e-05 | 2.8161e-05 | 0.00013205 | 7.5927e-05 | 3.3064e-07 | 9.6634e-07 | 1.0169e-06 | 0 | 6.7275e-07 | 4.0025e-06 | 4.2541e-06 | 6.939e-06
|  | 313.7161 | 0.0010987 | 0.00074901 | 3.131e-06 | 6.5316e-06 | 9.6297e-06 | 0 | 6.3707e-06 | 2.2742e-05 | 2.6857e-05 | 3.7548e-05 | 0.00011213 | 6.9607e-05 | 5.5203e-07 | 1.1123e-06 | 1.0169e-06 | 0 | 6.7278e-07 | 4.2692e-06 | 5.1975e-06 | 6.9393e-06
|  | 313.9273 | -3.6903e-05 | -8.9888e-05 | 2.0963e-06 | 4.0008e-06 | 0 | 0 | 0 | 1.7685e-05 | 2.236e-05 | 2.8161e-05 | 7.2082e-05 | 4.4311e-05 | 5.5208e-07 | 1.1124e-06 | 1.3006e-06 | 5.0118e-07 | 8.377e-07 | 4.2696e-06 | 5.198e-06 | 6.9399e-06
|  | 314.1385 | 0.0007194 | 0.00050944 | 3.131e-06 | 6.5316e-06 | 1.2315e-05 | 4.7454e-06 | 7.9317e-06 | 2.2742e-05 | 2.6857e-05 | 3.7548e-05 | 0.00012384 | 7.5981e-05 | 5.5211e-07 | 1.2419e-06 | 1.3007e-06 | 5.0121e-07 | 8.3774e-07 | 4.0033e-06 | 4.7299e-06 | 7.27e-06
|  | 314.3497 | 0.0004531 | 0.00020995 | 2.0963e-06 | 5.227e-06 | 0 | 0 | 0 | 1.5161e-05 | 1.7925e-05 | 3.1283e-05 | 2.3625e-05 | -3.0792e-06 | 5.5216e-07 | 1.2421e-06 | 1.3008e-06 | 0 | 8.3782e-07 | 4.0036e-06 | 4.7303e-06 | 7.2707e-06
|  | 314.561 | -0.00022944 | -0.0002391 | 3.131e-06 | 6.5316e-06 | 1.2315e-05 | 0 | 7.9317e-06 | 2.2742e-05 | 2.6857e-05 | 3.7548e-05 | 0.00010728 | 9.5031e-05 | 6.6152e-07 | 1.38e-06 | 1.3009e-06 | 0 | 8.379e-07 | 4.2706e-06 | 5.1992e-06 | 6.9416e-06
|  | 314.7723 | 0.001245 | 0.0011387 | 3.131e-06 | 6.5316e-06 | 0 | 0 | 0 | 1.7685e-05 | 2.236e-05 | 2.8161e-05 | 0.00015935 | 0.00012979 | 6.6155e-07 | 1.3801e-06 | 1.301e-06 | 0 | 5.1056e-07 | 4.2708e-06 | 5.1995e-06 | 6.9419e-06
|  | 314.9836 | 0.00026334 | 8.9888e-05 | 3.131e-06 | 6.5316e-06 | 1.2315e-05 | 0 | 4.8328e-06 | 2.2742e-05 | 2.6857e-05 | 3.7548e-05 | 0.00014749 | 0.0001076 | 6.6162e-07 | 1.243e-06 | 1.3011e-06 | 0 | 5.1061e-07 | 4.0046e-06 | 5.6751e-06 | 7.2724e-06
|  | 315.1949 | 0.0011326 | 0.00092856 | 3.131e-06 | 5.2333e-06 | 0 | 0 | 0 | 1.5161e-05 | 2.6857e-05 | 3.1283e-05 | 0.00018357 | 0.00012662 | 6.6168e-07 | 1.2431e-06 | 7.7722e-07 | 5.0142e-07 | 6.7565e-07 | 3.7456e-06 | 5.6756e-06 | 7.2731e-06
|  | 315.4062 | 0.00060468 | 0.00026975 | 3.131e-06 | 6.5316e-06 | 7.3555e-06 | 4.7454e-06 | 6.3943e-06 | 2.0287e-05 | 2.6857e-05 | 3.7548e-05 | 5.1709e-05 | 1.2685e-05 | 6.6171e-07 | 1.2332e-06 | 7.7726e-07 | 5.0144e-07 | 6.7569e-07 | 4.0208e-06 | 5.6759e-06 | 7.2734e-06
|  | 315.6175 | -0.00011533 | -0.0001497 | 3.131e-06 | 5.1386e-06 | 0 | 0 | 0 | 1.7763e-05 | 2.6857e-05 | 3.1283e-05 | 6.3526e-05 | 4.7485e-05 | 6.6177e-07 | 1.2333e-06 | 1.3014e-06 | 2.4951e-07 | 6.7285e-07 | 4.2805e-06 | 5.6764e-06 | 6.9413e-06
|  | 315.8289 | 0.00071645 | 0.00059903 | 3.131e-06 | 6.5316e-06 | 1.2315e-05 | 2.361e-06 | 6.3669e-06 | 2.2742e-05 | 2.6857e-05 | 3.44e-05 | 0.00013154 | 0.00010131 | 6.6183e-07 | 1.3807e-06 | 1.3015e-06 | 2.4953e-07 | 6.7292e-07 | 4.2727e-06 | 5.677e-06 | 7.2743e-06
|  | 316.0403 | 0.00052815 | 0.00035957 | 3.131e-06 | 6.5316e-06 | 0 | 0 | 0 | 1.7685e-05 | 2.6857e-05 | 3.4427e-05 | 7.1467e-05 | 4.1166e-05 | 6.6187e-07 | 1.3807e-06 | 2.4431e-07 | 0 | 4.9542e-07 | 4.2729e-06 | 5.6772e-06 | 7.6074e-06
|  | 316.2517 | 0.00014801 | 2.9908e-05 | 3.131e-06 | 6.5316e-06 | 2.3115e-06 | 0 | 4.6872e-06 | 2.2742e-05 | 2.6857e-05 | 3.7548e-05 | 5.5673e-05 | 2.8526e-05 | 6.6193e-07 | 1.3809e-06 | 2.4434e-07 | 0 | 6.6052e-07 | 4.0065e-06 | 5.6778e-06 | 6.9459e-06
|  | 316.4631 | 0.00037867 | 0.00023995 | 3.131e-06 | 6.5316e-06 | 0 | 0 | 1.5615e-06 | 1.5161e-05 | 2.6857e-05 | 2.8161e-05 | 8.7887e-05 | 6.6587e-05 | 6.6199e-07 | 1.381e-06 | 7.7759e-07 | 0 | 6.5768e-07 | 4.0069e-06 | 5.6783e-06 | 6.6165e-06
|  | 316.6745 | 0.00045268 | 0.00038992 | 3.131e-06 | 6.5316e-06 | 7.3555e-06 | 0 | 4.6598e-06 | 2.2742e-05 | 2.6857e-05 | 3.4427e-05 | 0.00012366 | 9.1953e-05 | 6.6202e-07 | 1.2338e-06 | 7.7762e-07 | 0 | 4.9263e-07 | 4.0071e-06 | 5.2098e-06 | 6.6168e-06
|  | 316.886 | 0.00071706 | 0.00047986 | 3.131e-06 | 5.1386e-06 | 0 | 0 | 0 | 1.5161e-05 | 2.2422e-05 | 2.8161e-05 | 0.00013583 | 8.2437e-05 | 6.6209e-07 | 1.2339e-06 | 4.8557e-07 | 2.5139e-07 | 1.6509e-07 | 3.2059e-06 | 5.2103e-06 | 6.2845e-06
|  | 317.0974 | 0.00056758 | 0.00029984 | 3.131e-06 | 6.5316e-06 | 4.5925e-06 | 2.3777e-06 | 1.5615e-06 | 1.5161e-05 | 2.6857e-05 | 3.1278e-05 | -7.9805e-06 | -2.5362e-05 | 6.6215e-07 | 1.3813e-06 | 4.8561e-07 | 2.5142e-07 | 1.6511e-07 | 3.2062e-06 | 5.6796e-06 | 6.2851e-06
|  | 317.3089 | -0.00064305 | -0.00053969 | 3.131e-06 | 6.5316e-06 | 0 | 0 | 0 | 1.5161e-05 | 2.6857e-05 | 2.8161e-05 | -6.8e-05 | -7.2891e-05 | 6.6218e-07 | 1.3814e-06 | 7.2612e-07 | 0 | 4.9316e-07 | 3.4659e-06 | 5.6799e-06 | 6.2859e-06
|  | 317.5204 | 0 | -0.00014962 | 3.131e-06 | 6.5316e-06 | 6.8667e-06 | 0 | 4.6636e-06 | 1.7615e-05 | 2.6857e-05 | 3.1283e-05 | 4.0002e-05 | 2.2198e-05 | 6.6224e-07 | 1.2342e-06 | 7.2619e-07 | 0 | 4.932e-07 | 3.7415e-06 | 5.6805e-06 | 6.6167e-06
|  | 317.7319 | 0.00037825 | 0.00035952 | 3.131e-06 | 5.1386e-06 | 0 | 0 | 0 | 1.7763e-05 | 2.6857e-05 | 3.1283e-05 | 8.7879e-05 | 7.2849e-05 | 6.6227e-07 | 1.2342e-06 | 2.4052e-07 | 0 | 5.1077e-07 | 4.0242e-06 | 5.6807e-06 | 6.2868e-06
|  | 317.9434 | 0.00045268 | 0.0003293 | 3.131e-06 | 6.5316e-06 | 2.2742e-06 | 0 | 4.8295e-06 | 2.0287e-05 | 2.6857e-05 | 2.8161e-05 | 0.00010802 | 8.2386e-05 | 5.5289e-07 | 1.3817e-06 | 2.4054e-07 | 0 | 6.7597e-07 | 3.7493e-06 | 5.6813e-06 | 5.9573e-06
|  | 318.155 | 0.00056863 | 0.00044962 | 2.0963e-06 | 6.5316e-06 | 0 | 0 | 1.5615e-06 | 1.5161e-05 | 2.6857e-05 | 2.8161e-05 | 0.00014809 | 0.00011414 | 5.5294e-07 | 1.3818e-06 | 0 | 0 | 4.9587e-07 | 3.7341e-06 | 5.6818e-06 | 5.9578e-06
|  | 318.3665 | 0.00083135 | 0.0006294 | 3.131e-06 | 6.5316e-06 | 0 | 0 | 3.1263e-06 | 2.0139e-05 | 2.6857e-05 | 2.8161e-05 | 8.7949e-05 | 5.3906e-05 | 6.6246e-07 | 1.382e-06 | 0 | 0 | 3.3073e-07 | 4.0014e-06 | 5.6823e-06 | 6.6212e-06
|  | 318.5781 | 0 | -0.00011985 | 3.131e-06 | 6.5316e-06 | 0 | 0 | 0 | 1.7685e-05 | 2.6857e-05 | 3.4427e-05 | 9.6524e-05 | 5.7048e-05 | 6.6249e-07 | 1.382e-06 | 4.8192e-07 | 0 | 0 | 3.4749e-06 | 5.6826e-06 | 6.9547e-06
|  | 318.7897 | 0.00091236 | 0.00065908 | 3.131e-06 | 6.5316e-06 | 4.5552e-06 | 0 | 0 | 1.5161e-05 | 2.6857e-05 | 3.131e-05 | 0.00013269 | 8.2408e-05 | 5.5307e-07 | 1.3822e-06 | 4.8196e-07 | 0 | 0 | 3.2082e-06 | 5.6831e-06 | 6.2924e-06
|  | 319.0013 | 0.00034176 | 0.0001198 | 2.0963e-06 | 6.5316e-06 | 0 | 0 | 0 | 1.5161e-05 | 2.6857e-05 | 2.8161e-05 | 7.6165e-05 | 4.1235e-05 | 5.531e-07 | 1.3822e-06 | 2.4136e-07 | 0 | 4.9305e-07 | 3.7508e-06 | 5.6834e-06 | 6.6225e-06
|  | 319.2129 | 0.00037807 | 0.00026991 | 3.131e-06 | 6.5316e-06 | 2.281e-06 | 0 | 4.6598e-06 | 2.0287e-05 | 2.6857e-05 | 3.4427e-05 | 2.816e-05 | 9.5346e-06 | 6.6265e-07 | 1.3824e-06 | 4.8276e-07 | 0 | 6.5834e-07 | 4.2779e-06 | 5.6839e-06 | 6.9563e-06
|  | 319.4246 | -0.00011195 | -0.00017981 | 3.131e-06 | 6.5316e-06 | 2.281e-06 | 0 | 1.5615e-06 | 2.0139e-05 | 2.6857e-05 | 3.131e-05 | -5.1923e-05 | -5.7096e-05 | 6.6271e-07 | 1.3825e-06 | 2.414e-07 | 0 | 1.6525e-07 | 3.9956e-06 | 5.6845e-06 | 6.6271e-06
|  | 319.6362 | -0.00037867 | -0.0003597 | 3.131e-06 | 6.5316e-06 | 0 | 0 | 0 | 1.7615e-05 | 2.6857e-05 | 3.131e-05 | 3.6106e-05 | 9.5238e-06 | 6.6274e-07 | 1.3826e-06 | 4.821e-07 | 0 | 5.1113e-07 | 4.2712e-06 | 5.6848e-06 | 6.9573e-06
|  | 319.8479 | 0.00071982 | 0.00044969 | 3.131e-06 | 6.5316e-06 | 4.5552e-06 | 0 | 4.8295e-06 | 2.2742e-05 | 2.6857e-05 | 3.4427e-05 | 0.00012807 | 8.5628e-05 | 6.6281e-07 | 1.3827e-06 | 7.2285e-07 | 0 | 6.7645e-07 | 4.5544e-06 | 5.6853e-06 | 7.2849e-06
|  | 320.0596 | 0.0004902 | 0.00035931 | 3.131e-06 | 6.5316e-06 | 2.2742e-06 | 0 | 1.5615e-06 | 2.0287e-05 | 2.6857e-05 | 3.44e-05 | 8.0124e-05 | 4.7548e-05 | 6.6287e-07 | 1.3828e-06 | 1.0186e-06 | 0 | 3.3058e-07 | 4.5548e-06 | 5.6858e-06 | 7.6161e-06
|  | 320.2713 | 0.00026672 | 8.9872e-05 | 3.131e-06 | 6.5316e-06 | 7.3487e-06 | 0 | 1.5615e-06 | 2.2742e-05 | 2.6857e-05 | 3.7548e-05 | 0.00010053 | 4.7604e-05 | 6.6293e-07 | 1.3829e-06 | 1.5567e-06 | 0 | 3.3056e-07 | 4.8151e-06 | 5.6864e-06 | 7.9501e-06
|  | 320.483 | 0.00068292 | 0.0003598 | 3.131e-06 | 6.5316e-06 | 7.3555e-06 | 0 | 1.561e-06 | 2.2742e-05 | 2.6857e-05 | 3.7548e-05 | 9.5915e-05 | 4.7614e-05 | 6.6296e-07 | 1.383e-06 | 1.7982e-06 | 0 | 8.2426e-07 | 4.8153e-06 | 5.6866e-06 | 7.6206e-06
|  | 320.6948 | 0.00022305 | 8.9938e-05 | 3.131e-06 | 6.5316e-06 | 9.6297e-06 | 0 | 6.2246e-06 | 2.2742e-05 | 2.6857e-05 | 3.4432e-05 | 9.5561e-05 | 5.3973e-05 | 6.6299e-07 | 1.3831e-06 | 1.261e-06 | 0 | 8.218e-07 | 4.2801e-06 | 5.6869e-06 | 6.6271e-06
|  | 320.9065 | 0.00067953 | 0.00041985 | 3.131e-06 | 6.5316e-06 | 2.281e-06 | 0 | 1.5374e-06 | 1.7685e-05 | 2.6857e-05 | 2.8161e-05 | 0.00011241 | 6.034e-05 | 6.6306e-07 | 1.3832e-06 | 7.2385e-07 | 0 | 3.2807e-07 | 4.2806e-06 | 5.6874e-06 | 5.9637e-06
|  | 321.1183 | 0.00038205 | 0.00015002 | 3.131e-06 | 6.5316e-06 | 4.5552e-06 | 0 | 1.561e-06 | 2.2742e-05 | 2.6857e-05 | 2.8161e-05 | 0.00010874 | 5.3952e-05 | 6.6312e-07 | 1.3833e-06 | 4.8237e-07 | 0 | 1.653e-07 | 4.5409e-06 | 5.688e-06 | 6.2977e-06
|  | 321.3301 | 0.00064479 | 0.00035947 | 3.131e-06 | 6.5316e-06 | 0 | 0 | 0 | 2.0139e-05 | 2.6857e-05 | 3.131e-05 | 8.4071e-05 | 4.4415e-05 | 6.6318e-07 | 1.3835e-06 | 7.7503e-07 | 2.5004e-07 | 5.0892e-07 | 4.5413e-06 | 5.6885e-06 | 7.2925e-06
|  | 321.5419 | 0.00014905 | 5.9914e-05 | 3.131e-06 | 6.5316e-06 | 7.3182e-06 | 2.361e-06 | 4.8054e-06 | 2.2742e-05 | 2.6857e-05 | 3.7548e-05 | 5.5891e-05 | 2.2215e-05 | 6.6321e-07 | 1.3835e-06 | 7.7507e-07 | 2.5005e-07 | 5.0894e-07 | 4.5415e-06 | 5.6888e-06 | 7.9535e-06
|  | 321.7537 | 0.00037867 | 0.00014984 | 3.131e-06 | 6.5316e-06 | 0 | 0 | 0 | 2.0139e-05 | 2.6857e-05 | 3.7548e-05 | 1.6145e-05 | -1.9014e-05 | 6.6328e-07 | 1.3837e-06 | 5.3354e-07 | 0 | 5.1154e-07 | 4.5419e-06 | 5.6893e-06 | 7.9543e-06
|  | 321.9655 | -0.00022625 | -0.00032935 | 3.131e-06 | 6.5316e-06 | 5.0372e-06 | 0 | 4.8295e-06 | 2.2742e-05 | 2.6857e-05 | 3.7548e-05 | 5.1946e-05 | 1.2718e-05 | 6.6334e-07 | 1.3838e-06 | 5.3359e-07 | 0 | 5.1159e-07 | 4.5424e-06 | 5.6899e-06 | 7.2913e-06
|  | 322.1774 | 0.00071663 | 0.00044941 | 3.131e-06 | 6.5316e-06 | 0 | 0 | 0 | 2.0139e-05 | 2.6857e-05 | 3.1283e-05 | 0.00013182 | 8.5688e-05 | 6.6337e-07 | 1.3839e-06 | 1.3046e-06 | 0 | 4.9364e-07 | 4.5426e-06 | 5.6901e-06 | 7.2917e-06
|  | 322.3893 | 0.00052772 | 0.00035947 | 3.131e-06 | 6.5316e-06 | 1.2315e-05 | 0 | 4.6598e-06 | 2.2742e-05 | 2.6857e-05 | 3.7548e-05 | 9.9958e-05 | 5.396e-05 | 6.6343e-07 | 1.384e-06 | 1.3047e-06 | 0 | 4.9368e-07 | 4.0156e-06 | 5.2209e-06 | 7.2923e-06
|  | 322.6012 | 0.00041577 | 0.00014985 | 3.131e-06 | 6.5316e-06 | 0 | 0 | 0 | 1.5161e-05 | 2.2422e-05 | 3.1283e-05 | 0.00014406 | 8.5741e-05 | 6.6346e-07 | 1.3841e-06 | 8.2212e-07 | 0 | 4.9661e-07 | 3.7401e-06 | 5.2211e-06 | 6.6289e-06
|  | 322.8131 | 0.00094391 | 0.0006594 | 3.131e-06 | 6.5316e-06 | 7.7595e-06 | 0 | 4.6872e-06 | 2.0139e-05 | 2.6857e-05 | 3.1283e-05 | 0.00012435 | 8.251e-05 | 4.4423e-07 | 1.1072e-06 | 8.2219e-07 | 0 | 4.9666e-07 | 4.0079e-06 | 5.2216e-06 | 6.2987e-06
|  | 323.025 | 0.00022962 | 0.00011929 | 1.0615e-06 | 3.9177e-06 | 0 | 0 | 0 | 1.7685e-05 | 2.2422e-05 | 2.8161e-05 | 6.055e-05 | 3.4889e-05 | 4.4428e-07 | 1.1073e-06 | 1.0205e-06 | 0 | 4.9421e-07 | 4.284e-06 | 5.2221e-06 | 6.9633e-06
|  | 323.2369 | 0.00034176 | 0.00020995 | 3.131e-06 | 6.5316e-06 | 9.6297e-06 | 0 | 4.6636e-06 | 2.2742e-05 | 2.6857e-05 | 3.7548e-05 | 0.00010426 | 6.0374e-05 | 4.443e-07 | 1.0985e-06 | 1.0205e-06 | 0 | 4.9423e-07 | 4.0167e-06 | 5.6923e-06 | 6.9636e-06
|  | 323.4489 | 0.00064202 | 0.00035975 | 1.0615e-06 | 3.8339e-06 | 0 | 0 | 0 | 1.5161e-05 | 2.6857e-05 | 2.8161e-05 | 8.3842e-05 | 3.1773e-05 | 4.4434e-07 | 1.0986e-06 | 1.0206e-06 | 0 | 4.9677e-07 | 3.7413e-06 | 5.6928e-06 | 6.6305e-06
|  | 323.6608 | 0.00014905 | -5.9964e-05 | 3.131e-06 | 6.5316e-06 | 9.6297e-06 | 0 | 4.6872e-06 | 2.0139e-05 | 2.6857e-05 | 3.44e-05 | 6.7464e-05 | 6.3472e-06 | 6.6374e-07 | 1.2464e-06 | 1.0207e-06 | 0 | 4.9682e-07 | 4.0092e-06 | 5.2167e-06 | 6.6311e-06
|  | 323.8728 | 0.00048744 | 0.00011985 | 3.131e-06 | 5.227e-06 | 0 | 0 | 0 | 1.7685e-05 | 2.236e-05 | 2.8161e-05 | 8.7811e-05 | 2.8602e-05 | 6.6378e-07 | 1.2464e-06 | 1.0125e-06 | 0 | 4.9685e-07 | 4.2852e-06 | 5.2169e-06 | 6.9652e-06
|  | 324.0848 | 0.00034097 | 0.00014998 | 3.131e-06 | 6.5316e-06 | 9.5517e-06 | 0 | 4.6872e-06 | 2.2742e-05 | 2.6857e-05 | 3.7548e-05 | 9.2383e-05 | 3.8184e-05 | 5.5414e-07 | 1.2372e-06 | 1.0126e-06 | 0 | 4.9689e-07 | 4.2856e-06 | 4.7473e-06 | 7.6306e-06
|  | 324.2969 | 0.00053049 | 0.00021021 | 2.0962e-06 | 5.1386e-06 | 0 | 0 | 0 | 1.7685e-05 | 1.7925e-05 | 3.4432e-05 | 0.00011219 | 5.4009e-05 | 5.5419e-07 | 1.2373e-06 | 1.3056e-06 | 5.0311e-07 | 8.4092e-07 | 4.286e-06 | 4.7478e-06 | 7.6314e-06
|  | 324.5089 | 0.00052772 | 0.00029921 | 3.131e-06 | 6.5316e-06 | 1.2315e-05 | 4.7454e-06 | 7.9317e-06 | 2.2742e-05 | 2.6857e-05 | 3.7548e-05 | 6.424e-05 | 1.5846e-05 | 6.6393e-07 | 1.2373e-06 | 1.3057e-06 | 5.0313e-07 | 8.4096e-07 | 4.2862e-06 | 5.2248e-06 | 6.9669e-06
|  | 324.7209 | 7.8176e-05 | -0.00014975 | 3.131e-06 | 5.1386e-06 | 0 | 0 | 0 | 1.7685e-05 | 2.2422e-05 | 2.8161e-05 | 6.8519e-05 | 9.5365e-06 | 6.64e-07 | 1.2375e-06 | 1.0211e-06 | 2.5034e-07 | 8.4104e-07 | 4.2866e-06 | 5.2253e-06 | 6.9675e-06
|  | 324.933 | 0.00056801 | 0.00023969 | 3.131e-06 | 6.5316e-06 | 9.6297e-06 | 2.361e-06 | 7.9317e-06 | 2.2742e-05 | 2.6857e-05 | 3.7548e-05 | 9.2494e-05 | 3.177e-05 | 5.543e-07 | 1.2552e-06 | 1.0211e-06 | 2.5036e-07 | 8.4108e-07 | 4.0192e-06 | 4.7487e-06 | 6.9679e-06
|  | 325.1451 | 0.00030425 | 5.9914e-05 | 2.0963e-06 | 5.3054e-06 | 0 | 0 | 0 | 1.5161e-05 | 1.7925e-05 | 2.8161e-05 | 8.825e-05 | 1.2683e-05 | 5.5435e-07 | 1.2553e-06 | 1.306e-06 | 7.554e-07 | 8.4115e-07 | 4.0196e-06 | 4.7491e-06 | 6.9685e-06
|  | 325.3572 | 0.00052791 | 5.9684e-05 | 3.131e-06 | 6.5316e-06 | 1.2315e-05 | 7.1231e-06 | 7.9317e-06 | 2.2742e-05 | 2.6857e-05 | 3.7548e-05 | 0.00015212 | 7.3077e-05 | 5.5441e-07 | 1.1077e-06 | 1.3061e-06 | 7.5547e-07 | 8.4123e-07 | 4.2876e-06 | 5.6968e-06 | 7.2997e-06
|  | 325.5693 | 0.0009064 | 0.00062933 | 2.0963e-06 | 3.9124e-06 | 0 | 0 | 0 | 1.7685e-05 | 2.6857e-05 | 3.1278e-05 | 0.00010012 | 4.7681e-05 | 5.5446e-07 | 1.1078e-06 | 1.3062e-06 | 0 | 8.4131e-07 | 4.288e-06 | 5.6974e-06 | 7.3004e-06
|  | 325.7815 | 3.7525e-05 | -0.00017981 | 3.131e-06 | 6.5316e-06 | 1.2315e-05 | 0 | 7.9317e-06 | 2.2742e-05 | 2.6857e-05 | 3.7548e-05 | 5.2063e-05 | 1.273e-05 | 6.6425e-07 | 9.6896e-07 | 1.3063e-06 | 0 | 8.4135e-07 | 4.2882e-06 | 5.2206e-06 | 6.9702e-06
|  | 325.9936 | 0.00045329 | 0.00029982 | 3.131e-06 | 2.603e-06 | 0 | 0 | 0 | 1.7685e-05 | 2.236e-05 | 2.8161e-05 | 0.0001762 | 0.00011449 | 6.6428e-07 | 9.6901e-07 | 1.3063e-06 | 2.5081e-07 | 8.4139e-07 | 4.2884e-06 | 5.2209e-06 | 6.9705e-06
|  | 326.2058 | 0.0012077 | 0.00077941 | 3.131e-06 | 6.5316e-06 | 1.2315e-05 | 2.3644e-06 | 7.9317e-06 | 2.2742e-05 | 2.6857e-05 | 3.7548e-05 | 0.00014028 | 7e-05 | 6.6437e-07 | 1.0997e-06 | 1.3065e-06 | 2.5085e-07 | 8.4151e-07 | 4.0213e-06 | 5.2283e-06 | 7.3056e-06
|  | 326.418 | 0.00011448 | -0.00011963 | 3.131e-06 | 3.8339e-06 | 0 | 0 | 0 | 1.5161e-05 | 2.2422e-05 | 3.131e-05 | 4.8297e-05 | 3.1959e-06 | 6.644e-07 | 1.0998e-06 | 1.0613e-06 | 7.5638e-07 | 8.4155e-07 | 4.0215e-06 | 5.2285e-06 | 7.3059e-06
|  | 326.6302 | 0.00034073 | 0.00014975 | 3.131e-06 | 6.5316e-06 | 1.0003e-05 | 7.1289e-06 | 7.9317e-06 | 2.2742e-05 | 2.6857e-05 | 3.7548e-05 | 0.00012432 | 7.6313e-05 | 4.4484e-07 | 9.6091e-07 | 1.0614e-06 | 7.5641e-07 | 8.4159e-07 | 4.0216e-06 | 5.2288e-06 | 6.9721e-06
|  | 326.8424 | 0.00083093 | 0.00056947 | 1.0615e-06 | 2.5246e-06 | 0 | 0 | 0 | 1.5161e-05 | 2.2422e-05 | 2.8161e-05 | 1.9982e-05 | -2.5417e-05 | 4.4491e-07 | 9.6105e-07 | 1.0136e-06 | 5.0358e-07 | 6.7565e-07 | 4.0222e-06 | 5.2295e-06 | 6.9731e-06
|  | 327.0546 | -0.00064263 | -0.00080898 | 3.131e-06 | 6.5316e-06 | 9.5517e-06 | 4.7454e-06 | 6.3669e-06 | 2.2742e-05 | 2.6857e-05 | 3.7548e-05 | 4.4395e-05 | -9.5284e-06 | 4.4491e-07 | 9.7053e-07 | 1.0136e-06 | 5.0358e-07 | 6.7565e-07 | 4.0222e-06 | 5.7001e-06 | 7.3039e-06
|  | 327.2668 | 0.001061 | 0.00071919 | 1.0615e-06 | 2.614e-06 | 0 | 0 | 0 | 1.5161e-05 | 2.6857e-05 | 3.1278e-05 | 0.00016076 | 9.8589e-05 | 4.4497e-07 | 9.7067e-07 | 1.307e-06 | 7.5699e-07 | 8.4183e-07 | 4.0228e-06 | 5.7009e-06 | 7.3049e-06
|  | 327.4791 | 0.00045372 | 0.00020972 | 3.131e-06 | 6.5316e-06 | 1.2315e-05 | 7.1323e-06 | 7.9317e-06 | 2.2742e-05 | 2.6857e-05 | 3.7548e-05 | 0.00010815 | 5.4065e-05 | 4.4216e-07 | 9.6123e-07 | 1.3071e-06 | 7.5702e-07 | 8.4187e-07 | 4.023e-06 | 4.2759e-06 | 6.9744e-06
|  | 327.6914 | 0.00056524 | 0.00029965 | 1.0348e-06 | 2.5246e-06 | 0 | 0 | 0 | 1.5161e-05 | 1.3428e-05 | 2.8161e-05 | 0.00017267 | 9.86e-05 | 4.422e-07 | 9.6132e-07 | 1.3072e-06 | 5.0408e-07 | 8.4195e-07 | 4.0234e-06 | 4.7536e-06 | 6.9751e-06
|  | 327.9037 | 0.0010614 | 0.00062922 | 3.131e-06 | 6.5316e-06 | 1.2315e-05 | 4.7488e-06 | 7.9317e-06 | 2.2742e-05 | 3.1354e-05 | 3.7548e-05 | 0.0001492 | 7.6335e-05 | 6.6475e-07 | 1.0999e-06 | 1.3073e-06 | 5.0411e-07 | 8.4199e-07 | 4.0235e-06 | 6.1793e-06 | 7.6405e-06
|  | 328.116 | 0.00034411 | 8.9872e-05 | 3.131e-06 | 3.8293e-06 | 0 | 0 | 0 | 1.5161e-05 | 2.6857e-05 | 3.4427e-05 | 2.4627e-05 | -1.2753e-05 | 6.6481e-07 | 1.1e-06 | 1.3074e-06 | 7.5684e-07 | 8.4207e-07 | 4.0239e-06 | 5.7025e-06 | 7.6413e-06
|  | 328.3283 | -0.00011214 | -0.00021 | 3.131e-06 | 6.5316e-06 | 1.2315e-05 | 7.1289e-06 | 7.9317e-06 | 2.2742e-05 | 2.6857e-05 | 3.7548e-05 | 6.4182e-05 | 1.9086e-05 | 3.3244e-07 | 9.716e-07 | 1.3075e-06 | 7.5691e-07 | 8.4215e-07 | 4.2923e-06 | 5.2322e-06 | 7.6391e-06
|  | 328.5407 | 0.00071663 | 0.00038976 | 0 | 2.6193e-06 | 0 | 0 | 0 | 1.7685e-05 | 2.2422e-05 | 3.44e-05 | 0.0001156 | 3.1852e-05 | 3.3245e-07 | 9.7165e-07 | 1.3076e-06 | 7.5633e-07 | 8.4219e-07 | 4.2925e-06 | 5.2325e-06 | 7.6394e-06
|  | 328.753 | 0.0003721 | -8.9773e-05 | 3.131e-06 | 6.5316e-06 | 1.2315e-05 | 7.1231e-06 | 7.9317e-06 | 2.2742e-05 | 2.6857e-05 | 3.7548e-05 | 0.00011597 | 3.8218e-05 | 4.4237e-07 | 8.2381e-07 | 1.3077e-06 | 7.564e-07 | 8.4227e-07 | 4.0249e-06 | 4.7554e-06 | 7.3092e-06
|  | 328.9654 | 0.00072001 | 0.00044967 | 1.0348e-06 | 1.2262e-06 | 0 | 0 | 0 | 1.5161e-05 | 1.7925e-05 | 3.1283e-05 | 0.00010871 | 4.4616e-05 | 4.4241e-07 | 8.2389e-07 | 1.3078e-06 | 1.0096e-06 | 8.4234e-07 | 4.0252e-06 | 4.7559e-06 | 7.3099e-06
|  | 329.1778 | 0.00030363 | -2.9562e-05 | 3.131e-06 | 6.5316e-06 | 1.2315e-05 | 9.5066e-06 | 7.9317e-06 | 2.2742e-05 | 2.6857e-05 | 3.7548e-05 | 6.0553e-05 | 3.2288e-06 | 3.3253e-07 | 8.3159e-07 | 1.3079e-06 | 1.0096e-06 | 8.4238e-07 | 4.0254e-06 | 4.2785e-06 | 6.9787e-06
|  | 329.3902 | 0.00026653 | 5.9964e-05 | 0 | 1.2984e-06 | 0 | 0 | 0 | 1.5161e-05 | 1.3428e-05 | 2.8161e-05 | 8.8595e-05 | 5.412e-05 | 3.3256e-07 | 8.3167e-07 | 1.308e-06 | 1.0077e-06 | 8.4246e-07 | 4.0258e-06 | 4.2789e-06 | 6.9794e-06
|  | 329.6027 | 0.00056758 | 0.00044957 | 3.131e-06 | 6.5316e-06 | 1.2315e-05 | 9.4874e-06 | 7.9317e-06 | 2.2742e-05 | 2.6857e-05 | 3.7548e-05 | 0.00016443 | 0.00011459 | 5.5241e-07 | 1.101e-06 | 1.3081e-06 | 1.0078e-06 | 8.425e-07 | 4.2941e-06 | 4.7567e-06 | 7.3142e-06
|  | 329.8151 | 0.0009804 | 0.00062923 | 2.0696e-06 | 3.8339e-06 | 0 | 0 | 0 | 1.7685e-05 | 1.7925e-05 | 3.131e-05 | 0.0001487 | 9.5492e-05 | 5.5246e-07 | 1.1011e-06 | 1.3082e-06 | 7.5766e-07 | 5.1339e-07 | 4.2945e-06 | 4.7572e-06 | 7.3149e-06
|  | 330.0276 | 0.0004194 | 0.00026968 | 3.131e-06 | 6.5316e-06 | 1.2315e-05 | 7.1323e-06 | 4.8328e-06 | 2.2742e-05 | 2.6857e-05 | 3.7548e-05 | 5.2778e-05 | 1.2706e-05 | 5.5251e-07 | 1.2492e-06 | 1.3083e-06 | 7.5774e-07 | 5.1344e-07 | 4.0268e-06 | 5.7065e-06 | 6.981e-06
|  | 330.24 | 7.7385e-05 | -0.00015008 | 2.0696e-06 | 5.227e-06 | 0 | 0 | 0 | 1.5161e-05 | 2.6857e-05 | 2.8161e-05 | 9.2607e-05 | 2.5366e-05 | 5.5254e-07 | 1.2493e-06 | 1.0231e-06 | 7.5777e-07 | 8.427e-07 | 4.027e-06 | 5.7068e-06 | 6.9813e-06
|  | 330.4525 | 0.00079425 | 0.00038884 | 3.131e-06 | 6.5316e-06 | 9.6297e-06 | 7.1323e-06 | 7.9317e-06 | 2.2742e-05 | 2.6857e-05 | 3.7548e-05 | 0.00012429 | 7.9527e-05 | 3.3269e-07 | 8.3198e-07 | 1.0232e-06 | 7.5784e-07 | 8.4278e-07 | 4.2881e-06 | 5.2362e-06 | 6.982e-06
|  | 330.665 | 0.00037548 | 0.00035962 | 0 | 1.2984e-06 | 0 | 0 | 0 | 1.7615e-05 | 2.2422e-05 | 2.8161e-05 | 0.00014408 | 0.00011465 | 3.3272e-07 | 8.3206e-07 | 1.3086e-06 | 5.0605e-07 | 8.4286e-07 | 4.2885e-06 | 5.2366e-06 | 6.9827e-06
|  | 330.8776 | 0.0009804 | 0.00071927 | 3.131e-06 | 6.5316e-06 | 1.2315e-05 | 4.7621e-06 | 7.9317e-06 | 2.2742e-05 | 2.6857e-05 | 3.7548e-05 | 0.00018861 | 0.00012106 | 6.6547e-07 | 1.1016e-06 | 1.3087e-06 | 5.0607e-07 | 8.429e-07 | 4.0279e-06 | 5.2302e-06 | 7.3147e-06
|  | 331.0901 | 0.00079444 | 0.00041986 | 3.131e-06 | 3.8339e-06 | 0 | 0 | 0 | 1.5161e-05 | 2.236e-05 | 3.1283e-05 | -4.4278e-05 | -7.6353e-05 | 6.6553e-07 | 1.1017e-06 | 1.0234e-06 | 7.5694e-07 | 8.4298e-07 | 4.0283e-06 | 5.2307e-06 | 7.3154e-06
|  | 331.3027 | -0.0012111 | -0.0011383 | 3.131e-06 | 6.5316e-06 | 9.6297e-06 | 7.1222e-06 | 7.9317e-06 | 2.2742e-05 | 2.6857e-05 | 3.7548e-05 | -4.8335e-05 | -7.0008e-05 | 5.5277e-07 | 1.1018e-06 | 1.0235e-06 | 7.5701e-07 | 8.4306e-07 | 4.0287e-06 | 4.7599e-06 | 6.9843e-06
|  | 331.5152 | 0.00075631 | 0.00047963 | 2.0696e-06 | 3.8339e-06 | 0 | 0 | 0 | 1.5161e-05 | 1.7925e-05 | 2.8161e-05 | 0.00015657 | 9.2382e-05 | 5.528e-07 | 1.1018e-06 | 1.309e-06 | 7.5715e-07 | 6.7677e-07 | 4.0288e-06 | 4.7601e-06 | 6.9846e-06
|  | 331.7278 | 0.00071663 | 0.00038948 | 3.131e-06 | 6.5316e-06 | 1.2315e-05 | 7.1231e-06 | 6.3669e-06 | 2.2742e-05 | 2.6857e-05 | 3.7548e-05 | 9.6308e-05 | 4.7767e-05 | 4.4285e-07 | 9.6273e-07 | 1.3091e-06 | 7.5722e-07 | 6.7683e-07 | 4.2975e-06 | 4.7606e-06 | 6.9853e-06
|  | 331.9404 | 0.00018933 | 5.9865e-05 | 1.0348e-06 | 2.5246e-06 | 0 | 0 | 0 | 1.7685e-05 | 1.7925e-05 | 2.8161e-05 | 0.00014877 | 0.00010513 | 4.4287e-07 | 9.6277e-07 | 1.3092e-06 | 2.5349e-07 | 6.7686e-07 | 4.2977e-06 | 4.7608e-06 | 6.9856e-06
|  | 332.1531 | 0.00121 | 0.00092904 | 3.131e-06 | 6.5316e-06 | 1.2315e-05 | 2.3844e-06 | 6.3669e-06 | 2.2742e-05 | 2.6857e-05 | 3.7548e-05 | 0.00015699 | 0.0001147 | 6.6578e-07 | 1.2502e-06 | 1.3093e-06 | 2.5351e-07 | 6.7693e-07 | 4.0298e-06 | 5.2327e-06 | 7.6495e-06
|  | 332.3657 | 0.00026653 | 0.0001498 | 3.131e-06 | 5.227e-06 | 0 | 0 | 0 | 1.5161e-05 | 2.236e-05 | 3.44e-05 | 0.0001006 | 4.7833e-05 | 6.6584e-07 | 1.2503e-06 | 1.3094e-06 | 1.0108e-06 | 4.9548e-07 | 4.0302e-06 | 5.2332e-06 | 7.6502e-06
|  | 332.5784 | 0.00067953 | 0.00030005 | 3.131e-06 | 6.5316e-06 | 1.2315e-05 | 9.5066e-06 | 4.6598e-06 | 2.2742e-05 | 2.6857e-05 | 3.7548e-05 | 0.00015273 | 8.286e-05 | 6.6587e-07 | 1.2499e-06 | 1.3095e-06 | 1.0109e-06 | 4.955e-07 | 4.0304e-06 | 5.2401e-06 | 7.3192e-06
|  | 332.791 | 0.00075673 | 0.00047918 | 3.131e-06 | 5.2223e-06 | 0 | 0 | 0 | 1.5161e-05 | 2.2422e-05 | 3.1283e-05 | 9.6345e-05 | 4.4587e-05 | 6.6594e-07 | 1.25e-06 | 1.3096e-06 | 2.5347e-07 | 6.8e-07 | 4.0307e-06 | 5.2406e-06 | 7.3199e-06
|  | 333.0037 | 0.00014924 | -5.9914e-05 | 3.131e-06 | 6.5316e-06 | 1.2315e-05 | 2.3835e-06 | 6.3943e-06 | 2.2742e-05 | 2.6857e-05 | 3.7548e-05 | 8.0225e-05 | 2.5472e-05 | 6.6597e-07 | 9.638e-07 | 1.3097e-06 | 2.5349e-07 | 6.8003e-07 | 4.0309e-06 | 5.2408e-06 | 6.9882e-06
|  | 333.2164 | 0.00060511 | 0.00029942 | 3.131e-06 | 2.5309e-06 | 0 | 0 | 0 | 1.5161e-05 | 2.2422e-05 | 2.8161e-05 | 0.00012883 | 6.6924e-05 | 6.6603e-07 | 9.6389e-07 | 1.3098e-06 | 2.5361e-07 | 6.6205e-07 | 4.0313e-06 | 5.2413e-06 | 6.6574e-06
|  | 333.4291 | 0.00060614 | 0.00032979 | 3.131e-06 | 6.5316e-06 | 1.2315e-05 | 2.3844e-06 | 6.2246e-06 | 2.2742e-05 | 2.6857e-05 | 3.4432e-05 | 9.2552e-05 | 5.1037e-05 | 6.6609e-07 | 1.1021e-06 | 1.3099e-06 | 2.5363e-07 | 6.6211e-07 | 4.3002e-06 | 5.7135e-06 | 7.325e-06
|  | 333.6419 | 0.00026395 | 0.00015002 | 3.131e-06 | 3.8293e-06 | 0 | 0 | 0 | 1.7685e-05 | 2.6857e-05 | 3.4432e-05 | 8.8499e-05 | 3.8319e-05 | 6.6612e-07 | 1.1021e-06 | 1.31e-06 | 5.0479e-07 | 8.4373e-07 | 4.3004e-06 | 5.7138e-06 | 7.6569e-06
|  | 333.8546 | 0.00056801 | 0.00021021 | 3.131e-06 | 6.5316e-06 | 1.2315e-05 | 4.7454e-06 | 7.9317e-06 | 2.2742e-05 | 2.6857e-05 | 3.7548e-05 | 0.00013272 | 7.9754e-05 | 5.561e-07 | 1.2415e-06 | 1.3101e-06 | 5.0484e-07 | 8.4381e-07 | 4.3008e-06 | 5.7143e-06 | 7.6576e-06
|  | 334.0674 | 0.00067953 | 0.00053946 | 2.0963e-06 | 5.1386e-06 | 0 | 0 | 0 | 1.7685e-05 | 2.6857e-05 | 3.4432e-05 | 8.4479e-05 | 4.4627e-05 | 5.5616e-07 | 1.2417e-06 | 1.0245e-06 | 2.5369e-07 | 3.3262e-07 | 3.7632e-06 | 5.7148e-06 | 7.3268e-06
|  | 334.2802 | 0.00011448 | -0.00012001 | 3.131e-06 | 6.5316e-06 | 9.6297e-06 | 2.3844e-06 | 3.1263e-06 | 1.7685e-05 | 2.6857e-05 | 3.4432e-05 | 0.00015685 | 0.00010201 | 5.5334e-07 | 1.3899e-06 | 1.0246e-06 | 2.537e-07 | 3.3263e-07 | 3.7634e-06 | 5.7151e-06 | 6.9921e-06
|  | 334.493 | 0.0013597 | 0.0010787 | 2.0696e-06 | 6.5316e-06 | 0 | 0 | 0 | 1.7685e-05 | 2.6857e-05 | 3.1283e-05 | 0.00021665 | 0.00015625 | 5.5339e-07 | 1.3901e-06 | 1.0247e-06 | 0 | 6.775e-07 | 4.3018e-06 | 5.7156e-06 | 7.3244e-06
|  | 334.7058 | 0.00067635 | 0.00038966 | 3.131e-06 | 6.5316e-06 | 9.6297e-06 | 0 | 6.3669e-06 | 2.2742e-05 | 2.6857e-05 | 3.7548e-05 | 0.00010833 | 5.7409e-05 | 6.6641e-07 | 1.2419e-06 | 1.0248e-06 | 0 | 6.7756e-07 | 4.0336e-06 | 5.7162e-06 | 7.3279e-06
|  | 334.9187 | 0.00034157 | 0.0001498 | 3.131e-06 | 5.1386e-06 | 0 | 0 | 0 | 1.5161e-05 | 2.6857e-05 | 3.131e-05 | 0.00013311 | 8.9261e-05 | 6.6644e-07 | 1.242e-06 | 1.3106e-06 | 2.5376e-07 | 6.776e-07 | 4.0338e-06 | 5.7164e-06 | 7.3283e-06
|  | 335.1315 | 0.00090916 | 0.00068892 | 3.131e-06 | 6.5316e-06 | 1.2315e-05 | 2.3844e-06 | 6.3669e-06 | 2.2742e-05 | 2.6857e-05 | 3.7548e-05 | 0.00013271 | 8.9307e-05 | 6.6647e-07 | 1.3903e-06 | 1.3107e-06 | 2.5377e-07 | 6.7763e-07 | 4.3026e-06 | 4.7662e-06 | 6.9935e-06
|  | 335.3444 | 0.00033778 | 0.0001502 | 3.131e-06 | 6.5316e-06 | 0 | 0 | 0 | 1.7685e-05 | 1.7925e-05 | 2.8161e-05 | 0.00012052 | 7.3391e-05 | 6.6656e-07 | 1.3905e-06 | 1.025e-06 | 0 | 5.1157e-07 | 3.7649e-06 | 4.7668e-06 | 6.9945e-06
|  | 335.5573 | 0.00079444 | 0.00053928 | 3.131e-06 | 6.5316e-06 | 9.6297e-06 | 0 | 4.8059e-06 | 1.7685e-05 | 2.6857e-05 | 3.7548e-05 | 6.4073e-05 | 3.1916e-05 | 6.6659e-07 | 1.2512e-06 | 1.0251e-06 | 0 | 5.1159e-07 | 3.7651e-06 | 5.7178e-06 | 7.9941e-06
|  | 335.7702 | -0.00019253 | -0.00023946 | 3.131e-06 | 5.2223e-06 | 0 | 0 | 0 | 1.7685e-05 | 2.6857e-05 | 3.7548e-05 | -2.0202e-05 | -4.1467e-05 | 6.6663e-07 | 1.2513e-06 | 7.7075e-07 | 2.5312e-07 | 4.9647e-07 | 4.3036e-06 | 5.7181e-06 | 7.9944e-06
|  | 335.9831 | 2.7654e-06 | -0.00015007 | 3.131e-06 | 6.5316e-06 | 7.2402e-06 | 2.3777e-06 | 4.6636e-06 | 2.2742e-05 | 2.6857e-05 | 3.7548e-05 | 6.8693e-05 | 3.1847e-05 | 6.6669e-07 | 1.3908e-06 | 1.0129e-06 | 2.5314e-07 | 4.9652e-07 | 4.581e-06 | 5.7186e-06 | 7.9952e-06
|  | 336.196 | 0.00064245 | 0.00044919 | 3.131e-06 | 6.5316e-06 | 2.2742e-06 | 0 | 0 | 2.0287e-05 | 2.6857e-05 | 3.7548e-05 | 0.00017313 | 0.00012442 | 6.6675e-07 | 1.3909e-06 | 1.2592e-06 | 0 | 3.3246e-07 | 4.5815e-06 | 5.7191e-06 | 7.9959e-06
|  | 336.409 | 0.0009836 | 0.00071932 | 3.131e-06 | 6.5316e-06 | 9.5517e-06 | 0 | 3.1224e-06 | 2.2742e-05 | 2.6857e-05 | 3.7548e-05 | 0.00013278 | 7.6597e-05 | 6.6681e-07 | 1.391e-06 | 1.0171e-06 | 0 | 4.9876e-07 | 4.3048e-06 | 5.7197e-06 | 7.6614e-06
|  | 336.6219 | 0.00026334 | 0 | 3.131e-06 | 6.5316e-06 | 0 | 0 | 1.5615e-06 | 1.7685e-05 | 2.6857e-05 | 3.44e-05 | 0.00011264 | 6.3829e-05 | 6.6684e-07 | 1.3911e-06 | 7.3123e-07 | 0 | 8.2914e-07 | 4.305e-06 | 5.7199e-06 | 7.6617e-06
|  | 336.8349 | 0.00079444 | 0.00059939 | 3.131e-06 | 6.5316e-06 | 6.8667e-06 | 0 | 6.2246e-06 | 2.2742e-05 | 2.6857e-05 | 3.7548e-05 | 8.858e-05 | 6.0672e-05 | 6.6688e-07 | 1.3912e-06 | 7.3127e-07 | 0 | 6.6289e-07 | 4.3052e-06 | 5.7202e-06 | 7.9974e-06
|  | 337.0479 | 3.7333e-05 | -2.9677e-05 | 3.131e-06 | 6.5316e-06 | 0 | 0 | 0 | 1.7685e-05 | 2.6857e-05 | 3.7548e-05 | 9.6475e-05 | 5.1082e-05 | 6.6697e-07 | 1.3914e-06 | 7.7946e-07 | 0 | 1.6626e-07 | 4.3058e-06 | 5.721e-06 | 7.9986e-06
|  | 337.2609 | 0.00086845 | 0.00050927 | 3.131e-06 | 6.5316e-06 | 7.3182e-06 | 0 | 1.561e-06 | 2.2742e-05 | 2.6857e-05 | 3.7548e-05 | 0.00013679 | 7.0224e-05 | 6.67e-07 | 1.3914e-06 | 1.0217e-06 | 0 | 1.6626e-07 | 4.8446e-06 | 5.7213e-06 | 7.3345e-06
|  | 337.4739 | 0.00041578 | 0.00015002 | 3.131e-06 | 6.5316e-06 | 2.2742e-06 | 0 | 0 | 2.2742e-05 | 2.6857e-05 | 3.131e-05 | 5.2466e-05 | 1.598e-05 | 6.6703e-07 | 1.3915e-06 | 1.268e-06 | 0 | 0 | 4.8449e-06 | 5.7215e-06 | 7.3348e-06
|  | 337.687 | 7.677e-05 | 0 | 3.131e-06 | 6.5316e-06 | 9.6297e-06 | 0 | 0 | 2.2742e-05 | 2.6857e-05 | 3.7548e-05 | 6.4691e-05 | 3.1945e-05 | 6.6709e-07 | 1.3916e-06 | 1.2688e-06 | 0 | 0 | 4.8453e-06 | 5.7221e-06 | 8.0001e-06
|  | 337.9 | 0.00053049 | 0.00029987 | 3.131e-06 | 6.5316e-06 | 2.281e-06 | 0 | 0 | 2.2742e-05 | 2.6857e-05 | 3.7548e-05 | 0.00012099 | 6.3868e-05 | 6.6716e-07 | 1.3918e-06 | 1.269e-06 | 0 | 1.6636e-07 | 4.8458e-06 | 5.7226e-06 | 8.0008e-06
|  | 338.1131 | 0.00060511 | 0.00029961 | 3.131e-06 | 6.5316e-06 | 9.6297e-06 | 0 | 1.5615e-06 | 2.2742e-05 | 2.6857e-05 | 3.7548e-05 | 0.00010082 | 6.0674e-05 | 6.6719e-07 | 1.3918e-06 | 1.5634e-06 | 0 | 3.3017e-07 | 4.5845e-06 | 5.7229e-06 | 8.0012e-06
|  | 338.3262 | 0.00034116 | 0.00026986 | 3.131e-06 | 6.5316e-06 | 5.044e-06 | 0 | 1.5374e-06 | 2.0287e-05 | 2.6857e-05 | 3.7548e-05 | 0.00017324 | 0.00012772 | 6.6725e-07 | 1.392e-06 | 1.5636e-06 | 0 | 4.9396e-07 | 4.5849e-06 | 5.7234e-06 | 8.002e-06
|  | 338.5393 | 0.0012846 | 0.00092877 | 3.131e-06 | 6.5316e-06 | 9.6297e-06 | 0 | 3.0983e-06 | 2.2742e-05 | 2.6857e-05 | 3.7548e-05 | 0.00015308 | 9.5782e-05 | 6.6731e-07 | 1.3921e-06 | 2.0524e-06 | 0 | 3.3017e-07 | 4.8469e-06 | 5.724e-06 | 8.0027e-06
|  | 338.7525 | 0.00015181 | -2.9957e-05 | 3.131e-06 | 6.5316e-06 | 9.6297e-06 | 0 | 0 | 2.2742e-05 | 2.6857e-05 | 3.7548e-05 | 8.1006e-05 | 2.5519e-05 | 6.6735e-07 | 1.3922e-06 | 2.0525e-06 | 0 | 1.6384e-07 | 4.8471e-06 | 5.7242e-06 | 8.0031e-06
|  | 338.9656 | 0.00060831 | 0.00026942 | 3.131e-06 | 6.5316e-06 | 9.6297e-06 | 0 | 1.5374e-06 | 2.2742e-05 | 2.6857e-05 | 3.7548e-05 | 0.00013726 | 8.6173e-05 | 6.6741e-07 | 1.3923e-06 | 1.5158e-06 | 0 | 3.2771e-07 | 4.8476e-06 | 5.7248e-06 | 8.0038e-06
|  | 339.1787 | 0.00067953 | 0.00053911 | 3.131e-06 | 6.5316e-06 | 4.5925e-06 | 0 | 1.5374e-06 | 2.2742e-05 | 2.6857e-05 | 3.7548e-05 | -3.2427e-05 | -3.1976e-05 | 6.6744e-07 | 1.3924e-06 | 1.2727e-06 | 0 | 4.9667e-07 | 4.8478e-06 | 5.725e-06 | 8.0042e-06
|  | 339.3919 | -0.00098377 | -0.00083912 | 3.131e-06 | 6.5316e-06 | 7.3487e-06 | 0 | 3.1224e-06 | 2.2742e-05 | 2.6857e-05 | 3.7548e-05 | -3.243e-05 | -4.4717e-05 | 6.675e-07 | 1.3925e-06 | 2.096e-06 | 0 | 8.3247e-07 | 4.8483e-06 | 5.7256e-06 | 8.005e-06
|  | 339.6051 | 0.00067953 | 0.00041962 | 3.131e-06 | 6.5316e-06 | 1.2315e-05 | 0 | 4.6872e-06 | 2.2742e-05 | 2.6857e-05 | 3.7548e-05 | 0.00012876 | 7.3502e-05 | 6.6756e-07 | 1.3926e-06 | 1.7984e-06 | 0 | 4.9968e-07 | 4.8487e-06 | 5.7261e-06 | 8.0057e-06
|  | 339.8183 | 0.00052833 | 0.00026986 | 3.131e-06 | 6.5316e-06 | 4.5552e-06 | 0 | 0 | 2.2742e-05 | 2.6857e-05 | 3.7548e-05 | 6.8576e-05 | 1.9182e-05 | 6.676e-07 | 1.3927e-06 | 1.2177e-06 | 0 | 1.6641e-07 | 4.8489e-06 | 5.7264e-06 | 8.0061e-06
|  | 340.0315 | 0.00011491 | -8.9938e-05 | 3.131e-06 | 6.5316e-06 | 6.8667e-06 | 0 | 1.561e-06 | 2.2742e-05 | 2.6857e-05 | 3.7548e-05 | 9.7341e-05 | 4.7953e-05 | 6.6766e-07 | 1.3928e-06 | 1.4643e-06 | 0 | 4.9975e-07 | 4.8494e-06 | 5.7269e-06 | 8.0068e-06
|  | 340.2448 | 0.00079806 | 0.00053969 | 3.131e-06 | 6.5316e-06 | 6.8667e-06 | 0 | 3.1263e-06 | 2.2742e-05 | 2.6857e-05 | 3.7548e-05 | 8.9099e-05 | 5.437e-05 | 6.6772e-07 | 1.3929e-06 | 1.2179e-06 | 0 | 5.0021e-07 | 4.5724e-06 | 5.7275e-06 | 8.0076e-06
|  | 340.458 | 3.7525e-05 | -2.9793e-05 | 3.131e-06 | 6.5316e-06 | 4.5552e-06 | 0 | 1.5648e-06 | 2.0139e-05 | 2.6857e-05 | 3.7548e-05 | 6.4571e-05 | 3.1961e-05 | 6.6775e-07 | 1.393e-06 | 9.7149e-07 | 0 | 1.6686e-07 | 4.2951e-06 | 5.7277e-06 | 8.008e-06
|  | 340.6713 | 0.00056801 | 0.00032951 | 3.131e-06 | 6.5316e-06 | 4.5552e-06 | 0 | 0 | 2.0139e-05 | 2.6857e-05 | 3.7548e-05 | 0.00013302 | 7.0261e-05 | 6.6778e-07 | 1.3931e-06 | 1.2662e-06 | 0 | 0 | 4.5728e-06 | 5.728e-06 | 8.0083e-06
|  | 340.8846 | 0.00067936 | 0.00032935 | 3.131e-06 | 6.5316e-06 | 7.3182e-06 | 0 | 0 | 2.2742e-05 | 2.6857e-05 | 3.7548e-05 | 0.00017308 | 0.00010226 | 6.6788e-07 | 1.3933e-06 | 1.0271e-06 | 0 | 0 | 4.851e-06 | 5.7288e-06 | 7.6771e-06
|  | 341.0979 | 0.00094349 | 0.00062943 | 3.131e-06 | 6.5316e-06 | 2.3115e-06 | 0 | 0 | 2.2742e-05 | 2.6857e-05 | 3.4432e-05 | 0.00018548 | 0.00012147 | 6.6791e-07 | 1.3933e-06 | 1.2736e-06 | 0 | 3.3052e-07 | 4.8512e-06 | 5.7291e-06 | 7.6774e-06
|  | 341.3112 | 0.00079548 | 0.00050939 | 3.131e-06 | 6.5316e-06 | 9.6297e-06 | 0 | 3.0989e-06 | 2.2742e-05 | 2.6857e-05 | 3.7548e-05 | 0.00021792 | 0.00015335 | 6.6794e-07 | 1.3934e-06 | 1.2705e-06 | 0 | 3.3054e-07 | 4.5739e-06 | 5.7293e-06 | 8.0102e-06
|  | 341.5245 | 0.0012476 | 0.00092833 | 3.131e-06 | 6.5316e-06 | 2.281e-06 | 0 | 0 | 2.0139e-05 | 2.6857e-05 | 3.7548e-05 | 0.00013732 | 7.0284e-05 | 7.4044e-05 | 1.3935e-06 | 1.0157e-06 | 0 | 0 | 4.5743e-06 | 5.7299e-06 | 8.011e-06
|  | 341.7379 | 3.9683e-05 | -0.00026947 | 0.00069098 | 6.5316e-06 | 7.2402e-06 | 0 | 0 | 2.2742e-05 | 2.6857e-05 | 3.7548e-05 | 0.00012113 | 5.4334e-05 | 0.00014981 | 1.3937e-06 | 7.7242e-07 | 0 | 1.6653e-07 | 4.5747e-06 | 5.7304e-06 | 7.6758e-06
|  | 341.9513 | 0.0010957 | 0.00077876 | 0.00071327 | 6.5316e-06 | 0 | 0 | 1.561e-06 | 2.0139e-05 | 2.6857e-05 | 3.44e-05 | 0.00015726 | 9.5895e-05 | 0.00015276 | 1.3937e-06 | 1.3139e-06 | 0 | 8.4582e-07 | 4.2973e-06 | 5.7307e-06 | 7.6761e-06
|  | 342.1646 | 0.00037825 | 0.00012006 | 0.00071858 | 6.5316e-06 | 1.2315e-05 | 0 | 6.3669e-06 | 2.0139e-05 | 2.6857e-05 | 3.7548e-05 | 0.00010893 | 5.7589e-05 | 0.0001538 | 1.3939e-06 | 1.314e-06 | 0 | 8.4596e-07 | 4.2977e-06 | 5.7312e-06 | 8.0128e-06
|  | 342.378 | 0.00064262 | 0.00041966 | 0.00072282 | 6.5316e-06 | 0 | 0 | 1.5615e-06 | 2.0139e-05 | 2.6857e-05 | 3.7548e-05 | 0.00027489 | 0.00020467 | 0.00015438 | 1.394e-06 | 1.0276e-06 | 0 | 6.7947e-07 | 4.5758e-06 | 5.7318e-06 | 8.0136e-06
|  | 342.5915 | 0.0019334 | 0.0014983 | 0.00072388 | 6.5316e-06 | 9.6297e-06 | 0 | 4.8059e-06 | 2.2742e-05 | 2.6857e-05 | 3.7548e-05 | 0.00025893 | 0.00018544 | 0.0001545 | 1.394e-06 | 1.2703e-06 | 0 | 5.1287e-07 | 4.576e-06 | 5.732e-06 | 8.014e-06
|  | 342.8049 | 0.00049297 | 0.00023941 | 0.00072388 | 6.5316e-06 | 2.2742e-06 | 0 | 0 | 2.0139e-05 | 2.6857e-05 | 3.7548e-05 | 0.00016985 | 0.00011186 | 0.00015531 | 1.3942e-06 | 9.7556e-07 | 0 | 3.3324e-07 | 4.5765e-06 | 5.7326e-06 | 7.6787e-06
|  | 343.0183 | 0.0010985 | 0.00080871 | 0.00073131 | 6.5316e-06 | 6.8667e-06 | 0 | 3.1224e-06 | 2.2742e-05 | 2.6857e-05 | 3.44e-05 | 0.00020638 | 0.00013753 | 0.00015633 | 1.3942e-06 | 7.3288e-07 | 0 | 3.3326e-07 | 4.3147e-06 | 5.2596e-06 | 6.6771e-06
|  | 343.2318 | 0.00083516 | 0.00047989 | 0.00073344 | 6.5316e-06 | 0 | 0 | 0 | 1.7685e-05 | 2.2422e-05 | 2.8161e-05 | 0.0001578 | 8.9618e-05 | 0.00023011 | 1.3944e-06 | 1.3145e-06 | 0 | 6.7996e-07 | 4.3151e-06 | 5.2601e-06 | 7.0139e-06
|  | 343.4453 | 0.00064324 | 0.0003597 | 0.0014223 | 6.5316e-06 | 1.2315e-05 | 0 | 6.3702e-06 | 2.2742e-05 | 2.6857e-05 | 3.7548e-05 | 0.00014517 | 8.635e-05 | 0.00030605 | 1.2552e-06 | 1.3146e-06 | 0 | 6.8002e-07 | 4.0461e-06 | 5.7339e-06 | 8.0166e-06
|  | 343.6588 | 0.00071664 | 0.00044919 | 0.0014446 | 5.227e-06 | 0 | 0 | 0 | 1.5161e-05 | 2.6857e-05 | 3.7548e-05 | 0.00023787 | 0.00016311 | 0.00030629 | 1.2553e-06 | 1.3147e-06 | 0 | 4.9787e-07 | 4.0463e-06 | 5.7342e-06 | 8.017e-06
|  | 343.8723 | 0.0015115 | 0.0010787 | 0.0014244 | 6.5316e-06 | 1.2315e-05 | 0 | 4.6636e-06 | 2.2742e-05 | 2.6857e-05 | 3.7548e-05 | 0.00027035 | 0.00018234 | 0.00030665 | 1.3947e-06 | 1.3148e-06 | 0 | 4.9791e-07 | 4.856e-06 | 5.7347e-06 | 7.6844e-06
|  | 344.0858 | 0.0010207 | 0.00062912 | 0.0014478 | 6.5316e-06 | 0 | 0 | 0 | 2.2742e-05 | 2.6857e-05 | 3.4427e-05 | 0.00036307 | 0.00025912 | 0.00030984 | 1.3948e-06 | 1.0198e-06 | 0 | 3.3081e-07 | 4.8562e-06 | 5.735e-06 | 7.6848e-06
|  | 344.2994 | 0.0023798 | 0.0017978 | 0.0014542 | 6.5316e-06 | 9.5517e-06 | 0 | 3.0983e-06 | 2.2742e-05 | 2.6857e-05 | 3.7548e-05 | 0.0003588 | 0.00023675 | 0.0003059 | 1.3949e-06 | 1.0199e-06 | 0 | 3.3084e-07 | 4.3167e-06 | 5.7355e-06 | 8.0189e-06
|  | 344.5129 | 0.0009804 | 0.00041938 | 0.0014106 | 6.5316e-06 | 0 | 0 | 0 | 1.7685e-05 | 2.6857e-05 | 3.7548e-05 | 0.00019354 | 9.6007e-05 | 0.00030378 | 1.395e-06 | 1.3151e-06 | 0 | 4.9762e-07 | 4.3171e-06 | 5.736e-06 | 8.0196e-06
|  | 344.7265 | 0.00083196 | 0.00047964 | 0.001434 | 6.5316e-06 | 1.2315e-05 | 0 | 4.6598e-06 | 2.2742e-05 | 2.6857e-05 | 3.7548e-05 | 0.00010513 | 4.8033e-05 | 0.00030685 | 1.3951e-06 | 1.3151e-06 | 0 | 4.9764e-07 | 4.5795e-06 | 5.2628e-06 | 8.02e-06
|  | 344.9401 | 0.00015243 | -2.9875e-05 | 0.0014393 | 6.5316e-06 | 0 | 0 | 0 | 2.0139e-05 | 2.2422e-05 | 3.7548e-05 | -1.1827e-05 | -4.7981e-05 | 0.00038216 | 1.3952e-06 | 1.3153e-06 | 2.5467e-07 | 8.4714e-07 | 4.5799e-06 | 5.2633e-06 | 8.0207e-06
|  | 345.1537 | -0.00026316 | -0.00041937 | 0.0021388 | 6.5316e-06 | 1.2315e-05 | 2.3844e-06 | 7.9317e-06 | 2.2742e-05 | 2.6857e-05 | 3.7548e-05 | 6.8704e-05 | 9.6326e-06 | 0.00045962 | 1.3953e-06 | 1.5582e-06 | 2.5468e-07 | 8.4718e-07 | 4.5801e-06 | 5.7371e-06 | 8.0211e-06
|  | 345.3673 | 0.0009064 | 0.00050955 | 0.0021643 | 6.5316e-06 | 2.2742e-06 | 0 | 0 | 2.0139e-05 | 2.6857e-05 | 3.7548e-05 | 0.00016184 | 8.6457e-05 | 0.00046306 | 1.3954e-06 | 1.5584e-06 | 2.5398e-07 | 5.1589e-07 | 4.5805e-06 | 5.7377e-06 | 8.0219e-06
|  | 345.581 | 0.00060867 | 0.00029982 | 0.0021707 | 6.5316e-06 | 1.2315e-05 | 2.3777e-06 | 4.8295e-06 | 2.2742e-05 | 2.6857e-05 | 3.7548e-05 | 0.0001253 | 7.6903e-05 | 0.00046503 | 1.3956e-06 | 1.3156e-06 | 2.5401e-07 | 5.1594e-07 | 4.581e-06 | 5.7382e-06 | 7.6897e-06
|  | 345.7946 | 0.0005642 | 0.00042004 | 0.0021823 | 6.5316e-06 | 0 | 0 | 0 | 2.0139e-05 | 2.6857e-05 | 3.4432e-05 | 0.00022971 | 0.00015694 | 0.00046687 | 1.3956e-06 | 1.0288e-06 | 5.0483e-07 | 4.9783e-07 | 4.5812e-06 | 5.7385e-06 | 7.69e-06
|  | 346.0083 | 0.0015859 | 0.0010489 | 0.0021877 | 6.5316e-06 | 9.6297e-06 | 4.7253e-06 | 4.6598e-06 | 2.2742e-05 | 2.6857e-05 | 3.7548e-05 | 0.00024174 | 0.00014726 | 0.00046771 | 1.3957e-06 | 1.0289e-06 | 5.0488e-07 | 4.9788e-07 | 4.0497e-06 | 5.739e-06 | 8.0237e-06
|  | 346.222 | 0.00067659 | 0.00032935 | 0.0021898 | 6.5316e-06 | 0 | 0 | 0 | 1.5161e-05 | 2.6857e-05 | 3.7548e-05 | 0.0001084 | 3.2048e-05 | 0.00046886 | 1.3958e-06 | 1.3158e-06 | 5.0704e-07 | 3.3399e-07 | 3.7718e-06 | 5.7393e-06 | 8.0241e-06
|  | 346.4357 | 0.00033796 | -2.9414e-05 | 0.0021983 | 6.5316e-06 | 1.2315e-05 | 4.7454e-06 | 3.1257e-06 | 2.0139e-05 | 2.6857e-05 | 3.7548e-05 | 0.00017373 | 0.00010246 | 0.00047049 | 1.2471e-06 | 1.3159e-06 | 5.0709e-07 | 3.3402e-07 | 3.7722e-06 | 5.7398e-06 | 7.3553e-06
|  | 346.6494 | 0.0012878 | 0.00098824 | 0.0022046 | 5.1386e-06 | 0 | 0 | 0 | 1.5161e-05 | 2.6857e-05 | 3.1283e-05 | 0.00021818 | 0.00014082 | 0.00047156 | 1.2472e-06 | 1.3161e-06 | 2.541e-07 | 8.4766e-07 | 4.0506e-06 | 5.7403e-06 | 7.356e-06
|  | 346.8632 | 0.00075373 | 0.00032946 | 0.0022078 | 6.5316e-06 | 1.2315e-05 | 2.3777e-06 | 7.9317e-06 | 2.2742e-05 | 2.6857e-05 | 3.7548e-05 | 0.00017772 | 8.0082e-05 | 0.00047215 | 9.6789e-07 | 1.3161e-06 | 2.5411e-07 | 8.477e-07 | 4.0508e-06 | 5.2667e-06 | 7.6894e-06
|  | 347.0769 | 0.00090917 | 0.00041985 | 0.0022099 | 2.5246e-06 | 0 | 0 | 0 | 1.5161e-05 | 2.2422e-05 | 3.44e-05 | 0.00019798 | 0.0001121 | 0.00047299 | 9.6798e-07 | 1.3163e-06 | 5.0721e-07 | 5.0099e-07 | 4.0512e-06 | 5.2672e-06 | 7.6902e-06
|  | 347.2907 | 0.00094306 | 0.00062895 | 0.0022153 | 6.5316e-06 | 1.2315e-05 | 4.7454e-06 | 4.6872e-06 | 2.2742e-05 | 2.6857e-05 | 3.7548e-05 | 0.00015683 | 9.9228e-05 | 0.00047383 | 1.2475e-06 | 1.3164e-06 | 5.0726e-07 | 5.0104e-07 | 4.314e-06 | 5.2677e-06 | 7.6938e-06
|  | 347.5045 | 0.0005241 | 0.00029933 | 0.0022174 | 5.1386e-06 | 0 | 0 | 0 | 1.7615e-05 | 2.2422e-05 | 3.4427e-05 | 0.00023382 | 0.00014086 | 0.0004751 | 1.2475e-06 | 1.3164e-06 | 1.269e-06 | 8.479e-07 | 4.3142e-06 | 5.2679e-06 | 7.6942e-06
|  | 347.7183 | 0.0016631 | 0.0010184 | 0.0022269 | 6.5316e-06 | 1.2315e-05 | 1.1871e-05 | 7.9317e-06 | 2.2742e-05 | 2.6857e-05 | 3.7548e-05 | 0.00023451 | 0.00011528 | 0.00047648 | 1.3965e-06 | 1.3165e-06 | 1.2691e-06 | 8.4794e-07 | 4.6e-06 | 5.2615e-06 | 7.3613e-06
|  | 347.9321 | 0.00053049 | 5.9914e-05 | 0.0022301 | 6.5316e-06 | 0 | 0 | 0 | 2.0287e-05 | 2.236e-05 | 3.131e-05 | 0.0001293 | 1.9247e-05 | 0.00047721 | 1.3967e-06 | 1.3166e-06 | 0 | 5.1635e-07 | 4.6004e-06 | 5.262e-06 | 7.362e-06
|  | 348.1459 | 0.00067892 | 0.00012011 | 0.0022333 | 6.5316e-06 | 1.2315e-05 | 0 | 4.8295e-06 | 2.2742e-05 | 2.6857e-05 | 3.7548e-05 | 0.00023487 | 0.00011212 | 0.00047861 | 1.2573e-06 | 1.5639e-06 | 0 | 5.1639e-07 | 4.0527e-06 | 5.2692e-06 | 7.693e-06
|  | 348.3598 | 0.0015177 | 0.00092851 | 0.0022429 | 5.227e-06 | 2.3115e-06 | 0 | 0 | 1.5161e-05 | 2.2422e-05 | 3.44e-05 | 0.0002153 | 8.9692e-05 | 0.00048002 | 1.2574e-06 | 1.564e-06 | 5.0745e-07 | 8.4817e-07 | 4.0531e-06 | 5.2697e-06 | 7.6938e-06
|  | 348.5736 | 0.00049574 | -8.9756e-05 | 0.002246 | 6.5316e-06 | 1.2315e-05 | 4.7454e-06 | 7.9317e-06 | 2.2742e-05 | 2.6857e-05 | 3.7548e-05 | 6.1287e-05 | -3.5185e-05 | 0.0004807 | 1.2569e-06 | 1.3169e-06 | 5.0745e-07 | 8.4817e-07 | 4.0531e-06 | 5.2697e-06 | 7.36e-06
|  | 348.7875 | 7.7385e-05 | -0.00023928 | 0.0022492 | 5.2223e-06 | 0 | 0 | 0 | 1.5161e-05 | 2.2422e-05 | 3.1278e-05 | 0.00013368 | 3.5285e-05 | 0.0004827 | 1.2571e-06 | 1.3171e-06 | 7.6244e-07 | 6.8094e-07 | 4.0537e-06 | 5.2704e-06 | 7.361e-06
|  | 349.0014 | 0.0011725 | 0.0005692 | 0.0022641 | 6.5316e-06 | 1.2315e-05 | 7.1289e-06 | 6.3669e-06 | 2.2742e-05 | 2.6857e-05 | 3.7548e-05 | 0.00022666 | 8.3315e-05 | 0.00048476 | 1.2482e-06 | 1.3171e-06 | 7.6247e-07 | 6.8097e-07 | 4.3164e-06 | 5.2639e-06 | 7.6981e-06
|  | 349.2153 | 0.00094669 | 0.00020977 | 0.0022683 | 5.1386e-06 | 0 | 0 | 0 | 1.7615e-05 | 2.236e-05 | 3.4427e-05 | 0.0002585 | 9.9309e-05 | 0.00048572 | 1.2483e-06 | 1.3172e-06 | 1.2698e-06 | 8.4841e-07 | 4.3168e-06 | 5.2644e-06 | 8.0322e-06
|  | 349.4292 | 0.00147 | 0.00071866 | 0.0022726 | 6.5316e-06 | 1.2315e-05 | 1.1871e-05 | 7.9317e-06 | 2.2742e-05 | 2.6857e-05 | 4.0665e-05 | 0.00031471 | 0.000157 | 0.0004871 | 1.2484e-06 | 1.3173e-06 | 1.2698e-06 | 8.4845e-07 | 4.0544e-06 | 5.2714e-06 | 8.0297e-06
|  | 349.6432 | 0.0014721 | 0.00074901 | 0.0022811 | 5.1386e-06 | 0 | 0 | 0 | 1.5161e-05 | 2.2422e-05 | 3.44e-05 | 0.0003354 | 0.00014746 | 0.00048908 | 1.2485e-06 | 1.3174e-06 | 5.0803e-07 | 8.4853e-07 | 4.0548e-06 | 5.753e-06 | 7.697e-06
|  | 349.8571 | 0.0016631 | 0.00062933 | 0.0022906 | 6.5316e-06 | 1.2315e-05 | 4.7488e-06 | 7.9317e-06 | 2.2742e-05 | 3.1354e-05 | 3.7548e-05 | 0.00034356 | 0.000109 | 0.00049083 | 9.7782e-07 | 1.3175e-06 | 5.0807e-07 | 8.4861e-07 | 4.0552e-06 | 5.2657e-06 | 7.0303e-06
|  | 350.0711 | 0.001548 | 0.00038944 | 0.002297 | 2.6077e-06 | 0 | 0 | 0 | 1.5161e-05 | 1.7863e-05 | 2.8161e-05 | 0.0002911 | 5.1291e-05 | 0.00049267 | 1.1168e-06 | 1.3176e-06 | 7.6213e-07 | 8.4865e-07 | 4.0554e-06 | 4.7847e-06 | 7.0306e-06
|  | 350.2851 | 0.0011727 | 8.9938e-05 | 0.0023076 | 7.83e-06 | 1.2315e-05 | 7.1231e-06 | 7.9317e-06 | 2.2742e-05 | 2.6857e-05 | 3.7548e-05 | 0.00031574 | 5.776e-05 | 0.00049487 | 1.108e-06 | 1.3177e-06 | 7.622e-07 | 8.4873e-07 | 4.0558e-06 | 4.3107e-06 | 7.3648e-06
|  | 350.4991 | 0.001778 | 0.00044985 | 0.0023172 | 2.5246e-06 | 0 | 0 | 0 | 1.5161e-05 | 1.3428e-05 | 3.1278e-05 | 0.00035585 | 6.4097e-05 | 0.00049694 | 9.6911e-07 | 1.3178e-06 | 5.0708e-07 | 8.4877e-07 | 4.0559e-06 | 4.3109e-06 | 7.6986e-06
|  | 350.7131 | 0.0015474 | 0.00014913 | 0.0023267 | 6.5316e-06 | 1.2315e-05 | 4.7386e-06 | 7.9317e-06 | 2.2742e-05 | 2.6857e-05 | 4.0665e-05 | 0.00037973 | 5.4407e-05 | 0.00049892 | 1.1093e-06 | 1.3179e-06 | 5.0713e-07 | 8.4885e-07 | 4.319e-06 | 5.2739e-06 | 7.6993e-06
|  | 350.9272 | 0.0020009 | 0.00035926 | 0.0023352 | 3.8339e-06 | 0 | 0 | 0 | 1.7615e-05 | 2.2422e-05 | 3.1278e-05 | 0.00043664 | 8.0158e-05 | 0.00050064 | 1.1094e-06 | 1.0306e-06 | 7.6092e-07 | 8.4889e-07 | 4.3192e-06 | 5.2741e-06 | 7.3661e-06
|  | 351.1412 | 0.0020789 | 0.00038971 | 0.0023426 | 6.5316e-06 | 9.6297e-06 | 7.1097e-06 | 7.9317e-06 | 2.2742e-05 | 2.6857e-05 | 3.7548e-05 | 0.00046888 | 8.3434e-05 | 0.00050276 | 6.9915e-07 | 1.0308e-06 | 7.6103e-07 | 8.4901e-07 | 4.59e-06 | 5.2681e-06 | 7.3672e-06
|  | 351.3553 | 0.0023015 | 0.00038976 | 0.0023543 | 0 | 0 | 0 | 0 | 2.0139e-05 | 2.236e-05 | 3.1278e-05 | 0.00059822 | 0.00015076 | 0.0005048 | 6.9915e-07 | 1.3182e-06 | 5.0722e-07 | 8.4901e-07 | 4.59e-06 | 5.2681e-06 | 7.3672e-06
|  | 351.5694 | 0.0032872 | 0.0010186 | 0.0023617 | 6.5316e-06 | 1.2315e-05 | 4.7386e-06 | 7.9317e-06 | 2.2742e-05 | 2.6857e-05 | 3.7548e-05 | 0.00066692 | 0.00013792 | 0.00050613 | 9.6952e-07 | 1.3183e-06 | 5.073e-07 | 8.4913e-07 | 4.0577e-06 | 4.7874e-06 | 7.3682e-06
|  | 351.7835 | 0.0029425 | 0.0002697 | 0.002366 | 2.5246e-06 | 0 | 0 | 0 | 1.5161e-05 | 1.7863e-05 | 3.1278e-05 | 0.00066225 | 4.8159e-05 | 0.00050749 | 9.6952e-07 | 1.3183e-06 | 2.5312e-07 | 6.6637e-07 | 4.0577e-06 | 4.7874e-06 | 7.3682e-06
|  | 351.9976 | 0.0032436 | 0.00018015 | 0.0023745 | 6.5316e-06 | 1.2315e-05 | 2.3644e-06 | 6.2246e-06 | 2.2742e-05 | 2.6857e-05 | 3.7548e-05 | 0.00078756 | 6.7425e-05 | 0.00050938 | 8.3063e-07 | 1.3185e-06 | 2.5315e-07 | 6.6647e-07 | 4.5913e-06 | 4.3133e-06 | 7.3698e-06
|  | 352.2117 | 0.004112 | 0.00044957 | 0.002383 | 1.2262e-06 | 0 | 0 | 0 | 2.0139e-05 | 1.3428e-05 | 3.1283e-05 | 0.0010058 | 0.00012831 | 0.00051065 | 8.3067e-07 | 1.3186e-06 | 5.0811e-07 | 8.4928e-07 | 4.5915e-06 | 4.795e-06 | 7.3701e-06
|  | 352.4259 | 0.0052815 | 0.00074878 | 0.0023861 | 6.5316e-06 | 1.2315e-05 | 4.7454e-06 | 7.9317e-06 | 2.2742e-05 | 3.1354e-05 | 3.7548e-05 | 0.0012244 | 0.00015399 | 0.0005117 | 1.2496e-06 | 1.3187e-06 | 5.0814e-07 | 8.4932e-07 | 4.0586e-06 | 5.2768e-06 | 7.7042e-06
|  | 352.64 | 0.006153 | 0.00068931 | 0.0023925 | 5.1386e-06 | 0 | 0 | 0 | 1.5161e-05 | 1.7925e-05 | 3.44e-05 | 0.0014269 | 0.00013801 | 0.00051302 | 1.2498e-06 | 1.3188e-06 | 5.0606e-07 | 8.4944e-07 | 4.0592e-06 | 4.7959e-06 | 7.7053e-06
|  | 352.8542 | 0.0071705 | 0.00059939 | 0.0023978 | 6.5316e-06 | 1.2315e-05 | 4.7253e-06 | 7.9317e-06 | 2.2742e-05 | 2.6857e-05 | 3.7548e-05 | 0.0016287 | 0.00010595 | 0.00051407 | 1.2594e-06 | 1.3189e-06 | 5.0608e-07 | 8.4948e-07 | 4.5925e-06 | 5.7527e-06 | 8.0429e-06
|  | 353.0684 | 0.0080363 | 0.00038989 | 0.0024021 | 5.227e-06 | 0 | 0 | 0 | 2.0139e-05 | 2.6857e-05 | 3.7548e-05 | 0.0018753 | 8.9898e-05 | 0.00051489 | 1.2594e-06 | 1.319e-06 | 1.0168e-06 | 8.4952e-07 | 4.5928e-06 | 5.753e-06 | 8.0433e-06
|  | 353.2826 | 0.0094724 | 0.00044946 | 0.0024053 | 6.5316e-06 | 1.2315e-05 | 9.4933e-06 | 7.9317e-06 | 2.2742e-05 | 2.6857e-05 | 3.7548e-05 | 0.0021632 | 7.3846e-05 | 0.00051596 | 1.2595e-06 | 1.3191e-06 | 1.0169e-06 | 8.496e-07 | 4.0599e-06 | 4.7968e-06 | 7.3758e-06
|  | 353.4969 | 0.010723 | 0.00023995 | 0.0024116 | 5.227e-06 | 0 | 0 | 0 | 1.5161e-05 | 1.7925e-05 | 3.131e-05 | 0.002402 | 4.1745e-05 | 0.00051712 | 1.2596e-06 | 1.3191e-06 | 2.5291e-07 | 8.4964e-07 | 4.0601e-06 | 5.2788e-06 | 7.3761e-06
|  | 353.7111 | 0.011701 | 0.00014975 | 0.0024159 | 6.5316e-06 | 1.2315e-05 | 2.361e-06 | 7.9317e-06 | 2.2742e-05 | 3.1354e-05 | 3.7548e-05 | 0.0026447 | 2.2463e-05 | 0.00051822 | 1.2682e-06 | 1.3193e-06 | 2.5294e-07 | 8.4976e-07 | 4.594e-06 | 5.7613e-06 | 7.3743e-06
|  | 353.9254 | 0.012985 | 5.9914e-05 | 0.0024212 | 5.3054e-06 | 0 | 0 | 0 | 2.0139e-05 | 2.2422e-05 | 3.1283e-05 | 0.003021 | 6.4118e-06 | 0.00051969 | 1.2682e-06 | 1.3193e-06 | 7.6313e-07 | 8.4976e-07 | 4.594e-06 | 5.2795e-06 | 7.3743e-06
|  | 354.1397 | 0.015213 | -6.603e-08 | 0.0024297 | 6.5316e-06 | 1.2315e-05 | 7.1231e-06 | 7.9317e-06 | 2.2742e-05 | 2.6857e-05 | 3.7548e-05 | 0.0034949 | 3.5283e-05 | 0.00052147 | 1.1286e-06 | 1.3195e-06 | 7.6324e-07 | 8.4988e-07 | 4.3242e-06 | 5.2803e-06 | 7.3753e-06
|  | 354.354 | 0.017404 | 0.00032935 | 0.0024371 | 4.0008e-06 | 0 | 0 | 0 | 1.7615e-05 | 2.2422e-05 | 3.1283e-05 | 0.0040541 | 0.00011876 | 0.000524 | 1.1286e-06 | 1.3196e-06 | 7.6364e-07 | 6.67e-07 | 4.3244e-06 | 5.2805e-06 | 7.3756e-06
|  | 354.5683 | 0.02043 | 0.00077897 | 0.002453 | 6.5316e-06 | 1.2315e-05 | 7.1265e-06 | 6.2246e-06 | 2.2742e-05 | 2.6857e-05 | 3.7548e-05 | 0.0045691 | 9.3105e-05 | 0.00052675 | 1.3999e-06 | 1.3196e-06 | 7.6367e-07 | 6.6703e-07 | 4.3321e-06 | 5.7559e-06 | 7.3789e-06
|  | 354.7826 | 0.022208 | 8.9872e-05 | 0.0024626 | 6.5316e-06 | 0 | 0 | 0 | 1.7685e-05 | 2.6857e-05 | 3.131e-05 | 0.005088 | 7.7107e-05 | 0.00052885 | 1.679e-06 | 1.3198e-06 | 0 | 8.5004e-07 | 4.3325e-06 | 5.7565e-06 | 7.7136e-06
|  | 354.9969 | 0.025268 | 0.00062961 | 0.0024721 | 9.1347e-06 | 1.2315e-05 | 0 | 7.9317e-06 | 2.2742e-05 | 2.6857e-05 | 4.0665e-05 | 0.0056919 | 0.00011565 | 0.00053197 | 1.6791e-06 | 1.3199e-06 | 0 | 8.5012e-07 | 4.3255e-06 | 4.7997e-06 | 7.7109e-06
|  | 355.2113 | 0.027838 | 0.00044941 | 0.0024912 | 6.5316e-06 | 0 | 0 | 0 | 1.7615e-05 | 1.7925e-05 | 3.1278e-05 | 0.006235 | 6.7443e-05 | 0.00053564 | 1.4002e-06 | 1.3199e-06 | 2.5557e-07 | 6.8243e-07 | 4.3257e-06 | 4.8e-06 | 7.3772e-06
|  | 355.4257 | 0.030332 | 0.00017981 | 0.0025061 | 6.5316e-06 | 1.2315e-05 | 2.3844e-06 | 6.3669e-06 | 2.2742e-05 | 2.6857e-05 | 3.7548e-05 | 0.0068108 | 8.0338e-05 | 0.0005383 | 1.4003e-06 | 1.8084e-06 | 2.556e-07 | 6.825e-07 | 4.5966e-06 | 5.7578e-06 | 7.7125e-06
|  | 355.64 | 0.033204 | 0.00056965 | 0.0025156 | 6.5316e-06 | 4.5552e-06 | 0 | 0 | 2.0139e-05 | 2.6857e-05 | 3.44e-05 | 0.0075237 | 0.00012529 | 0.00054174 | 1.4004e-06 | 1.8084e-06 | 5.105e-07 | 8.5028e-07 | 4.5968e-06 | 5.7581e-06 | 7.7128e-06
|  | 355.8544 | 0.03698 | 0.00059911 | 0.0025379 | 6.5316e-06 | 1.2315e-05 | 4.7621e-06 | 7.9317e-06 | 2.2742e-05 | 2.6857e-05 | 3.7548e-05 | 0.0083022 | 0.00011239 | 0.00054544 | 1.2512e-06 | 1.5648e-06 | 5.1055e-07 | 8.5036e-07 | 4.3341e-06 | 5.7586e-06 | 7.7165e-06
|  | 356.0689 | 0.040459 | 0.00044918 | 0.0025496 | 5.1386e-06 | 2.281e-06 | 0 | 0 | 1.7685e-05 | 2.6857e-05 | 3.4427e-05 | 0.0089144 | 7.7078e-05 | 0.00054754 | 1.2513e-06 | 1.565e-06 | 2.5556e-07 | 6.674e-07 | 4.3345e-06 | 5.7591e-06 | 7.7172e-06
|  | 356.2833 | 0.042682 | 0.0002697 | 0.002557 | 6.5316e-06 | 1.2315e-05 | 2.3835e-06 | 6.2246e-06 | 2.2742e-05 | 2.6857e-05 | 3.7548e-05 | 0.0097287 | 5.1388e-05 | 0.00055098 | 1.2513e-06 | 1.3204e-06 | 2.5557e-07 | 6.6743e-07 | 4.0641e-06 | 5.7594e-06 | 7.7181e-06
|  | 356.4978 | 0.04805 | 0.00020955 | 0.0025815 | 5.1386e-06 | 0 | 0 | 0 | 1.5161e-05 | 2.6857e-05 | 3.4432e-05 | 0.010921 | 0.00014137 | 0.00055535 | 1.2515e-06 | 1.3206e-06 | 2.5497e-07 | 6.8275e-07 | 4.0645e-06 | 5.76e-06 | 7.7188e-06
|  | 356.7122 | 0.053789 | 0.0011088 | 0.0025974 | 6.5316e-06 | 1.2315e-05 | 2.3777e-06 | 6.3669e-06 | 2.2742e-05 | 2.6857e-05 | 3.7548e-05 | 0.011942 | 0.00019602 | 0.00055765 | 1.2605e-06 | 1.3206e-06 | 2.5498e-07 | 6.8279e-07 | 4.0647e-06 | 5.2779e-06 | 7.3815e-06
|  | 356.9267 | 0.05757 | 0.00071901 | 0.0026027 | 5.2223e-06 | 0 | 0 | 0 | 1.5161e-05 | 2.236e-05 | 3.1283e-05 | 0.01277 | 5.7829e-05 | 0.00056067 | 1.2606e-06 | 1.3207e-06 | 5.0894e-07 | 6.8579e-07 | 4.065e-06 | 5.2784e-06 | 7.3822e-06
|  | 357.1412 | 0.061495 | -0.00017981 | 0.002625 | 6.5316e-06 | 1.2315e-05 | 4.7454e-06 | 6.3943e-06 | 2.2742e-05 | 2.6857e-05 | 3.7548e-05 | 0.013852 | 7.0686e-05 | 0.00056422 | 1.2607e-06 | 1.3208e-06 | 5.0897e-07 | 6.8582e-07 | 4.8783e-06 | 5.761e-06 | 8.0545e-06
|  | 357.3557 | 0.067655 | 0.00083885 | 0.0026356 | 5.2223e-06 | 0 | 0 | 0 | 2.2742e-05 | 2.6857e-05 | 3.7548e-05 | 0.015102 | 0.00014786 | 0.00056598 | 1.2608e-06 | 1.3209e-06 | 7.6406e-07 | 5.0277e-07 | 4.8787e-06 | 6.2439e-06 | 8.0553e-06
|  | 357.5702 | 0.073136 | 0.00053956 | 0.0026409 | 6.5316e-06 | 1.2315e-05 | 7.1231e-06 | 4.6872e-06 | 2.2742e-05 | 3.1354e-05 | 3.7548e-05 | 0.016432 | 0.00012217 | 0.00056854 | 1.2519e-06 | 1.3211e-06 | 7.6413e-07 | 5.0282e-07 | 4.3293e-06 | 6.2445e-06 | 7.049e-06
|  | 357.7848 | 0.080042 | 0.00059926 | 0.0026589 | 5.1386e-06 | 0 | 0 | 0 | 1.7615e-05 | 2.6857e-05 | 2.8161e-05 | 0.017851 | 0.00016392 | 0.00057187 | 1.252e-06 | 1.3211e-06 | 5.0693e-07 | 6.8304e-07 | 4.3295e-06 | 5.7624e-06 | 7.0494e-06
|  | 357.9994 | 0.086351 | 0.00092872 | 0.0026717 | 6.5316e-06 | 1.2315e-05 | 4.7253e-06 | 6.3669e-06 | 2.2742e-05 | 2.6857e-05 | 3.7548e-05 | 0.019384 | 0.0002057 | 0.00057374 | 1.2521e-06 | 1.3212e-06 | 5.0698e-07 | 6.831e-07 | 4.6007e-06 | 5.7629e-06 | 7.7228e-06
|  | 358.2139 | 0.09432 | 0.00098852 | 0.0026759 | 5.1386e-06 | 0 | 0 | 0 | 2.0139e-05 | 2.6857e-05 | 3.4432e-05 | 0.021188 | 0.00028927 | 0.00057457 | 1.2522e-06 | 1.3213e-06 | 2.5511e-07 | 5.0291e-07 | 4.6009e-06 | 5.7632e-06 | 7.7231e-06
|  | 358.4285 | 0.10316 | 0.0017075 | 0.0026791 | 6.5316e-06 | 1.2315e-05 | 2.3777e-06 | 4.6872e-06 | 2.2742e-05 | 2.6857e-05 | 3.7548e-05 | 0.023006 | 0.00036007 | 0.00057587 | 1.2523e-06 | 1.3214e-06 | 2.5514e-07 | 5.0296e-07 | 4.338e-06 | 5.7637e-06 | 7.7233e-06
|  | 358.6431 | 0.11124 | 0.0016481 | 0.0026876 | 5.1386e-06 | 0 | 0 | 0 | 1.7685e-05 | 2.6857e-05 | 3.4427e-05 | 0.024707 | 0.0002573 | 0.00057843 | 1.2524e-06 | 1.3215e-06 | 2.5579e-07 | 5.0301e-07 | 4.3384e-06 | 5.7642e-06 | 7.389e-06
|  | 358.8578 | 0.11899 | 0.00074956 | 0.0027025 | 6.5316e-06 | 1.2315e-05 | 2.3835e-06 | 4.6872e-06 | 2.2742e-05 | 2.6857e-05 | 3.4427e-05 | 0.026922 | 0.00026691 | 0.00058188 | 1.2626e-06 | 1.3216e-06 | 2.558e-07 | 5.0303e-07 | 4.3386e-06 | 5.7645e-06 | 6.717e-06
|  | 359.0724 | 0.13187 | 0.0017375 | 0.0027194 | 5.2333e-06 | 0 | 0 | 0 | 1.7685e-05 | 2.6857e-05 | 2.8161e-05 | 0.029209 | 0.00031507 | 0.00058475 | 1.2627e-06 | 1.0251e-06 | 2.5339e-07 | 6.8374e-07 | 4.3388e-06 | 5.7648e-06 | 7.0523e-06
|  | 359.2871 | 0.14028 | 0.0011982 | 0.002729 | 6.5316e-06 | 9.5517e-06 | 2.361e-06 | 6.3707e-06 | 2.2742e-05 | 2.6857e-05 | 3.7548e-05 | 0.03086 | 0.00021868 | 0.00058766 | 1.4021e-06 | 1.0252e-06 | 2.5341e-07 | 6.838e-07 | 4.3317e-06 | 5.7653e-06 | 7.391e-06
|  | 359.5017 | 0.14723 | 0.00083916 | 0.002746 | 6.5316e-06 | 0 | 0 | 0 | 1.7615e-05 | 2.6857e-05 | 3.131e-05 | 0.033242 | 0.00027012 | 0.00059136 | 1.4023e-06 | 1.3219e-06 | 0 | 3.3518e-07 | 4.3321e-06 | 5.7659e-06 | 7.3916e-06
|  | 359.7164 | 0.16244 | 0.0016772 | 0.002763 | 6.5316e-06 | 1.2315e-05 | 0 | 3.1224e-06 | 2.2742e-05 | 2.6857e-05 | 3.7548e-05 | 0.036225 | 0.00041805 | 0.00059426 | 1.2618e-06 | 1.322e-06 | 0 | 3.3521e-07 | 4.6035e-06 | 5.7664e-06 | 8.062e-06
|  | 359.9311 | 0.17499 | 0.0022169 | 0.0027725 | 5.2223e-06 | 0 | 0 | 0 | 2.0139e-05 | 2.6857e-05 | 3.7548e-05 | 0.038685 | 0.00042132 | 0.00059828 | 1.2619e-06 | 1.3221e-06 | 2.5347e-07 | 8.5155e-07 | 4.6037e-06 | 5.7667e-06 | 8.0624e-06
|  | 360.1458 | 0.18533 | 0.0017075 | 0.0028001 | 6.5316e-06 | 1.2315e-05 | 2.361e-06 | 7.9317e-06 | 2.2742e-05 | 2.6857e-05 | 3.7548e-05 | 0.041624 | 0.00042458 | 0.00060332 | 1.2625e-06 | 1.3222e-06 | 2.5348e-07 | 8.5158e-07 | 4.3329e-06 | 5.7669e-06 | 7.393e-06
|  | 360.3606 | 0.20235 | 0.002247 | 0.0028192 | 5.227e-06 | 0 | 0 | 0 | 1.7615e-05 | 2.6857e-05 | 3.131e-05 | 0.045057 | 0.00034422 | 0.00060771 | 1.2626e-06 | 1.3223e-06 | 7.6484e-07 | 8.5166e-07 | 4.3333e-06 | 5.7675e-06 | 7.3937e-06
|  | 360.5753 | 0.21727 | 0.00095878 | 0.0028404 | 6.5316e-06 | 1.2315e-05 | 7.1231e-06 | 7.9317e-06 | 2.2742e-05 | 2.6857e-05 | 3.7548e-05 | 0.048334 | 0.0003314 | 0.00061232 | 1.2627e-06 | 1.3224e-06 | 7.6491e-07 | 8.5174e-07 | 4.3337e-06 | 5.2851e-06 | 7.0563e-06
|  | 360.7901 | 0.23283 | 0.0021273 | 0.0028617 | 5.227e-06 | 0 | 0 | 0 | 1.7615e-05 | 2.236e-05 | 2.8161e-05 | 0.051719 | 0.00043436 | 0.00061577 | 1.2628e-06 | 1.0742e-06 | 0 | 3.3532e-07 | 4.3339e-06 | 5.2853e-06 | 7.0566e-06
|  | 361.0049 | 0.24876 | 0.0019174 | 0.0028723 | 6.5316e-06 | 1.0003e-05 | 0 | 3.1224e-06 | 2.2742e-05 | 2.6857e-05 | 3.7548e-05 | 0.055295 | 0.0004247 | 0.00062027 | 1.403e-06 | 1.0743e-06 | 0 | 5.0299e-07 | 4.0707e-06 | 5.7688e-06 | 7.7307e-06
|  | 361.2197 | 0.26609 | 0.002037 | 0.0029031 | 6.5316e-06 | 0 | 0 | 1.561e-06 | 1.5161e-05 | 2.6857e-05 | 3.4432e-05 | 0.05918 | 0.00044078 | 0.00062555 | 1.4031e-06 | 1.3227e-06 | 2.561e-07 | 8.3621e-07 | 4.0709e-06 | 5.7691e-06 | 7.731e-06
|  | 361.4345 | 0.28491 | 0.0020669 | 0.0029211 | 6.5316e-06 | 1.2315e-05 | 2.3844e-06 | 6.2246e-06 | 2.2742e-05 | 2.6857e-05 | 3.7548e-05 | 0.063972 | 0.00046013 | 0.00062937 | 1.4032e-06 | 1.5678e-06 | 2.5612e-07 | 6.6862e-07 | 4.606e-06 | 5.7696e-06 | 8.0665e-06
|  | 361.6493 | 0.31065 | 0.0022168 | 0.0029381 | 6.5316e-06 | 2.281e-06 | 0 | 0 | 2.0139e-05 | 2.6857e-05 | 3.7548e-05 | 0.069035 | 0.00050201 | 0.00063581 | 1.4033e-06 | 9.8269e-07 | 2.5615e-07 | 5.0058e-07 | 4.6065e-06 | 5.7702e-06 | 8.0673e-06
|  | 361.8642 | 0.33198 | 0.0024563 | 0.0029806 | 6.5316e-06 | 6.8667e-06 | 2.3844e-06 | 4.6598e-06 | 2.2742e-05 | 2.6857e-05 | 3.7548e-05 | 0.07286 | 0.00068547 | 0.00064211 | 1.4034e-06 | 7.3769e-07 | 2.5616e-07 | 5.006e-07 | 4.8862e-06 | 5.7704e-06 | 8.0677e-06
|  | 362.079 | 0.34622 | 0.0039242 | 0.0029965 | 6.5316e-06 | 0 | 0 | 0 | 2.2742e-05 | 2.6857e-05 | 3.7548e-05 | 0.076955 | 0.00067912 | 0.00064582 | 1.4035e-06 | 1.3231e-06 | 2.5546e-07 | 5.0065e-07 | 4.8867e-06 | 5.771e-06 | 8.0684e-06
|  | 362.2939 | 0.37004 | 0.0023967 | 0.0030145 | 6.5316e-06 | 1.2315e-05 | 2.3777e-06 | 4.6598e-06 | 2.2742e-05 | 2.6857e-05 | 3.7548e-05 | 0.082675 | 0.00060518 | 0.00065133 | 1.4036e-06 | 1.5715e-06 | 2.5547e-07 | 5.0067e-07 | 4.3362e-06 | 5.7712e-06 | 7.7339e-06
|  | 362.5088 | 0.39942 | 0.0032357 | 0.0030474 | 6.5316e-06 | 2.3115e-06 | 0 | 0 | 1.7615e-05 | 2.6857e-05 | 3.4432e-05 | 0.087693 | 0.00067926 | 0.00065618 | 1.4037e-06 | 1.5717e-06 | 2.537e-07 | 5.0108e-07 | 4.3366e-06 | 5.7718e-06 | 7.7346e-06
|  | 362.7237 | 0.41667 | 0.0030856 | 0.0030591 | 6.5316e-06 | 1.2315e-05 | 2.361e-06 | 4.6631e-06 | 2.2742e-05 | 2.6857e-05 | 3.7548e-05 | 0.092286 | 0.00069215 | 0.0006618 | 1.4038e-06 | 1.8168e-06 | 2.5371e-07 | 5.011e-07 | 4.608e-06 | 5.772e-06 | 8.0699e-06
|  | 362.9386 | 0.44213 | 0.0033554 | 0.0030994 | 6.5316e-06 | 4.5925e-06 | 0 | 0 | 2.0139e-05 | 2.6857e-05 | 3.7548e-05 | 0.097671 | 0.00063425 | 0.00066882 | 1.4039e-06 | 1.817e-06 | 0 | 1.6776e-07 | 4.3287e-06 | 5.7726e-06 | 7.7357e-06
|  | 363.1536 | 0.46669 | 0.0025463 | 0.0031239 | 6.5316e-06 | 1.2315e-05 | 0 | 1.561e-06 | 2.0139e-05 | 2.6857e-05 | 3.4432e-05 | 0.10344 | 0.00066967 | 0.00067261 | 1.404e-06 | 2.11e-06 | 0 | 1.6776e-07 | 3.7939e-06 | 5.7728e-06 | 6.7272e-06
|  | 363.3685 | 0.49576 | 0.0036847 | 0.0031345 | 6.5316e-06 | 7.3182e-06 | 0 | 0 | 1.5161e-05 | 2.6857e-05 | 2.8161e-05 | 0.11006 | 0.00086617 | 0.00067758 | 1.4041e-06 | 2.1102e-06 | 2.5629e-07 | 6.8434e-07 | 4.074e-06 | 5.7734e-06 | 7.0628e-06
|  | 363.5835 | 0.52816 | 0.0043739 | 0.0031695 | 6.5316e-06 | 1.2315e-05 | 2.3844e-06 | 6.3669e-06 | 2.2742e-05 | 2.6857e-05 | 3.7548e-05 | 0.11713 | 0.00094027 | 0.00068255 | 1.4042e-06 | 2.102e-06 | 2.5631e-07 | 8.522e-07 | 4.8892e-06 | 5.7739e-06 | 8.0725e-06
|  | 363.7985 | 0.56146 | 0.0043733 | 0.0031801 | 6.5316e-06 | 7.2402e-06 | 0 | 1.561e-06 | 2.2742e-05 | 2.6857e-05 | 3.7548e-05 | 0.12416 | 0.00097257 | 0.00068521 | 1.4043e-06 | 1.8051e-06 | 0 | 8.3695e-07 | 4.8894e-06 | 5.7742e-06 | 8.0729e-06
|  | 364.0135 | 0.59356 | 0.0046739 | 0.0031939 | 6.5316e-06 | 9.5517e-06 | 0 | 6.2246e-06 | 2.2742e-05 | 2.6857e-05 | 3.7548e-05 | 0.13064 | 0.001034 | 0.00069041 | 1.4044e-06 | 1.2721e-06 | 0 | 6.6921e-07 | 4.6101e-06 | 5.7747e-06 | 8.0737e-06
|  | 364.2285 | 0.6216 | 0.0049436 | 0.0032279 | 6.5316e-06 | 2.281e-06 | 0 | 0 | 2.0139e-05 | 2.6857e-05 | 3.7548e-05 | 0.13632 | 0.0010984 | 0.00069649 | 1.4045e-06 | 1.5693e-06 | 0 | 3.3571e-07 | 4.6103e-06 | 5.775e-06 | 8.074e-06
|  | 364.4435 | 0.6463 | 0.0052728 | 0.0032502 | 6.5316e-06 | 1.2315e-05 | 0 | 3.1224e-06 | 2.2742e-05 | 2.6857e-05 | 3.7548e-05 | 0.1424 | 0.001166 | 0.00070043 | 1.4046e-06 | 2.1066e-06 | 0 | 3.3574e-07 | 4.8906e-06 | 5.7755e-06 | 8.0748e-06
|  | 364.6586 | 0.67802 | 0.0055716 | 0.003264 | 6.5316e-06 | 7.2775e-06 | 0 | 0 | 2.2742e-05 | 2.6857e-05 | 3.7548e-05 | 0.14951 | 0.0012402 | 0.00070415 | 1.4048e-06 | 1.8181e-06 | 0 | 3.3618e-07 | 4.891e-06 | 5.7761e-06 | 8.0756e-06
|  | 364.8736 | 0.71232 | 0.0059615 | 0.0032841 | 6.5316e-06 | 9.6297e-06 | 0 | 3.1263e-06 | 2.2742e-05 | 2.6857e-05 | 3.7548e-05 | 0.15607 | 0.0012758 | 0.00071206 | 1.4048e-06 | 1.774e-06 | 0 | 3.362e-07 | 4.34e-06 | 5.7763e-06 | 8.0759e-06
|  | 365.0887 | 0.73892 | 0.0059019 | 0.0033372 | 6.5316e-06 | 6.8667e-06 | 0 | 0 | 1.7615e-05 | 2.6857e-05 | 3.7548e-05 | 0.162 | 0.0011728 | 0.00072362 | 1.4049e-06 | 1.7741e-06 | 0 | 0 | 4.3402e-06 | 5.7766e-06 | 8.0763e-06
|  | 365.3038 | 0.7674 | 0.0050031 | 0.0033913 | 6.5316e-06 | 9.6297e-06 | 0 | 0 | 2.2742e-05 | 2.6857e-05 | 3.7548e-05 | 0.16952 | 0.0013728 | 0.00073263 | 1.4051e-06 | 1.5297e-06 | 0 | 0 | 4.8922e-06 | 5.7774e-06 | 8.0774e-06
|  | 365.5189 | 0.80866 | 0.0077599 | 0.00342 | 6.5316e-06 | 4.5925e-06 | 0 | 0 | 2.2742e-05 | 2.6857e-05 | 3.7548e-05 | 0.17713 | 0.0016306 | 0.0007421 | 1.4051e-06 | 1.5213e-06 | 0 | 1.6536e-07 | 4.8922e-06 | 5.7774e-06 | 8.0774e-06
|  | 365.7341 | 0.83812 | 0.0073996 | 0.0034794 | 6.5316e-06 | 9.5517e-06 | 0 | 1.5374e-06 | 2.2742e-05 | 2.6857e-05 | 3.7548e-05 | 0.18329 | 0.0015694 | 0.00075454 | 1.4053e-06 | 1.5216e-06 | 0 | 1.6538e-07 | 4.6129e-06 | 5.7782e-06 | 7.7427e-06
|  | 365.9492 | 0.86575 | 0.0071897 | 0.0035346 | 6.5316e-06 | 4.5925e-06 | 0 | 0 | 2.0139e-05 | 2.6857e-05 | 3.4427e-05 | 0.1894 | 0.001634 | 0.00076379 | 1.4053e-06 | 1.53e-06 | 0 | 1.6792e-07 | 4.6129e-06 | 5.7782e-06 | 7.4075e-06
|  | 366.1644 | 0.89491 | 0.0079995 | 0.0035654 | 6.5316e-06 | 9.6297e-06 | 0 | 1.561e-06 | 2.2742e-05 | 2.6857e-05 | 3.4432e-05 | 0.19537 | 0.001789 | 0.00077212 | 1.4055e-06 | 1.2815e-06 | 0 | 3.3594e-07 | 4.6135e-06 | 5.779e-06 | 7.4091e-06
|  | 366.3795 | 0.92092 | 0.0086283 | 0.0036111 | 6.5316e-06 | 2.281e-06 | 0 | 1.5615e-06 | 2.0139e-05 | 2.6857e-05 | 3.4432e-05 | 0.20024 | 0.0019469 | 0.00078403 | 1.4055e-06 | 1.0368e-06 | 0 | 3.3601e-07 | 4.6138e-06 | 5.7793e-06 | 7.7447e-06
|  | 366.5947 | 0.94013 | 0.0094665 | 0.0036758 | 6.5316e-06 | 7.3555e-06 | 0 | 1.5615e-06 | 2.2742e-05 | 2.6857e-05 | 3.7548e-05 | 0.20427 | 0.0020566 | 0.0007932 | 1.4056e-06 | 1.2856e-06 | 0 | 1.6801e-07 | 4.894e-06 | 5.7796e-06 | 8.0804e-06
|  | 366.8099 | 0.95833 | 0.0096465 | 0.003696 | 6.5316e-06 | 4.5925e-06 | 0 | 0 | 2.2742e-05 | 2.6857e-05 | 3.7548e-05 | 0.20821 | 0.0021502 | 0.00079842 | 1.4057e-06 | 1.5221e-06 | 0 | 6.8514e-07 | 4.8944e-06 | 5.7801e-06 | 8.0812e-06
|  | 367.0251 | 0.97657 | 0.010335 | 0.0037236 | 6.5316e-06 | 9.5517e-06 | 0 | 6.3669e-06 | 2.2742e-05 | 2.6857e-05 | 3.7548e-05 | 0.21078 | 0.0023825 | 0.00080443 | 1.4059e-06 | 1.5222e-06 | 0 | 6.852e-07 | 4.6148e-06 | 5.7806e-06 | 8.0819e-06
|  | 367.2404 | 0.98199 | 0.011804 | 0.0037512 | 6.5316e-06 | 4.5925e-06 | 0 | 0 | 2.0139e-05 | 2.6857e-05 | 3.7548e-05 | 0.21125 | 0.0025214 | 0.0008087 | 1.4059e-06 | 1.5749e-06 | 0 | 1.68e-07 | 4.6151e-06 | 5.7809e-06 | 8.0823e-06
|  | 367.4556 | 0.9808 | 0.011624 | 0.0037629 | 6.5316e-06 | 1.004e-05 | 0 | 1.561e-06 | 2.2742e-05 | 2.6857e-05 | 3.7548e-05 | 0.21211 | 0.0026279 | 0.00081289 | 1.4061e-06 | 1.8717e-06 | 0 | 3.3603e-07 | 4.8956e-06 | 5.7814e-06 | 8.0831e-06
|  | 367.6709 | 0.98983 | 0.012792 | 0.0037894 | 6.5316e-06 | 7.3487e-06 | 0 | 1.561e-06 | 2.2742e-05 | 2.6857e-05 | 3.7548e-05 | 0.21341 | 0.0029505 | 0.00081761 | 1.4061e-06 | 1.8275e-06 | 0 | 3.3604e-07 | 4.8958e-06 | 5.7817e-06 | 8.0834e-06
|  | 367.8862 | 0.9928 | 0.01462 | 0.0038064 | 6.5316e-06 | 9.6297e-06 | 0 | 1.561e-06 | 2.2742e-05 | 2.6857e-05 | 3.7548e-05 | 0.21337 | 0.0032152 | 0.00082648 | 1.4063e-06 | 1.8687e-06 | 0 | 3.3607e-07 | 4.8962e-06 | 5.7822e-06 | 8.0842e-06
|  | 368.1015 | 0.98925 | 0.015248 | 0.0038711 | 6.5316e-06 | 7.729e-06 | 0 | 1.561e-06 | 2.2742e-05 | 2.6857e-05 | 3.7548e-05 | 0.2137 | 0.003309 | 0.00083879 | 1.4064e-06 | 2.1579e-06 | 0 | 5.0421e-07 | 4.6166e-06 | 5.7828e-06 | 8.0849e-06
|  | 368.3168 | 0.99571 | 0.015488 | 0.0039199 | 6.5316e-06 | 1.2315e-05 | 0 | 3.1224e-06 | 2.0139e-05 | 2.6857e-05 | 3.7548e-05 | 0.21487 | 0.0035672 | 0.00084557 | 1.4065e-06 | 2.6517e-06 | 0 | 5.0429e-07 | 4.6168e-06 | 5.783e-06 | 8.0853e-06
|  | 368.5321 | 1 | 0.017644 | 0.0039337 | 6.5316e-06 | 1.2315e-05 | 0 | 1.5615e-06 | 2.2742e-05 | 2.6857e-05 | 3.7548e-05 | 0.21496 | 0.0038641 | 0.00085395 | 1.4065e-06 | 2.6518e-06 | 0 | 3.3625e-07 | 4.8972e-06 | 5.7833e-06 | 8.0857e-06
|  | 368.7475 | 0.99647 | 0.018244 | 0.0039974 | 6.5316e-06 | 1.2315e-05 | 0 | 1.5615e-06 | 2.2742e-05 | 2.6857e-05 | 3.7548e-05 | 0.21359 | 0.0039937 | 0.0008663 | 1.4067e-06 | 2.0655e-06 | 0 | 3.3629e-07 | 4.8978e-06 | 5.7841e-06 | 8.0868e-06
|  | 368.9629 | 0.98699 | 0.018843 | 0.0040473 | 6.5316e-06 | 6.8667e-06 | 0 | 1.5615e-06 | 2.2742e-05 | 2.6857e-05 | 3.7548e-05 | 0.21055 | 0.0042614 | 0.00087567 | 1.4067e-06 | 1.7764e-06 | 0 | 5.2012e-07 | 4.6176e-06 | 5.7841e-06 | 7.7507e-06
|  | 369.1782 | 0.96828 | 0.02073 | 0.0040845 | 6.5316e-06 | 9.6297e-06 | 0 | 3.2686e-06 | 2.0139e-05 | 2.6857e-05 | 3.4427e-05 | 0.20702 | 0.0045457 | 0.00088684 | 1.4069e-06 | 1.7766e-06 | 0 | 5.2011e-07 | 4.3378e-06 | 5.7847e-06 | 7.7514e-06
|  | 369.3936 | 0.954 | 0.021479 | 0.0041503 | 6.5316e-06 | 6.8667e-06 | 0 | 1.561e-06 | 2.0139e-05 | 2.6857e-05 | 3.7548e-05 | 0.20474 | 0.0048301 | 0.00090133 | 1.407e-06 | 1.7767e-06 | 2.5429e-07 | 3.363e-07 | 4.3382e-06 | 5.7852e-06 | 8.0883e-06
|  | 369.609 | 0.94693 | 0.023367 | 0.0042182 | 6.5316e-06 | 9.6297e-06 | 2.361e-06 | 1.5615e-06 | 2.0139e-05 | 2.6857e-05 | 3.7548e-05 | 0.20013 | 0.0052276 | 0.00091502 | 1.4071e-06 | 2.0745e-06 | 2.5431e-07 | 5.2027e-07 | 4.3386e-06 | 5.7857e-06 | 8.0891e-06
|  | 369.8245 | 0.91107 | 0.025164 | 0.0042766 | 6.5316e-06 | 9.6297e-06 | 0 | 3.2686e-06 | 2.0139e-05 | 2.6857e-05 | 3.7548e-05 | 0.19315 | 0.0056118 | 0.00092306 | 1.4072e-06 | 1.5807e-06 | 0 | 3.5209e-07 | 4.6191e-06 | 5.786e-06 | 8.0894e-06
|  | 370.0399 | 0.882 | 0.026932 | 0.0042925 | 6.5316e-06 | 5.044e-06 | 0 | 0 | 2.2742e-05 | 2.6857e-05 | 3.7548e-05 | 0.18733 | 0.0058895 | 0.00093477 | 1.4072e-06 | 1.3357e-06 | 0 | 3.3636e-07 | 4.8997e-06 | 5.7863e-06 | 8.0898e-06
|  | 370.2553 | 0.85699 | 0.02774 | 0.0043849 | 6.5316e-06 | 7.3555e-06 | 0 | 3.1224e-06 | 2.2742e-05 | 2.6857e-05 | 3.7548e-05 | 0.18486 | 0.0063257 | 0.00095293 | 1.4074e-06 | 1.5849e-06 | 0 | 5.0456e-07 | 4.9001e-06 | 5.7868e-06 | 8.0906e-06
|  | 370.4708 | 0.85886 | 0.030975 | 0.0044602 | 6.5316e-06 | 7.3555e-06 | 0 | 1.561e-06 | 2.2742e-05 | 2.6857e-05 | 3.7548e-05 | 0.1837 | 0.0069881 | 0.00096285 | 1.4075e-06 | 1.8217e-06 | 0 | 5.0497e-07 | 4.9006e-06 | 5.7873e-06 | 8.0913e-06
|  | 370.6863 | 0.84605 | 0.033882 | 0.0044761 | 6.5316e-06 | 9.5517e-06 | 0 | 3.1257e-06 | 2.2742e-05 | 2.6857e-05 | 3.7548e-05 | 0.17738 | 0.0073338 | 0.0009733 | 1.4076e-06 | 1.8093e-06 | 0 | 5.0505e-07 | 4.9008e-06 | 5.7876e-06 | 8.0917e-06
|  | 370.9018 | 0.80021 | 0.034181 | 0.0045568 | 6.5316e-06 | 7.2402e-06 | 0 | 1.5615e-06 | 2.2742e-05 | 2.6857e-05 | 3.7548e-05 | 0.1708 | 0.0077311 | 0.00099073 | 1.4076e-06 | 2.1071e-06 | 0 | 6.8612e-07 | 4.901e-06 | 5.7879e-06 | 8.0921e-06
|  | 371.1173 | 0.78489 | 0.037566 | 0.0046375 | 6.5316e-06 | 1.2315e-05 | 0 | 4.8059e-06 | 2.2742e-05 | 2.6857e-05 | 3.7548e-05 | 0.16769 | 0.0083554 | 0.0010069 | 1.4078e-06 | 1.6249e-06 | 0 | 5.1794e-07 | 4.6213e-06 | 5.7887e-06 | 8.0932e-06
|  | 371.3329 | 0.77109 | 0.039963 | 0.0047054 | 6.5316e-06 | 2.763e-06 | 0 | 0 | 2.0139e-05 | 2.6857e-05 | 3.7548e-05 | 0.16382 | 0.0088719 | 0.0010215 | 1.4078e-06 | 1.3758e-06 | 0 | 0 | 4.3408e-06 | 5.7887e-06 | 8.0932e-06
|  | 371.5484 | 0.74901 | 0.042359 | 0.0047734 | 6.5316e-06 | 1.0003e-05 | 0 | 0 | 2.0139e-05 | 2.6857e-05 | 3.7548e-05 | 0.15911 | 0.0094995 | 0.0010387 | 1.408e-06 | 1.5692e-06 | 0 | 0 | 4.3414e-06 | 5.7895e-06 | 8.0943e-06
|  | 371.764 | 0.72716 | 0.045775 | 0.0048636 | 6.5316e-06 | 4.5552e-06 | 0 | 0 | 2.0139e-05 | 2.6857e-05 | 3.7548e-05 | 0.15428 | 0.010159 | 0.0010564 | 1.4081e-06 | 1.8184e-06 | 0 | 3.3698e-07 | 4.6221e-06 | 5.7898e-06 | 8.0947e-06
|  | 371.9795 | 0.70412 | 0.048471 | 0.0049368 | 6.5316e-06 | 1.2315e-05 | 0 | 3.1263e-06 | 2.2742e-05 | 2.6857e-05 | 3.7548e-05 | 0.14906 | 0.010834 | 0.0010705 | 1.4082e-06 | 2.1163e-06 | 0 | 3.37e-07 | 4.9028e-06 | 5.79e-06 | 8.0951e-06
|  | 372.1951 | 0.67871 | 0.052036 | 0.0049941 | 6.5316e-06 | 7.3182e-06 | 0 | 0 | 2.2742e-05 | 2.6857e-05 | 3.7548e-05 | 0.1445 | 0.011626 | 0.0010891 | 1.4083e-06 | 2.1165e-06 | 0 | 1.6833e-07 | 4.9033e-06 | 5.7906e-06 | 8.0958e-06
|  | 372.4107 | 0.66166 | 0.05581 | 0.0051088 | 6.5316e-06 | 1.2315e-05 | 0 | 1.5615e-06 | 2.2742e-05 | 2.6857e-05 | 3.7548e-05 | 0.14037 | 0.012348 | 0.0011096 | 1.4084e-06 | 1.8715e-06 | 0 | 1.6835e-07 | 4.9038e-06 | 5.7911e-06 | 8.0966e-06
|  | 372.6264 | 0.64032 | 0.058716 | 0.0051831 | 6.5316e-06 | 5.044e-06 | 0 | 0 | 2.2742e-05 | 2.6857e-05 | 3.7548e-05 | 0.135 | 0.013101 | 0.0011255 | 1.4085e-06 | 1.8716e-06 | 0 | 5.0538e-07 | 4.904e-06 | 5.7914e-06 | 8.097e-06
|  | 372.842 | 0.61177 | 0.06279 | 0.0052553 | 6.5316e-06 | 1.2315e-05 | 0 | 4.6872e-06 | 2.2742e-05 | 2.6857e-05 | 3.7548e-05 | 0.12925 | 0.013873 | 0.0011446 | 1.4085e-06 | 1.5738e-06 | 0 | 5.054e-07 | 4.6236e-06 | 5.7916e-06 | 8.0973e-06
|  | 373.0577 | 0.58695 | 0.065876 | 0.0053603 | 6.5316e-06 | 2.281e-06 | 0 | 0 | 2.0139e-05 | 2.6857e-05 | 3.7548e-05 | 0.12486 | 0.014625 | 0.0011601 | 1.4087e-06 | 1.574e-06 | 2.5461e-07 | 1.6839e-07 | 4.6243e-06 | 5.7924e-06 | 8.0985e-06
|  | 373.2733 | 0.57091 | 0.06974 | 0.0053975 | 6.5316e-06 | 1.2315e-05 | 2.361e-06 | 1.5615e-06 | 2.2742e-05 | 2.6857e-05 | 3.7548e-05 | 0.12155 | 0.015743 | 0.0011735 | 1.4087e-06 | 2.656e-06 | 2.5461e-07 | 1.6839e-07 | 4.9049e-06 | 5.7924e-06 | 8.0985e-06
|  | 373.489 | 0.55618 | 0.076241 | 0.0054845 | 6.5316e-06 | 1.2315e-05 | 0 | 0 | 2.2742e-05 | 2.6857e-05 | 3.7548e-05 | 0.11736 | 0.016872 | 0.0011962 | 1.4089e-06 | 2.6564e-06 | 0 | 3.3718e-07 | 4.9056e-06 | 5.7933e-06 | 8.0996e-06
|  | 373.7047 | 0.53193 | 0.080195 | 0.0056066 | 6.5316e-06 | 1.2315e-05 | 0 | 3.1263e-06 | 2.2742e-05 | 2.6857e-05 | 3.7548e-05 | 0.11264 | 0.01788 | 0.0012129 | 1.4089e-06 | 1.8195e-06 | 0 | 3.3718e-07 | 4.9056e-06 | 5.7933e-06 | 8.0996e-06
|  | 373.9204 | 0.51246 | 0.085587 | 0.0056395 | 6.5316e-06 | 4.5552e-06 | 0 | 0 | 2.2742e-05 | 2.6857e-05 | 3.7548e-05 | 0.1088 | 0.019124 | 0.0012319 | 1.4091e-06 | 1.8198e-06 | 2.5468e-07 | 3.3682e-07 | 4.9063e-06 | 5.7941e-06 | 8.1007e-06
|  | 374.1362 | 0.49617 | 0.091699 | 0.0057807 | 6.5316e-06 | 1.2315e-05 | 2.361e-06 | 3.1224e-06 | 2.2742e-05 | 2.6857e-05 | 3.7548e-05 | 0.10467 | 0.020256 | 0.0012597 | 1.4092e-06 | 2.3588e-06 | 2.5469e-07 | 3.3683e-07 | 4.9065e-06 | 5.7943e-06 | 8.1011e-06
|  | 374.3519 | 0.47407 | 0.096073 | 0.0058964 | 6.5316e-06 | 9.5517e-06 | 0 | 0 | 2.2742e-05 | 2.6857e-05 | 3.7548e-05 | 0.10022 | 0.021482 | 0.0012759 | 1.4093e-06 | 2.3589e-06 | 2.547e-07 | 8.5567e-07 | 4.9067e-06 | 5.7946e-06 | 8.1015e-06
|  | 374.5677 | 0.4549 | 0.10305 | 0.0059303 | 6.5316e-06 | 1.2315e-05 | 2.361e-06 | 7.9317e-06 | 2.2742e-05 | 2.6857e-05 | 3.7548e-05 | 0.095899 | 0.022812 | 0.0012958 | 1.2591e-06 | 1.574e-06 | 2.5472e-07 | 8.5575e-07 | 4.9072e-06 | 5.7951e-06 | 8.1022e-06
|  | 374.7835 | 0.43396 | 0.10839 | 0.00608 | 5.1386e-06 | 2.2742e-06 | 0 | 0 | 2.2742e-05 | 2.6857e-05 | 3.7548e-05 | 0.091797 | 0.024178 | 0.0013302 | 1.2592e-06 | 1.5741e-06 | 0 | 3.3691e-07 | 4.9076e-06 | 5.7957e-06 | 8.103e-06
|  | 374.9993 | 0.4168 | 0.11569 | 0.0062477 | 6.5316e-06 | 1.2315e-05 | 0 | 3.1224e-06 | 2.2742e-05 | 2.6857e-05 | 3.7548e-05 | 0.087814 | 0.025598 | 0.0013513 | 1.4096e-06 | 1.8203e-06 | 0 | 3.3693e-07 | 4.3547e-06 | 5.7959e-06 | 8.1033e-06
|  | 375.2151 | 0.39701 | 0.12154 | 0.0062753 | 6.5316e-06 | 4.5552e-06 | 0 | 0 | 1.7615e-05 | 2.6857e-05 | 3.7548e-05 | 0.083539 | 0.026978 | 0.0013695 | 1.4097e-06 | 1.5223e-06 | 0 | 3.3737e-07 | 4.3551e-06 | 5.7965e-06 | 8.1041e-06
|  | 375.4309 | 0.37711 | 0.12846 | 0.0064154 | 6.5316e-06 | 9.5517e-06 | 0 | 3.1263e-06 | 2.2742e-05 | 2.6857e-05 | 3.7548e-05 | 0.079849 | 0.028599 | 0.0014048 | 1.4098e-06 | 1.5264e-06 | 0 | 3.3739e-07 | 4.9085e-06 | 5.7967e-06 | 8.1045e-06
|  | 375.6467 | 0.36278 | 0.13654 | 0.0066012 | 6.5316e-06 | 4.5925e-06 | 0 | 0 | 2.2742e-05 | 2.6857e-05 | 3.7548e-05 | 0.077177 | 0.030545 | 0.0014312 | 1.4099e-06 | 1.8248e-06 | 0 | 3.37e-07 | 4.909e-06 | 5.7973e-06 | 8.1052e-06
|  | 375.8626 | 0.35228 | 0.14646 | 0.0066596 | 6.5316e-06 | 1.2315e-05 | 0 | 3.1224e-06 | 2.2742e-05 | 2.6857e-05 | 3.7548e-05 | 0.074171 | 0.032483 | 0.0014455 | 1.41e-06 | 1.5754e-06 | 0 | 3.3702e-07 | 4.6283e-06 | 5.7976e-06 | 8.1056e-06
|  | 376.0785 | 0.3349 | 0.15449 | 0.0067328 | 6.5316e-06 | 2.281e-06 | 0 | 0 | 2.0139e-05 | 2.6857e-05 | 3.7548e-05 | 0.070359 | 0.034122 | 0.0014777 | 1.4101e-06 | 1.5755e-06 | 0 | 6.7191e-07 | 4.6288e-06 | 5.7981e-06 | 8.1063e-06
|  | 376.2944 | 0.3169 | 0.16162 | 0.0069568 | 6.5316e-06 | 1.2315e-05 | 0 | 6.2246e-06 | 2.2742e-05 | 2.6857e-05 | 3.7548e-05 | 0.067396 | 0.036145 | 0.0015102 | 1.4102e-06 | 1.3294e-06 | 0 | 6.7195e-07 | 4.3565e-06 | 5.7984e-06 | 7.0934e-06
|  | 376.5103 | 0.30743 | 0.17321 | 0.0070332 | 6.5316e-06 | 0 | 0 | 0 | 1.7615e-05 | 2.6857e-05 | 2.8161e-05 | 0.065316 | 0.038668 | 0.0015277 | 1.4103e-06 | 1.3295e-06 | 0 | 8.563e-07 | 4.3569e-06 | 5.7989e-06 | 7.094e-06
|  | 376.7262 | 0.29757 | 0.18496 | 0.007117 | 6.5316e-06 | 1.2315e-05 | 0 | 7.9317e-06 | 2.2742e-05 | 2.6857e-05 | 3.7548e-05 | 0.062884 | 0.04111 | 0.0015538 | 1.4104e-06 | 1.5759e-06 | 0 | 8.5638e-07 | 4.3573e-06 | 5.7994e-06 | 8.1082e-06
|  | 376.9421 | 0.28485 | 0.1958 | 0.0072741 | 6.5316e-06 | 2.281e-06 | 0 | 0 | 1.7615e-05 | 2.6857e-05 | 3.7548e-05 | 0.060293 | 0.04358 | 0.0015878 | 1.4105e-06 | 1.2776e-06 | 2.5673e-07 | 3.3714e-07 | 4.3575e-06 | 5.7997e-06 | 8.1086e-06
|  | 377.1581 | 0.27355 | 0.20781 | 0.0074312 | 6.5316e-06 | 9.5517e-06 | 2.3777e-06 | 3.1224e-06 | 2.2742e-05 | 2.6857e-05 | 3.7548e-05 | 0.057884 | 0.046167 | 0.0016134 | 1.4106e-06 | 1.277e-06 | 2.5674e-07 | 3.3716e-07 | 4.3577e-06 | 5.8e-06 | 7.7724e-06
|  | 377.374 | 0.26251 | 0.21974 | 0.0075108 | 6.5316e-06 | 2.2742e-06 | 0 | 0 | 1.7615e-05 | 2.6857e-05 | 3.4432e-05 | 0.055588 | 0.048886 | 0.0016339 | 1.4107e-06 | 1.5754e-06 | 0 | 5.0617e-07 | 4.3581e-06 | 5.8005e-06 | 7.7732e-06
|  | 377.59 | 0.25224 | 0.23295 | 0.0076191 | 6.5316e-06 | 1.2315e-05 | 0 | 4.6872e-06 | 2.2742e-05 | 2.6857e-05 | 3.7548e-05 | 0.053272 | 0.051579 | 0.0016651 | 1.4108e-06 | 1.5763e-06 | 0 | 5.0622e-07 | 4.3585e-06 | 5.801e-06 | 8.1105e-06
|  | 377.806 | 0.24102 | 0.24463 | 0.0077985 | 6.5316e-06 | 2.281e-06 | 0 | 0 | 1.7615e-05 | 2.6857e-05 | 3.7548e-05 | 0.050748 | 0.054018 | 0.001705 | 1.4109e-06 | 1.5764e-06 | 2.55e-07 | 6.7229e-07 | 4.3588e-06 | 6.287e-06 | 8.448e-06
|  | 378.022 | 0.22885 | 0.25551 | 0.0079874 | 6.5316e-06 | 1.2315e-05 | 2.361e-06 | 6.2246e-06 | 2.2742e-05 | 3.1354e-05 | 4.067e-05 | 0.048638 | 0.057042 | 0.0017292 | 1.411e-06 | 1.5758e-06 | 2.5502e-07 | 6.7235e-07 | 4.6318e-06 | 6.2876e-06 | 8.4488e-06
|  | 378.2381 | 0.22145 | 0.27258 | 0.0080214 | 6.5316e-06 | 2.2742e-06 | 0 | 0 | 2.0139e-05 | 2.6857e-05 | 3.7548e-05 | 0.04692 | 0.060471 | 0.0017618 | 1.4111e-06 | 1.5759e-06 | 0 | 8.5678e-07 | 4.632e-06 | 5.8021e-06 | 8.112e-06
|  | 378.4541 | 0.21292 | 0.28723 | 0.0082889 | 6.5316e-06 | 1.2315e-05 | 0 | 7.9317e-06 | 2.2742e-05 | 2.6857e-05 | 3.7548e-05 | 0.044974 | 0.063577 | 0.0018111 | 1.4112e-06 | 1.3304e-06 | 0 | 8.5686e-07 | 4.3598e-06 | 5.8027e-06 | 7.4388e-06
|  | 378.6702 | 0.20339 | 0.30128 | 0.0084757 | 6.5316e-06 | 0 | 0 | 0 | 1.7615e-05 | 2.6857e-05 | 3.131e-05 | 0.043038 | 0.066788 | 0.0018418 | 1.4113e-06 | 1.0403e-06 | 2.576e-07 | 3.3733e-07 | 4.36e-06 | 5.8029e-06 | 7.4392e-06
|  | 378.8862 | 0.19498 | 0.31692 | 0.0085723 | 6.5316e-06 | 9.6297e-06 | 2.3844e-06 | 3.1224e-06 | 2.2742e-05 | 2.6857e-05 | 3.7548e-05 | 0.041212 | 0.070027 | 0.0018789 | 1.4114e-06 | 1.5847e-06 | 2.5763e-07 | 3.3736e-07 | 4.9142e-06 | 5.8035e-06 | 8.1139e-06
|  | 379.1023 | 0.18645 | 0.33121 | 0.0088175 | 6.5316e-06 | 5.0372e-06 | 0 | 0 | 2.2742e-05 | 2.6857e-05 | 3.7548e-05 | 0.039436 | 0.073223 | 0.001931 | 1.4115e-06 | 1.8749e-06 | 2.5691e-07 | 5.0645e-07 | 4.9144e-06 | 5.8037e-06 | 8.1142e-06
|  | 379.3184 | 0.17852 | 0.34646 | 0.0090542 | 6.5316e-06 | 1.2315e-05 | 2.3777e-06 | 4.6872e-06 | 2.2742e-05 | 2.6857e-05 | 3.7548e-05 | 0.037734 | 0.076557 | 0.001971 | 1.4116e-06 | 1.827e-06 | 2.5693e-07 | 5.065e-07 | 4.6337e-06 | 5.8043e-06 | 8.115e-06
|  | 379.5345 | 0.17067 | 0.36201 | 0.0091858 | 6.5316e-06 | 4.5925e-06 | 0 | 0 | 2.0139e-05 | 2.6857e-05 | 3.7548e-05 | 0.036127 | 0.07998 | 0.0020054 | 1.4118e-06 | 1.8272e-06 | 0 | 3.5323e-07 | 4.6341e-06 | 5.8048e-06 | 8.1157e-06
|  | 379.7507 | 0.16362 | 0.37807 | 0.0093705 | 6.5316e-06 | 1.2315e-05 | 0 | 3.2686e-06 | 2.2742e-05 | 2.6857e-05 | 3.7548e-05 | 0.034834 | 0.084008 | 0.0020498 | 1.4118e-06 | 1.5774e-06 | 0 | 3.5325e-07 | 4.9156e-06 | 5.8051e-06 | 8.1161e-06
|  | 379.9668 | 0.15869 | 0.39925 | 0.0095955 | 6.5316e-06 | 2.281e-06 | 0 | 0 | 2.2742e-05 | 2.6857e-05 | 3.7548e-05 | 0.033899 | 0.08888 | 0.0020981 | 1.4119e-06 | 1.5776e-06 | 5.1317e-07 | 8.573e-07 | 4.916e-06 | 5.8056e-06 | 8.1169e-06
|  | 380.183 | 0.15494 | 0.42307 | 0.0098163 | 6.5316e-06 | 1.2315e-05 | 4.7479e-06 | 7.9317e-06 | 2.2742e-05 | 2.6857e-05 | 3.7548e-05 | 0.032814 | 0.093489 | 0.0021344 | 1.412e-06 | 1.8235e-06 | 5.132e-07 | 8.5734e-07 | 4.3622e-06 | 5.3266e-06 | 7.1026e-06
|  | 380.3992 | 0.14864 | 0.44185 | 0.0099299 | 6.5316e-06 | 4.5552e-06 | 0 | 0 | 1.7615e-05 | 2.2422e-05 | 2.8161e-05 | 0.031629 | 0.097687 | 0.0021814 | 1.4121e-06 | 1.8235e-06 | 5.1295e-07 | 8.5738e-07 | 4.3624e-06 | 5.3268e-06 | 7.1029e-06
|  | 380.6154 | 0.14397 | 0.46186 | 0.01025 | 6.5316e-06 | 1.2315e-05 | 4.7454e-06 | 7.9317e-06 | 2.2742e-05 | 2.6857e-05 | 3.7548e-05 | 0.030526 | 0.10238 | 0.0022352 | 1.4122e-06 | 1.3313e-06 | 5.13e-07 | 8.5745e-07 | 4.6356e-06 | 5.8067e-06 | 8.1184e-06
|  | 380.8316 | 0.1384 | 0.4852 | 0.010426 | 6.5316e-06 | 0 | 0 | 0 | 2.0139e-05 | 2.6857e-05 | 3.7548e-05 | 0.029512 | 0.10743 | 0.0022748 | 1.4123e-06 | 1.3314e-06 | 0 | 6.7297e-07 | 4.6361e-06 | 6.2934e-06 | 8.1191e-06
|  | 381.0478 | 0.13457 | 0.50851 | 0.010615 | 6.5316e-06 | 1.2315e-05 | 0 | 6.2246e-06 | 2.2742e-05 | 3.1354e-05 | 3.7548e-05 | 0.028645 | 0.1126 | 0.0023247 | 1.4124e-06 | 1.5773e-06 | 0 | 6.73e-07 | 4.6363e-06 | 6.2937e-06 | 8.1195e-06
|  | 381.264 | 0.13036 | 0.53295 | 0.010886 | 6.5316e-06 | 2.2742e-06 | 0 | 0 | 2.0139e-05 | 2.6857e-05 | 3.7548e-05 | 0.027696 | 0.11759 | 0.0023844 | 1.4125e-06 | 1.5775e-06 | 2.5529e-07 | 8.5765e-07 | 4.6367e-06 | 5.808e-06 | 8.1202e-06
|  | 381.4803 | 0.12577 | 0.55449 | 0.011165 | 6.5316e-06 | 1.2315e-05 | 2.361e-06 | 7.9317e-06 | 2.2742e-05 | 2.6857e-05 | 3.7548e-05 | 0.027038 | 0.12359 | 0.0024408 | 1.262e-06 | 1.3317e-06 | 2.5531e-07 | 8.5773e-07 | 4.6371e-06 | 5.8086e-06 | 8.121e-06
|  | 381.6966 | 0.12425 | 0.58838 | 0.011405 | 5.1386e-06 | 0 | 0 | 0 | 2.0139e-05 | 2.6857e-05 | 3.7548e-05 | 0.026353 | 0.12978 | 0.0025007 | 1.262e-06 | 1.3317e-06 | 2.5785e-07 | 6.9148e-07 | 4.6371e-06 | 5.8086e-06 | 8.121e-06
|  | 381.9129 | 0.11944 | 0.61172 | 0.01172 | 6.5316e-06 | 1.2315e-05 | 2.3844e-06 | 6.3943e-06 | 2.2742e-05 | 2.6857e-05 | 3.7548e-05 | 0.025216 | 0.13358 | 0.0025562 | 1.4129e-06 | 1.3319e-06 | 2.5789e-07 | 6.9158e-07 | 4.6462e-06 | 5.8094e-06 | 7.785e-06
|  | 382.1292 | 0.11371 | 0.6234 | 0.011915 | 6.5316e-06 | 0 | 0 | 0 | 2.0218e-05 | 2.6857e-05 | 3.4432e-05 | 0.024236 | 0.13738 | 0.0026088 | 1.4129e-06 | 1.332e-06 | 2.579e-07 | 6.7325e-07 | 4.6465e-06 | 5.8096e-06 | 7.7854e-06
|  | 382.3455 | 0.11037 | 0.6468 | 0.012205 | 6.5316e-06 | 1.2315e-05 | 2.3844e-06 | 6.2246e-06 | 2.2742e-05 | 2.6857e-05 | 3.7548e-05 | 0.023385 | 0.14242 | 0.0026666 | 1.413e-06 | 1.332e-06 | 2.5791e-07 | 6.7328e-07 | 4.6382e-06 | 5.8099e-06 | 7.4481e-06
|  | 382.5618 | 0.10583 | 0.6699 | 0.012449 | 6.5316e-06 | 0 | 0 | 0 | 2.0139e-05 | 2.6857e-05 | 3.131e-05 | 0.022462 | 0.14704 | 0.0027335 | 1.4131e-06 | 1.3321e-06 | 7.7054e-07 | 8.5801e-07 | 4.6386e-06 | 5.8104e-06 | 7.4488e-06
|  | 382.7782 | 0.10181 | 0.6894 | 0.01282 | 6.5316e-06 | 1.2315e-05 | 7.1231e-06 | 7.9317e-06 | 2.2742e-05 | 2.6857e-05 | 3.7548e-05 | 0.021774 | 0.1515 | 0.0027894 | 1.2721e-06 | 1.3323e-06 | 7.7061e-07 | 8.5809e-07 | 4.9206e-06 | 5.811e-06 | 8.1244e-06
|  | 382.9946 | 0.099449 | 0.71101 | 0.012964 | 5.227e-06 | 0 | 0 | 0 | 2.2742e-05 | 2.6857e-05 | 3.7548e-05 | 0.021105 | 0.1568 | 0.0028491 | 1.2722e-06 | 1.3323e-06 | 7.6911e-07 | 6.8919e-07 | 4.9208e-06 | 5.8112e-06 | 8.1247e-06
|  | 383.2109 | 0.095629 | 0.73827 | 0.013371 | 6.5316e-06 | 1.2315e-05 | 7.1088e-06 | 6.3702e-06 | 2.2742e-05 | 2.6857e-05 | 3.7548e-05 | 0.020528 | 0.16288 | 0.0029214 | 1.1215e-06 | 1.3324e-06 | 7.6914e-07 | 6.8922e-07 | 4.3739e-06 | 5.8115e-06 | 7.4472e-06
|  | 383.4273 | 0.094108 | 0.76718 | 0.01363 | 3.8339e-06 | 0 | 0 | 0 | 1.7685e-05 | 2.6857e-05 | 3.1283e-05 | 0.019989 | 0.16873 | 0.0029759 | 1.1216e-06 | 1.3325e-06 | 5.1347e-07 | 6.8893e-07 | 4.3743e-06 | 5.8121e-06 | 7.4479e-06
|  | 383.6437 | 0.090625 | 0.79217 | 0.013872 | 6.5316e-06 | 1.2315e-05 | 4.7454e-06 | 6.3669e-06 | 2.2742e-05 | 2.6857e-05 | 3.7548e-05 | 0.019298 | 0.17395 | 0.0030385 | 1.272e-06 | 1.6232e-06 | 5.1352e-07 | 6.8899e-07 | 4.9219e-06 | 5.8126e-06 | 8.1266e-06
|  | 383.8602 | 0.087703 | 0.81524 | 0.014206 | 5.2223e-06 | 2.685e-06 | 0 | 0 | 2.2742e-05 | 2.6857e-05 | 3.7548e-05 | 0.018775 | 0.17913 | 0.0031209 | 4.2738e-05 | 2.0916e-05 | -1.8247e-05 | -2.8779e-06 | 0.00020299 | 0.000237 | 0.00038939
|  | 384.0766 | 0.085786 | 0.84005 | 0.014632 | 0.0003897 | 0.00019058 | -0.00016861 | -2.6593e-05 | 0.0018529 | 0.0021632 | 0.0035606 | 0.018158 | 0.1843 | 0.0031837 | 0.00034898 | 0.0002447 | -4.4238e-05 | 3.6146e-05 | 0.0014906 | 0.0017832 | 0.0028076
|  | 384.2931 | 0.081985 | 0.86279 | 0.014784 | 0.0028347 | 0.0020703 | -0.00024013 | 0.00036057 | 0.01192 | 0.014313 | 0.02238 | 0.017575 | 0.18915 | 0.0032582 | 0.00082534 | 0.00090471 | 0.00034527 | 0.00034311 | 0.0028099 | 0.0035762 | 0.0049592
|  | 384.5095 | 0.080389 | 0.88481 | 0.015319 | 0.0047907 | 0.0062884 | 0.0034302 | 0.0028095 | 0.014041 | 0.018728 | 0.023439 | 0.017235 | 0.19384 | 0.0033419 | 0.00081322 | 0.00090095 | 0.00025407 | 0.00032914 | 0.0028355 | 0.0037005 | 0.0048881
|  | 384.726 | 0.078834 | 0.90597 | 0.015555 | 0.002722 | 0.0020348 | -0.001083 | 0.00023114 | 0.012154 | 0.015459 | 0.021719 | 0.016653 | 0.19817 | 0.003409 | 0.00089206 | 0.0010489 | 0.00023801 | 0.00042851 | 0.0029084 | 0.0038552 | 0.0051052
|  | 384.9425 | 0.075009 | 0.92469 | 0.015938 | 0.0055187 | 0.0076552 | 0.0032817 | 0.0037274 | 0.014713 | 0.020155 | 0.025442 | 0.016081 | 0.2026 | 0.0034946 | 0.00087615 | 0.0010932 | 0.00031303 | 0.0004617 | 0.0028598 | 0.0038261 | 0.0049737
|  | 385.159 | 0.073529 | 0.94675 | 0.016342 | 0.0025743 | 0.0024423 | -0.00039021 | 0.00053729 | 0.011703 | 0.015187 | 0.020501 | 0.015741 | 0.2067 | 0.0035888 | 0.000762 | 0.00093321 | 0.00027617 | 0.00035342 | 0.0026945 | 0.0036461 | 0.0047627
|  | 385.3756 | 0.071861 | 0.96245 | 0.016806 | 0.004464 | 0.0061773 | 0.002941 | 0.0027271 | 0.013185 | 0.018491 | 0.02349 | 0.015078 | 0.20901 | 0.0036701 | 0.00073636 | 0.00095467 | 0.00027436 | 0.00033618 | 0.0025509 | 0.0035568 | 0.0047073
|  | 385.5921 | 0.067399 | 0.96796 | 0.01709 | 0.0023368 | 0.0026397 | -0.00040713 | 0.00037775 | 0.010374 | 0.014359 | 0.019985 | 0.014402 | 0.21089 | 0.0037752 | 0.00075958 | 0.00097619 | 0.00031127 | 0.00039512 | 0.0026752 | 0.0035955 | 0.0047169
|  | 385.8087 | 0.065605 | 0.97971 | 0.017775 | 0.0046782 | 0.0063757 | 0.0032818 | 0.0032713 | 0.014332 | 0.018847 | 0.023577 | 0.013902 | 0.2128 | 0.0038949 | 0.00077104 | 0.00094882 | 0.00027399 | 0.00042916 | 0.0027416 | 0.0034508 | 0.0047976
|  | 386.0253 | 0.062773 | 0.9854 | 0.018192 | 0.0024419 | 0.0023862 | -0.00075162 | 0.00069179 | 0.010985 | 0.013019 | 0.020727 | 0.013486 | 0.21423 | 0.0040078 | 0.0007637 | 0.00094068 | 0.00028524 | 0.0004126 | 0.0024888 | 0.0032198 | 0.0045851
|  | 386.2419 | 0.061749 | 0.99271 | 0.018814 | 0.0046097 | 0.0062996 | 0.0033855 | 0.003118 | 0.011995 | 0.016711 | 0.02161 | 0.013236 | 0.21572 | 0.0041071 | 0.00077562 | 0.00086221 | 0.00031546 | 0.00037555 | 0.0023518 | 0.0030992 | 0.0043351
|  | 386.4585 | 0.060463 | 0.99904 | 0.019107 | 0.0025517 | 0.0016613 | -0.00047276 | 0.00034952 | 0.0097191 | 0.011904 | 0.018417 | 0.012883 | 0.21652 | 0.0042577 | 0.00077549 | 0.00084249 | 0.00032758 | 0.00035586 | 0.0025283 | 0.0032411 | 0.0044025
|  | 386.6751 | 0.058482 | 1 | 0.020203 | 0.0046082 | 0.0061172 | 0.0034973 | 0.002936 | 0.013624 | 0.01802 | 0.02223 | 0.012469 | 0.21625 | 0.0044473 | 0.00075907 | 0.00086801 | 0.00034077 | 0.00034383 | 0.0025389 | 0.0033879 | 0.0043753
|  | 386.8917 | 0.056632 | 0.99641 | 0.020854 | 0.0023994 | 0.0018962 | -0.00035126 | 0.00023818 | 0.0098148 | 0.013257 | 0.018162 | 0.01183 | 0.2149 | 0.0047646 | 0.00070817 | 0.00080197 | 0.00025529 | 0.00036244 | 0.002356 | 0.003213 | 0.0040485
|  | 387.1084 | 0.052574 | 0.9873 | 0.023128 | 0.0041378 | 0.0055068 | 0.0027078 | 0.0031075 | 0.011934 | 0.016403 | 0.01921 | 0.011166 | 0.21272 | 0.005002 | 0.00070373 | 0.0008214 | 0.00019163 | 0.00038853 | 0.0023097 | 0.0030677 | 0.003902
|  | 387.3251 | 0.050494 | 0.97622 | 0.023043 | 0.0023581 | 0.0020752 | -0.00093893 | 0.0004789 | 0.0093866 | 0.011914 | 0.016808 | 0.010863 | 0.2109 | 0.0052055 | 0.00065491 | 0.00079837 | 0.00025264 | 0.00036283 | 0.0021968 | 0.0029985 | 0.0039706
|  | 387.5417 | 0.04977 | 0.97041 | 0.025004 | 0.0036869 | 0.0052939 | 0.0032709 | 0.0028701 | 0.010891 | 0.015762 | 0.019841 | 0.01067 | 0.20969 | 0.0055524 | 0.00056855 | 0.00074399 | 0.00030121 | 0.00029616 | 0.0021651 | 0.0028611 | 0.0039796
|  | 387.7584 | 0.048703 | 0.96493 | 0.026241 | 0.0015605 | 0.0015727 | -0.00049087 | -0.00013673 | 0.0090917 | 0.010644 | 0.016888 | 0.010087 | 0.20656 | 0.0058942 | 0.0005854 | 0.00075621 | 0.00025179 | 0.00026203 | 0.0021612 | 0.0027886 | 0.0037973
|  | 387.9752 | 0.044382 | 0.9413 | 0.028154 | 0.0038419 | 0.005406 | 0.0028145 | 0.0025549 | 0.010853 | 0.015091 | 0.018156 | 0.0096119 | 0.20272 | 0.00616 | 0.00063495 | 0.00073796 | 0.0002574 | 0.00031221 | 0.0021709 | 0.0029782 | 0.0037592
|  | 388.1919 | 0.044317 | 0.92941 | 0.028691 | 0.0020174 | 0.0014039 | -0.00043921 | 0.00032616 | 0.0091806 | 0.012392 | 0.016534 | 0.0093056 | 0.19901 | 0.0065401 | 0.00062775 | 0.00069176 | 0.00030533 | 0.00028546 | 0.0021727 | 0.0030163 | 0.0037538
|  | 388.4086 | 0.041548 | 0.90694 | 0.031656 | 0.003775 | 0.0049791 | 0.0032566 | 0.0023079 | 0.010867 | 0.01544 | 0.018103 | 0.0088984 | 0.19471 | 0.0069236 | 0.00064822 | 0.00071555 | 0.00028441 | 0.00032213 | 0.002138 | 0.0029029 | 0.0037983
|  | 388.6254 | 0.040556 | 0.88959 | 0.032226 | 0.002206 | 0.0016231 | -0.00063236 | 0.00066436 | 0.0088599 | 0.011344 | 0.016944 | 0.0086361 | 0.19073 | 0.0072725 | 0.00067357 | 0.00077303 | 0.00018164 | 0.00037992 | 0.0022231 | 0.002973 | 0.0038831
|  | 388.8422 | 0.03912 | 0.87012 | 0.034869 | 0.0040083 | 0.0055088 | 0.0023082 | 0.0028407 | 0.01165 | 0.016085 | 0.018882 | 0.0084349 | 0.18727 | 0.0076283 | 0.00062902 | 0.00073526 | 0.00018326 | 0.00031623 | 0.0021728 | 0.002819 | 0.00367
|  | 389.059 | 0.038696 | 0.85754 | 0.035506 | 0.0017947 | 0.0012743 | -0.0006175 | 7.6666e-05 | 0.0083951 | 0.0099221 | 0.014976 | 0.0082957 | 0.18502 | 0.0080609 | 0.00061126 | 0.0007125 | 0.00024639 | 0.00034301 | 0.0021488 | 0.0028387 | 0.0036554
|  | 389.2758 | 0.037829 | 0.84924 | 0.038853 | 0.003844 | 0.0052983 | 0.0028904 | 0.0030875 | 0.011427 | 0.016264 | 0.018744 | 0.0081818 | 0.18327 | 0.008483 | 0.000614 | 0.00077317 | 0.00018603 | 0.00037085 | 0.0021628 | 0.0029247 | 0.0036298
|  | 389.4926 | 0.037642 | 0.84133 | 0.039396 | 0.0018197 | 0.0018337 | -0.0011744 | 0.00033335 | 0.0085227 | 0.010714 | 0.014738 | 0.0078504 | 0.18117 | 0.0089265 | 0.0005842 | 0.00079865 | 0.00016011 | 0.00032451 | 0.0020684 | 0.0027369 | 0.0034843
|  | 389.7094 | 0.034765 | 0.82971 | 0.042936 | 0.0035686 | 0.0055326 | 0.0026512 | 0.0026597 | 0.010555 | 0.014529 | 0.017398 | 0.0068069 | 0.1779 | 0.0094953 | 0.000585 | 0.00070626 | 0.00021892 | 0.00031201 | 0.0019985 | 0.0026703 | 0.0035458
|  | 389.9263 | 0.028015 | 0.81108 | 0.044638 | 0.0018268 | 0.00098127 | -0.00063219 | 0.00021799 | 0.007877 | 0.010099 | 0.015304 | 0.0066959 | 0.17378 | 0.010107 | 0.00062191 | 0.00067982 | 0.00028798 | 0.00033398 | 0.0020686 | 0.0027029 | 0.0036166
|  | 390.1432 | 0.033736 | 0.79151 | 0.048567 | 0.0039085 | 0.0052881 | 0.003288 | 0.002862 | 0.0112 | 0.014827 | 0.018049 | 0.0073532 | 0.16981 | 0.01078 | 0.00061478 | 0.00068484 | 0.00023615 | 0.00036537 | 0.0021052 | 0.0027821 | 0.0035463
|  | 390.36 | 0.034073 | 0.77447 | 0.05084 | 0.0017608 | 0.0010272 | -0.0011103 | 0.00050734 | 0.0082129 | 0.010828 | 0.014654 | 0.0071119 | 0.16552 | 0.011438 | 0.00059782 | 0.00065963 | 0.00019496 | 0.00034982 | 0.0020425 | 0.0027106 | 0.0034406
|  | 390.5769 | 0.031505 | 0.75175 | 0.054632 | 0.0037517 | 0.0050551 | 0.002908 | 0.0027183 | 0.010621 | 0.014166 | 0.017071 | 0.0067587 | 0.16023 | 0.011953 | 0.00057214 | 0.00068908 | 0.00021651 | 0.00029241 | 0.0019304 | 0.0024853 | 0.0032758
|  | 390.7939 | 0.030813 | 0.7256 | 0.05558 | 0.0015237 | 0.0012985 | -0.00091162 | -2.2155e-05 | 0.0071784 | 0.0087499 | 0.013133 | 0.0067217 | 0.15562 | 0.012586 | 0.00053743 | 0.00071703 | 0.0001603 | 0.00024659 | 0.0018619 | 0.0024087 | 0.0031351
|  | 391.0108 | 0.031158 | 0.70918 | 0.060458 | 0.0034312 | 0.0053122 | 0.0023895 | 0.0022956 | 0.0099877 | 0.013457 | 0.015772 | 0.0058598 | 0.15111 | 0.013302 | 0.00057427 | 0.00075691 | 0.00017432 | 0.00028311 | 0.0019921 | 0.002651 | 0.0033329
|  | 391.2277 | 0.022862 | 0.68384 | 0.062168 | 0.0018628 | 0.0016655 | -0.0007825 | 0.00031425 | 0.0083772 | 0.010982 | 0.014954 | 0.0056756 | 0.14693 | 0.013783 | 0.00057025 | 0.00066128 | 0.00025657 | 0.0002718 | 0.0019763 | 0.0026054 | 0.0034222
|  | 391.4447 | 0.029457 | 0.67059 | 0.064892 | 0.0033939 | 0.0044303 | 0.0031476 | 0.0021912 | 0.0098409 | 0.013036 | 0.016594 | 0.0062298 | 0.14308 | 0.01423 | 0.000515 | 0.0005997 | 0.00024929 | 0.00019423 | 0.0017959 | 0.0023136 | 0.0032029
|  | 391.6617 | 0.027968 | 0.64827 | 0.066276 | 0.0013533 | 0.0010976 | -0.00084972 | -0.00040089 | 0.006713 | 0.0082901 | 0.012931 | 0.0059573 | 0.13833 | 0.014918 | 0.00052207 | 0.0005956 | 0.00017804 | 0.00024439 | 0.0018021 | 0.0023431 | 0.0031121
|  | 391.8786 | 0.02694 | 0.62673 | 0.071222 | 0.0034586 | 0.004392 | 0.0024907 | 0.0026535 | 0.0098966 | 0.013306 | 0.015754 | 0.0059286 | 0.13313 | 0.015789 | 0.00054354 | 0.00054152 | 0.00018332 | 0.00026422 | 0.0018422 | 0.0024338 | 0.0030602
|  | 392.0957 | 0.027699 | 0.60022 | 0.074295 | 0.0015508 | 0.00059874 | -0.00080125 | -0.00021834 | 0.0070818 | 0.0091237 | 0.012449 | 0.0055718 | 0.1271 | 0.016593 | 0.00054169 | 0.00057485 | 0.00020414 | 0.00019492 | 0.0017665 | 0.0024217 | 0.00304
|  | 392.3127 | 0.02365 | 0.57113 | 0.078624 | 0.0034413 | 0.0046989 | 0.0026826 | 0.0020147 | 0.0091979 | 0.013194 | 0.015566 | 0.0052187 | 0.12136 | 0.017325 | 0.00054536 | 0.00058642 | 0.00025411 | 0.00023852 | 0.0018261 | 0.0024563 | 0.003127
|  | 392.5297 | 0.024442 | 0.54725 | 0.08103 | 0.0015843 | 0.00070518 | -0.00034086 | 0.00018336 | 0.0076306 | 0.0094413 | 0.01325 | 0.005251 | 0.11617 | 0.018057 | 0.00055486 | 0.00053913 | 0.00021036 | 0.00025545 | 0.0018424 | 0.0023601 | 0.0031348
|  | 392.7468 | 0.023943 | 0.52316 | 0.085352 | 0.0035284 | 0.0042626 | 0.0022792 | 0.0021705 | 0.0093458 | 0.012306 | 0.015636 | 0.0048236 | 0.11029 | 0.018932 | 0.00053677 | 0.00056309 | 0.00013459 | 0.00025173 | 0.0018167 | 0.0023511 | 0.0030446
|  | 392.9638 | 0.0205 | 0.49304 | 0.089079 | 0.0014171 | 0.00092553 | -0.0010391 | 0.00014888 | 0.0073924 | 0.009356 | 0.012416 | 0.0044878 | 0.10467 | 0.019876 | 0.00049643 | 0.00061464 | 0.0001449 | 0.00026562 | 0.0017911 | 0.0023654 | 0.0028789
|  | 393.1809 | 0.020846 | 0.47126 | 0.09404 | 0.0031566 | 0.0047373 | 0.0023741 | 0.0022983 | 0.009109 | 0.012437 | 0.014108 | 0.0046085 | 0.10055 | 0.020602 | 0.00053964 | 0.00065166 | 0.00017726 | 0.00029217 | 0.0017287 | 0.0023191 | 0.0028663
|  | 393.398 | 0.021611 | 0.45512 | 0.095765 | 0.001815 | 0.0012664 | -0.00074101 | 0.0003934 | 0.006817 | 0.0089289 | 0.012299 | 0.0046705 | 0.097333 | 0.021505 | 0.00052501 | 0.00055596 | 0.00021511 | 0.00026167 | 0.0016194 | 0.0021803 | 0.0027455
|  | 393.6151 | 0.021413 | 0.44151 | 0.10233 | 0.0030213 | 0.0038551 | 0.0027226 | 0.0020171 | 0.0081006 | 0.011155 | 0.012992 | 0.0045961 | 0.094089 | 0.022731 | 0.00049349 | 0.00048119 | 0.00023261 | 0.00023181 | 0.0015951 | 0.0021806 | 0.0026991
|  | 393.8322 | 0.020922 | 0.42515 | 0.10704 | 0.0015242 | 0.00057719 | -0.00058004 | 0.00011819 | 0.0065915 | 0.0089304 | 0.011869 | 0.004262 | 0.09035 | 0.024013 | 0.00053186 | 0.00053227 | 0.00015011 | 0.00022584 | 0.0016308 | 0.0022377 | 0.0028593
|  | 394.0494 | 0.018334 | 0.40703 | 0.11414 | 0.0033745 | 0.0043253 | 0.0019626 | 0.0019619 | 0.0084293 | 0.01168 | 0.014467 | 0.0039418 | 0.087228 | 0.025206 | 0.00054987 | 0.00055663 | 8.6951e-05 | 0.00023457 | 0.0016482 | 0.0021663 | 0.0028095
|  | 394.2665 | 0.017971 | 0.39636 | 0.11801 | 0.0016899 | 0.00080132 | -0.0011618 | 0.00019858 | 0.0067507 | 0.0082718 | 0.01141 | 0.0041361 | 0.084806 | 0.026327 | 0.00054285 | 0.00048836 | 0.00013759 | 0.00024545 | 0.0016703 | 0.00217 | 0.0027718
|  | 394.4837 | 0.020119 | 0.38462 | 0.12444 | 0.0033091 | 0.003696 | 0.0024288 | 0.0020618 | 0.0086313 | 0.011712 | 0.014115 | 0.0041058 | 0.081927 | 0.027667 | 0.00050278 | 0.00046691 | 0.00019861 | 0.00019927 | 0.0015851 | 0.0021177 | 0.0027516
|  | 394.7009 | 0.017691 | 0.36985 | 0.13035 | 0.001321 | 0.00060377 | -0.00059983 | -0.00022673 | 0.0059662 | 0.0077897 | 0.011224 | 0.003848 | 0.079182 | 0.029308 | 0.00050793 | 0.00047315 | 0.00017938 | 0.00021568 | 0.0015778 | 0.0021046 | 0.0027328
|  | 394.9181 | 0.017741 | 0.35927 | 0.13952 | 0.0033561 | 0.003753 | 0.0022516 | 0.0022128 | 0.0085624 | 0.011589 | 0.013939 | 0.0037997 | 0.076931 | 0.031019 | 0.00055208 | 0.00050762 | 0.00015353 | 0.00024638 | 0.0016093 | 0.0022278 | 0.0028185
|  | 395.1353 | 0.017244 | 0.34905 | 0.14608 | 0.001727 | 0.00092074 | -0.000838 | 5.5735e-05 | 0.0062549 | 0.0089221 | 0.012012 | 0.0035318 | 0.074819 | 0.032299 | 0.00055631 | 0.0005139 | 0.00015396 | 0.00024654 | 0.0015823 | 0.0021612 | 0.0027881
|  | 395.3525 | 0.015273 | 0.33979 | 0.15129 | 0.0033948 | 0.0038106 | 0.0022555 | 0.0022142 | 0.008313 | 0.010976 | 0.013657 | 0.0035115 | 0.07299 | 0.033625 | 0.00055075 | 0.00054776 | 0.00017457 | 0.00025367 | 0.0016617 | 0.0021413 | 0.0027462
|  | 395.5698 | 0.017054 | 0.33215 | 0.15826 | 0.0016753 | 0.001232 | -0.00064843 | 0.00012113 | 0.0069843 | 0.0087366 | 0.011624 | 0.003799 | 0.071334 | 0.03539 | 0.00051736 | 0.00056563 | 0.00016374 | 0.00024811 | 0.0017024 | 0.0022959 | 0.0027723
|  | 395.7871 | 0.017918 | 0.32451 | 0.16752 | 0.0030873 | 0.003975 | 0.0021557 | 0.0021629 | 0.0086876 | 0.012398 | 0.013897 | 0.0037409 | 0.06927 | 0.037406 | 0.0005174 | 0.00055242 | 0.00016314 | 0.00023796 | 0.0016733 | 0.002295 | 0.0028669
|  | 396.0043 | 0.016516 | 0.3131 | 0.17679 | 0.0016752 | 0.0011099 | -0.00065402 | 2.7484e-05 | 0.006715 | 0.0087271 | 0.012492 | 0.0037781 | 0.067294 | 0.039352 | 0.00053413 | 0.00057126 | 0.00021948 | 0.00021472 | 0.0016329 | 0.0021645 | 0.0027985
|  | 396.2216 | 0.018259 | 0.3063 | 0.18541 | 0.0032411 | 0.0041482 | 0.0026742 | 0.0019488 | 0.0083143 | 0.011196 | 0.013266 | 0.0039144 | 0.065263 | 0.041263 | 0.00054458 | 0.00056521 | 0.00024488 | 0.00021179 | 0.0016257 | 0.0021739 | 0.0026909
|  | 396.4389 | 0.017769 | 0.29437 | 0.19436 | 0.0017712 | 0.001054 | -0.00042033 | 4.5742e-07 | 0.0066482 | 0.008813 | 0.011501 | 0.0036192 | 0.062267 | 0.043714 | 0.00056419 | 0.00056558 | 0.00024358 | 0.00018605 | 0.0016247 | 0.0021511 | 0.0027464
|  | 396.6562 | 0.015537 | 0.27864 | 0.20792 | 0.0034208 | 0.0041509 | 0.0026619 | 0.0017117 | 0.0083035 | 0.010983 | 0.013774 | 0.0034056 | 0.05961 | 0.046077 | 0.0005949 | 0.00055633 | 0.00026729 | 0.00024833 | 0.001662 | 0.0022234 | 0.002923
|  | 396.8736 | 0.015803 | 0.26992 | 0.2161 | 0.0020538 | 0.00096881 | -0.00020218 | 0.00057363 | 0.0069909 | 0.0094779 | 0.013126 | 0.0033775 | 0.057553 | 0.047895 | 0.00059448 | 0.00053547 | 0.00021334 | 0.00028765 | 0.0015938 | 0.0022273 | 0.002903
|  | 397.0909 | 0.015274 | 0.25965 | 0.2246 | 0.0034163 | 0.0039582 | 0.0021652 | 0.0020731 | 0.0076744 | 0.011016 | 0.013585 | 0.003282 | 0.055219 | 0.049815 | 0.00058662 | 0.0005005 | 0.00017976 | 0.00020844 | 0.0016084 | 0.002095 | 0.0027856
|  | 397.3083 | 0.014925 | 0.24844 | 0.23377 | 0.0019814 | 0.00064705 | -0.00051115 | -0.00015515 | 0.0071254 | 0.0082607 | 0.012046 | 0.0032286 | 0.052961 | 0.052029 | 0.00059347 | 0.0004551 | 0.00022624 | 0.00018229 | 0.0017041 | 0.0021142 | 0.0028285
|  | 397.5257 | 0.01478 | 0.23882 | 0.24493 | 0.0034788 | 0.0035401 | 0.0025927 | 0.0018323 | 0.008553 | 0.011191 | 0.013977 | 0.0029625 | 0.050617 | 0.054278 | 0.0006209 | 0.00049117 | 0.00020221 | 0.00022329 | 0.0016923 | 0.0021093 | 0.0029078
|  | 397.7431 | 0.012474 | 0.22684 | 0.25441 | 0.0022333 | 0.00097852 | -0.00073241 | 0.0002218 | 0.0070151 | 0.0082138 | 0.012774 | 0.0028923 | 0.048288 | 0.056846 | 0.0006366 | 0.00051958 | 0.00014153 | 0.00023911 | 0.0017342 | 0.0022014 | 0.0029157
|  | 397.9605 | 0.014134 | 0.21737 | 0.26852 | 0.003623 | 0.0038012 | 0.0020344 | 0.0019779 | 0.0089378 | 0.012038 | 0.014048 | 0.0029699 | 0.04596 | 0.059706 | 0.0006199 | 0.00051031 | 0.00012018 | 0.00022974 | 0.0017141 | 0.0022866 | 0.0028403
|  | 398.1779 | 0.013184 | 0.20539 | 0.28067 | 0.0020791 | 0.00089279 | -0.00092895 | 0.00013536 | 0.0068288 | 0.0089956 | 0.012078 | 0.0027183 | 0.043525 | 0.062313 | 0.00065058 | 0.0004907 | 0.00011859 | 0.0001953 | 0.0017397 | 0.0022521 | 0.0028728
|  | 398.3954 | 0.011818 | 0.19496 | 0.29248 | 0.0039049 | 0.0036206 | 0.0020197 | 0.001661 | 0.0091733 | 0.011719 | 0.014346 | 0.0026607 | 0.041457 | 0.065017 | 0.00066794 | 0.00047516 | 0.00015256 | 0.00018704 | 0.0018374 | 0.002215 | 0.00301
|  | 398.6128 | 0.012653 | 0.18633 | 0.30548 | 0.0022382 | 0.00074947 | -0.0006166 | 5.9216e-05 | 0.0077257 | 0.008652 | 0.013337 | 0.0025418 | 0.039524 | 0.068056 | 0.00065895 | 0.00047958 | 0.00012272 | 0.00022774 | 0.0018001 | 0.0022843 | 0.0030808
|  | 398.8303 | 0.010723 | 0.17716 | 0.3204 | 0.0038219 | 0.003661 | 0.0017452 | 0.0020353 | 0.0088293 | 0.012356 | 0.014996 | 0.0024148 | 0.037873 | 0.071206 | 0.00067037 | 0.00049969 | 0.00011973 | 0.00023419 | 0.0018138 | 0.0023718 | 0.0030032
|  | 399.0478 | 0.011483 | 0.17111 | 0.3344 | 0.0023426 | 0.00093402 | -0.00064421 | 0.00011829 | 0.0078504 | 0.0094545 | 0.012621 | 0.002613 | 0.036734 | 0.074099 | 0.00070457 | 0.00054165 | 0.00018673 | 0.00021724 | 0.001824 | 0.0023637 | 0.0030804
|  | 399.2653 | 0.012544 | 0.16668 | 0.34697 | 0.0041362 | 0.0040466 | 0.0023612 | 0.0018793 | 0.0089216 | 0.012281 | 0.015704 | 0.0025185 | 0.035571 | 0.07692 | 0.0006986 | 0.00051971 | 0.00015829 | 0.00019253 | 0.0017305 | 0.0023143 | 0.0029733
|  | 399.4828 | 0.010612 | 0.16038 | 0.36027 | 0.0022871 | 0.00073187 | -0.00090579 | -0.00010911 | 0.0069899 | 0.0089986 | 0.011634 | 0.002283 | 0.034054 | 0.080559 | 0.00070877 | 0.000501 | 0.00014502 | 0.00020392 | 0.0017458 | 0.0024346 | 0.0028687
|  | 399.7003 | 0.010378 | 0.15271 | 0.3804 | 0.0042294 | 0.0038744 | 0.0022391 | 0.001984 | 0.009061 | 0.013386 | 0.014741 | 0.0024267 | 0.032845 | 0.08394 | 0.00076007 | 0.00053206 | 0.00016413 | 0.00021422 | 0.0018062 | 0.0024668 | 0.0030216
|  | 399.9179 | 0.011931 | 0.14924 | 0.39128 | 0.0027582 | 0.0010171 | -0.0007302 | -1.465e-05 | 0.0075437 | 0.0092927 | 0.013038 | 0.0024434 | 0.031953 | 0.08675 | 0.00074376 | 0.00061208 | 0.000118 | 0.00022232 | 0.0018622 | 0.002471 | 0.0031304
|  | 400.1354 | 0.01053 | 0.1445 | 0.4062 | 0.0040791 | 0.0046097 | 0.001815 | 0.0020585 | 0.009575 | 0.013422 | 0.015739 | 0.0023862 | 0.031024 | 0.090079 | 0.00075656 | 0.00059352 | 0.00013508 | 0.00022243 | 0.0018896 | 0.0025027 | 0.0031819
|  | 400.353 | 0.011404 | 0.14067 | 0.42181 | 0.0028752 | 0.00084595 | -0.00057331 | -1.3858e-05 | 0.0077939 | 0.0095827 | 0.013509 | 0.0024357 | 0.030152 | 0.093763 | 0.00079605 | 0.00060808 | 0.00020418 | 0.00023484 | 0.001884 | 0.0025028 | 0.0032325
|  | 400.5706 | 0.010984 | 0.13647 | 0.44002 | 0.0044417 | 0.0047432 | 0.00245 | 0.0021724 | 0.009523 | 0.013422 | 0.016203 | 0.0021183 | 0.028824 | 0.097133 | 0.00079571 | 0.00064166 | 0.0002119 | 0.00027346 | 0.0019194 | 0.0025263 | 0.0032525
|  | 400.7882 | 0.0084848 | 0.12844 | 0.4527 | 0.0028715 | 0.0011541 | -0.00050249 | 0.00034093 | 0.0081173 | 0.0097967 | 0.01369 | 0.001986 | 0.027515 | 0.10042 | 0.0008318 | 0.00058663 | 0.00020451 | 0.00027867 | 0.001956 | 0.0025565 | 0.0033091
|  | 401.0058 | 0.0097669 | 0.12443 | 0.47021 | 0.004773 | 0.0042372 | 0.002382 | 0.0022201 | 0.0098587 | 0.013698 | 0.016721 | 0.002093 | 0.026745 | 0.10314 | 0.00085907 | 0.00050784 | 0.00019289 | 0.00022664 | 0.0018895 | 0.0024705 | 0.0032771
|  | 401.2235 | 0.0094668 | 0.12134 | 0.47763 | 0.0031214 | 0.00042963 | -0.00060943 | -0.0001374 | 0.0075045 | 0.0090046 | 0.013394 | 0.0020527 | 0.025954 | 0.10511 | 0.00082664 | 0.00047451 | 0.00017762 | 0.00019726 | 0.0019026 | 0.0023678 | 0.0032334
|  | 401.4411 | 0.0093956 | 0.11715 | 0.48825 | 0.0044747 | 0.0039307 | 0.0022416 | 0.00195 | 0.0099782 | 0.012754 | 0.016318 | 0.0021116 | 0.025226 | 0.1079 | 0.00082686 | 0.00056417 | 0.00016742 | 0.00020144 | 0.0019377 | 0.0024103 | 0.0032754
|  | 401.6588 | 0.010006 | 0.11463 | 0.50319 | 0.0031227 | 0.001253 | -0.00070331 | -9.9148e-05 | 0.0078253 | 0.0093928 | 0.013778 | 0.0019462 | 0.024291 | 0.11229 | 0.00086451 | 0.00056421 | 0.00016632 | 0.00020583 | 0.0019238 | 0.0024759 | 0.003218
|  | 401.8765 | 0.0078747 | 0.10855 | 0.52853 | 0.0048202 | 0.0039308 | 0.0022314 | 0.0019903 | 0.0098504 | 0.013355 | 0.015789 | 0.001818 | 0.023367 | 0.11618 | 0.00090221 | 0.00056682 | 0.00019783 | 0.00022913 | 0.0019279 | 0.0025633 | 0.0031801
|  | 402.0942 | 0.0088272 | 0.10612 | 0.53879 | 0.0034684 | 0.0012765 | -0.00041393 | 0.00011471 | 0.0078608 | 0.010193 | 0.013427 | 0.0020494 | 0.022983 | 0.11971 | 0.00093678 | 0.00064152 | 0.0002217 | 0.00025343 | 0.0019851 | 0.002703 | 0.0033051
|  | 402.3119 | 0.01 | 0.10501 | 0.56091 | 0.0051374 | 0.0046168 | 0.0024506 | 0.0022135 | 0.010376 | 0.014638 | 0.016935 | 0.0018708 | 0.022134 | 0.12385 | 0.00096643 | 0.00066469 | 0.00019776 | 0.00025455 | 0.0020309 | 0.002725 | 0.0033403
|  | 402.5296 | 0.0071848 | 0.098303 | 0.57677 | 0.0037399 | 0.0014889 | -0.00063397 | 0.0001248 | 0.0082796 | 0.010393 | 0.013747 | 0.0018675 | 0.021379 | 0.12772 | 0.00099861 | 0.00062049 | 0.00016139 | 0.00024134 | 0.001993 | 0.0025655 | 0.0032809
|  | 402.7474 | 0.0099691 | 0.098064 | 0.59636 | 0.0054325 | 0.0042105 | 0.0021164 | 0.002092 | 0.010027 | 0.013172 | 0.016388 | 0.001918 | 0.02077 | 0.13085 | 0.0010137 | 0.0006062 | 0.00018093 | 0.0002398 | 0.0020289 | 0.0026443 | 0.0034166
|  | 402.9651 | 0.0076466 | 0.0927 | 0.60544 | 0.003878 | 0.0013571 | -0.00045468 | 0.00011047 | 0.008608 | 0.011114 | 0.014992 | 0.0016451 | 0.019946 | 0.13352 | 0.0010106 | 0.0006038 | 0.00019529 | 0.00023628 | 0.0020594 | 0.0027288 | 0.0034003
|  | 403.1829 | 0.0074617 | 0.090482 | 0.62083 | 0.0054038 | 0.0041882 | 0.0022482 | 0.0020595 | 0.010306 | 0.013947 | 0.016237 | 0.0018442 | 0.019519 | 0.1367 | 0.0010448 | 0.00058756 | 0.00017946 | 0.0002278 | 0.00202 | 0.0026328 | 0.0032897
|  | 403.4007 | 0.0094742 | 0.088773 | 0.63454 | 0.0041915 | 0.0012077 | -0.00060016 | 3.2459e-05 | 0.0082454 | 0.010231 | 0.013974 | 0.001951 | 0.019032 | 0.14047 | 0.0010778 | 0.00058825 | 0.0001901 | 0.00022292 | 0.0020609 | 0.0026207 | 0.0034468
|  | 403.6185 | 0.0084406 | 0.085988 | 0.65527 | 0.0057056 | 0.0041937 | 0.0023457 | 0.0020145 | 0.010678 | 0.013833 | 0.017675 | 0.0018469 | 0.018507 | 0.14406 | 0.0010566 | 0.00056051 | 0.00017914 | 0.00023396 | 0.0020633 | 0.0026595 | 0.0034792
|  | 403.8363 | 0.0085183 | 0.08395 | 0.66753 | 0.0039962 | 0.00095308 | -0.00070079 | 0.00013379 | 0.0082675 | 0.010588 | 0.014272 | 0.0019254 | 0.018137 | 0.14808 | 0.0010478 | 0.00055196 | 0.0001706 | 0.00022445 | 0.0020148 | 0.0026273 | 0.0033739
|  | 404.0541 | 0.0091596 | 0.082574 | 0.69205 | 0.0056246 | 0.0041148 | 0.0022671 | 0.001927 | 0.010232 | 0.013534 | 0.016706 | 0.0016507 | 0.017529 | 0.15305 | 0.0010984 | 0.00056709 | 0.00018413 | 0.00020167 | 0.0020122 | 0.0025838 | 0.0033956
|  | 404.272 | 0.0059946 | 0.078349 | 0.71302 | 0.0044598 | 0.0010914 | -0.00057667 | -7.5515e-05 | 0.0082421 | 0.010187 | 0.014468 | 0.0015885 | 0.01702 | 0.15797 | 0.0011687 | 0.00056259 | 0.00020327 | 0.00023496 | 0.0020264 | 0.002647 | 0.0034231
|  | 404.4898 | 0.008588 | 0.077901 | 0.73722 | 0.0062688 | 0.0040733 | 0.0024427 | 0.0022325 | 0.010361 | 0.014113 | 0.016957 | 0.0021648 | 0.017084 | 0.16273 | 0.0012296 | 0.00055555 | 0.00020069 | 0.00030165 | 0.002069 | 0.00271 | 0.0034517
|  | 404.7077 | 0.011283 | 0.078917 | 0.75657 | 0.0050185 | 0.0010264 | -0.00060046 | 0.0005364 | 0.0086317 | 0.010763 | 0.014727 | 0.0018266 | 0.016285 | 0.16761 | 0.0012693 | 0.00056382 | 0.00017227 | 0.00032833 | 0.002126 | 0.0027044 | 0.0035594
|  | 404.9256 | 0.0054827 | 0.07056 | 0.78187 | 0.0066323 | 0.0041489 | 0.0021817 | 0.0024773 | 0.010883 | 0.01406 | 0.017944 | 0.0015748 | 0.015307 | 0.17115 | 0.0012907 | 0.0006056 | 0.00024023 | 0.0003194 | 0.0021967 | 0.0027722 | 0.0037128
|  | 405.1435 | 0.0089707 | 0.069929 | 0.78894 | 0.0052142 | 0.0014093 | 2.3211e-05 | 0.00045423 | 0.0092786 | 0.011383 | 0.016132 | 0.0018276 | 0.014984 | 0.17496 | 0.0013035 | 0.00060707 | 0.00021098 | 0.00028884 | 0.0021786 | 0.0028057 | 0.003729
|  | 405.3614 | 0.0078023 | 0.067592 | 0.81681 | 0.0067491 | 0.0041621 | 0.0019131 | 0.0021967 | 0.010716 | 0.014366 | 0.018091 | 0.0018065 | 0.014531 | 0.17916 | 0.001366 | 0.00056008 | 0.0001908 | 0.0002535 | 0.0021379 | 0.0027542 | 0.0036722
|  | 405.5794 | 0.008776 | 0.065764 | 0.82738 | 0.0057868 | 0.0009779 | -0.00016208 | 0.00012978 | 0.008904 | 0.01091 | 0.015609 | 0.0017665 | 0.013837 | 0.1823 | 0.0014153 | 0.00054128 | 0.00021334 | 0.00021288 | 0.0021265 | 0.0027532 | 0.0035276
|  | 405.7973 | 0.007434 | 0.06121 | 0.84544 | 0.0072005 | 0.0039891 | 0.0021198 | 0.0018237 | 0.01061 | 0.014355 | 0.016762 | 0.0015082 | 0.013078 | 0.18651 | 0.0014326 | 0.00061479 | 0.00018502 | 0.00022591 | 0.002136 | 0.0027694 | 0.0034192
|  | 406.0153 | 0.0064042 | 0.058788 | 0.86587 | 0.0059443 | 0.0016519 | -0.00042214 | 0.00024918 | 0.0089895 | 0.011055 | 0.014611 | 0.0016499 | 0.012543 | 0.19115 | 0.0014651 | 0.00061595 | 0.0002029 | 0.0002323 | 0.0021388 | 0.0027119 | 0.0035098
|  | 406.2333 | 0.0087343 | 0.0563 | 0.888 | 0.0074985 | 0.0039996 | 0.0022838 | 0.0018822 | 0.010634 | 0.013827 | 0.017592 | 0.0016129 | 0.011882 | 0.19571 | 0.0015126 | 0.00060773 | 0.0002325 | 0.00021713 | 0.0021325 | 0.0027029 | 0.0036127
|  | 406.4513 | 0.0060628 | 0.052706 | 0.90747 | 0.0063786 | 0.001576 | -0.00015071 | 0.0001098 | 0.0089301 | 0.01097 | 0.015552 | 0.00074343 | 0.011131 | 0.20048 | 0.0015871 | 0.00062398 | 0.00021655 | 0.00024798 | 0.0021968 | 0.0028328 | 0.0036899
|  | 406.6693 | 0.00075735 | 0.04941 | 0.93175 | 0.008181 | 0.0041484 | 0.0021373 | 0.0021652 | 0.011223 | 0.015018 | 0.018298 | 0.00012788 | 0.010423 | 0.20477 | 0.0016604 | 0.00063947 | 0.00020932 | 0.00029405 | 0.0022767 | 0.0029273 | 0.0038267
|  | 406.8873 | 0.00041577 | 0.046204 | 0.94673 | 0.0070507 | 0.0017178 | -0.00021708 | 0.00053232 | 0.0096614 | 0.011836 | 0.016806 | 9.4724e-05 | 0.0097313 | 0.20731 | 0.001684 | 0.00062986 | 0.00023141 | 0.00025486 | 0.0023362 | 0.0028873 | 0.0038472
|  | 407.1053 | 0.0004531 | 0.043058 | 0.95483 | 0.0083961 | 0.0040597 | 0.0023397 | 0.0018054 | 0.011767 | 0.014648 | 0.018484 | 7.4438e-05 | 0.0090886 | 0.20881 | 0.0016974 | 0.00058669 | 0.0002558 | 0.00023547 | 0.0023497 | 0.0027947 | 0.00369
|  | 407.3234 | 0.00022963 | 0.040301 | 0.96031 | 0.0071721 | 0.0013212 | 6.4116e-06 | 0.00035433 | 0.0097837 | 0.010985 | 0.015361 | 7.4395e-05 | 0.0085074 | 0.21157 | 0.0016313 | 0.00025334 | -9.8449e-05 | 3.5992e-05 | 0.0020896 | 0.0023583 | 0.0033755
|  | 407.5415 | 0.00045268 | 0.037724 | 0.98012 | 0.0077891 | 0.0010023 | -0.00090932 | -2.4238e-05 | 0.0093809 | 0.010644 | 0.015597 | 7.0006e-05 | 0.0079035 | 0.21479 | 0.0019071 | 0.0004975 | 0.00015495 | 0.00017198 | 0.0022159 | 0.0026916 | 0.0036629
|  | 407.7595 | 0.00018934 | 0.034759 | 0.98971 | 0.0097011 | 0.0035602 | 0.0023304 | 0.0016015 | 0.010941 | 0.014041 | 0.017995 | 4.1294e-05 | 0.0074563 | 0.21627 | 0.0020066 | 0.00050968 | 0.00022754 | 0.00022411 | 0.0022625 | 0.0028461 | 0.0038449
|  | 407.9776 | 0.00018934 | 0.033616 | 0.9935 | 0.0086999 | 0.0011136 | -0.00024384 | 0.00045359 | 0.0098069 | 0.012058 | 0.017263 | 8.2597e-05 | 0.0070746 | 0.21718 | 0.0020638 | 0.00050514 | 0.00020332 | 0.00026148 | 0.002294 | 0.0028969 | 0.0038873
|  | 408.1958 | 0.00056801 | 0.031253 | 0.99786 | 0.010223 | 0.0035182 | 0.0021081 | 0.001944 | 0.011227 | 0.014504 | 0.018381 | 8.26e-05 | 0.0065591 | 0.21759 | 0.0021071 | 0.00046672 | 0.00020143 | 0.00026465 | 0.0023234 | 0.0028506 | 0.0038349
|  | 408.4139 | 0.00018934 | 0.028886 | 0.99718 | 0.0090963 | 0.00076109 | -0.0002612 | 0.00048254 | 0.010075 | 0.011632 | 0.016781 | 6.1953e-05 | 0.0061147 | 0.21783 | 0.0021839 | 0.00042861 | 0.00016166 | 0.00024849 | 0.0023831 | 0.0028604 | 0.0038821
|  | 408.632 | 0.00037867 | 0.027175 | 1 | 0.010927 | 0.0031686 | 0.0017434 | 0.0017957 | 0.011774 | 0.014593 | 0.018812 | 8.2612e-05 | 0.0057163 | 0.21752 | 0.0023186 | 0.00046704 | 0.00017563 | 0.00025272 | 0.0024392 | 0.002921 | 0.0040063
|  | 408.8502 | 0.00037867 | 0.02523 | 0.99409 | 0.010329 | 0.001113 | -0.00013327 | 0.00052111 | 0.010588 | 0.012185 | 0.017916 | 4.5334e-05 | 0.0053441 | 0.21665 | 0.0024156 | 0.00050951 | 0.00017289 | 0.00023822 | 0.0023949 | 0.0029235 | 0.0039488
|  | 409.0684 | 3.691e-05 | 0.023761 | 0.99199 | 0.011815 | 0.0035577 | 0.0017182 | 0.0016627 | 0.011367 | 0.014615 | 0.018283 | 4.5338e-05 | 0.0049818 | 0.21459 | 0.0024616 | 0.00053011 | 0.00016428 | 0.00020055 | 0.0023317 | 0.0028751 | 0.0037737
|  | 409.2865 | 0.00037867 | 0.021904 | 0.97501 | 0.010749 | 0.0013015 | -0.0002124 | 0.00017559 | 0.010006 | 0.011739 | 0.016308 | 6.1973e-05 | 0.004665 | 0.21151 | 0.0025138 | 0.00051871 | 0.00017875 | 0.00025557 | 0.0023961 | 0.0029009 | 0.0038724
|  | 409.5048 | 0.00018934 | 0.020853 | 0.96357 | 0.012291 | 0.0034527 | 0.0018507 | 0.0021669 | 0.011955 | 0.014849 | 0.019185 | 4.1315e-05 | 0.0043676 | 0.20779 | 0.0025962 | 0.00050443 | 0.00021351 | 0.00029481 | 0.0024429 | 0.0029208 | 0.0039748
|  | 409.723 | 0.00018934 | 0.019178 | 0.94096 | 0.011504 | 0.0011707 | 0.00010625 | 0.00053519 | 0.010435 | 0.011922 | 0.017246 | 5.7954e-05 | 0.0040805 | 0.20376 | 0.0026492 | 0.00049175 | 0.00023283 | 0.00024813 | 0.0024211 | 0.0028131 | 0.0038998
|  | 409.9412 | 0.00034176 | 0.018217 | 0.92632 | 0.012774 | 0.0033358 | 0.0020275 | 0.0017387 | 0.011753 | 0.013858 | 0.018492 | 4.9834e-05 | 0.0038876 | 0.19994 | 0.0027037 | 0.00051415 | 0.00022021 | 0.00022486 | 0.0024172 | 0.0027392 | 0.0038887
|  | 410.1595 | 0.0001149 | 0.017408 | 0.90585 | 0.012002 | 0.0013758 | -9.5369e-06 | 0.00032179 | 0.010398 | 0.011243 | 0.017143 | 3.3202e-05 | 0.0036362 | 0.19684 | 0.0027914 | 0.00049618 | 0.00019143 | 0.00021522 | 0.0024062 | 0.0027222 | 0.0039489
|  | 410.3777 | 0.00018934 | 0.015912 | 0.8979 | 0.013577 | 0.0031709 | 0.0017637 | 0.0016503 | 0.011652 | 0.013701 | 0.019042 | 4.5377e-05 | 0.0034076 | 0.19476 | 0.0029071 | 0.00051764 | 0.00018269 | 0.00022612 | 0.0024733 | 0.0028341 | 0.0040297
|  | 410.596 | 0.00022643 | 0.01531 | 0.88658 | 0.013059 | 0.001572 | -8.9746e-05 | 0.00042156 | 0.01101 | 0.012267 | 0.01788 | 6.6044e-05 | 0.0032342 | 0.19124 | 0.0030036 | 0.00054537 | 0.00017629 | 0.00021518 | 0.0025448 | 0.0028891 | 0.0041141
|  | 410.8143 | 0.00037867 | 0.014322 | 0.86559 | 0.01446 | 0.0034247 | 0.0017049 | 0.00155 | 0.012305 | 0.014203 | 0.019814 | 5.381e-05 | 0.0030156 | 0.18718 | 0.0031256 | 0.00050945 | 0.0002099 | 0.00020996 | 0.0025675 | 0.0029016 | 0.0041956
|  | 411.0326 | 0.0001143 | 0.013304 | 0.84923 | 0.014174 | 0.0012424 | 0.000218 | 0.00037352 | 0.011216 | 0.012379 | 0.018623 | 2.9049e-05 | 0.0027771 | 0.18498 | 0.0032739 | 0.00044853 | 0.00018577 | 0.00020606 | 0.0026146 | 0.0029943 | 0.0042782
|  | 411.2509 | 0.00015182 | 0.012136 | 0.84532 | 0.015817 | 0.0028665 | 0.0014838 | 0.0015142 | 0.012735 | 0.015052 | 0.020569 | 5.7911e-05 | 0.002584 | 0.18224 | 0.0033865 | 0.00042701 | 0.00017313 | 0.00017692 | 0.0026159 | 0.0029831 | 0.0042779
|  | 411.4692 | 0.00037867 | 0.011535 | 0.82406 | 0.015205 | 0.0010451 | 0.00010208 | 0.00010646 | 0.011227 | 0.012275 | 0.018619 | 5.7919e-05 | 0.0024208 | 0.178 | 0.0035123 | 0.00044163 | 0.00019698 | 0.00015511 | 0.0026442 | 0.002952 | 0.0042797
|  | 411.6876 | 0.00015181 | 0.010638 | 0.80626 | 0.016964 | 0.0029998 | 0.0017021 | 0.0013142 | 0.012991 | 0.014763 | 0.02058 | 3.7247e-05 | 0.0022475 | 0.17365 | 0.0036584 | 0.00047013 | 0.00019695 | 0.00017672 | 0.0027236 | 0.0030818 | 0.0044297
|  | 411.906 | 0.00018934 | 0.009948 | 0.7842 | 0.016544 | 0.0013061 | 0.00010182 | 0.00030439 | 0.011955 | 0.013464 | 0.019993 | 4.1348e-05 | 0.0021135 | 0.16943 | 0.0038074 | 0.00046929 | 0.00017835 | 0.00019901 | 0.0027526 | 0.0030934 | 0.0045014
|  | 412.1243 | 0.00018934 | 0.009408 | 0.76751 | 0.018326 | 0.0029918 | 0.0015316 | 0.0015182 | 0.013255 | 0.014867 | 0.021233 | 4.1351e-05 | 0.0019926 | 0.16547 | 0.003981 | 0.00045962 | 0.00015171 | 0.00019139 | 0.0027703 | 0.0030008 | 0.0044363
|  | 412.3428 | 0.00018934 | 0.0088392 | 0.74775 | 0.01813 | 0.0012173 | -0.00014228 | 0.00023443 | 0.012114 | 0.012613 | 0.019393 | 4.1353e-05 | 0.0018717 | 0.1618 | 0.0041496 | 0.00044041 | 0.000134 | 0.00020126 | 0.0027199 | 0.0029275 | 0.0043774
|  | 412.5612 | 0.00018934 | 0.0082999 | 0.73389 | 0.019868 | 0.0028156 | 0.0013693 | 0.0016086 | 0.012792 | 0.014194 | 0.020691 | 4.1357e-05 | 0.0017671 | 0.15828 | 0.0043024 | 0.00042486 | 0.00012226 | 0.00019521 | 0.0026602 | 0.0028901 | 0.0042721
|  | 412.7796 | 0.00018934 | 0.0078801 | 0.71536 | 0.019526 | 0.0010746 | -0.0002499 | 0.00017887 | 0.011566 | 0.012268 | 0.018425 | 0 | 0.0016625 | 0.15511 | 0.0044927 | 0.00040904 | 0.00011415 | 0.00015413 | 0.0027249 | 0.0029141 | 0.0042942
|  | 412.998 | -0.00018934 | 0.0073412 | 0.70479 | 0.021608 | 0.0026705 | 0.001295 | 0.0012323 | 0.013383 | 0.014413 | 0.020891 | 2.068e-05 | 0.0015742 | 0.15147 | 0.0047329 | 0.00041592 | 0.00012712 | 0.00016069 | 0.0028319 | 0.0029645 | 0.0044902
|  | 413.2165 | 0.00037867 | 0.0070709 | 0.68202 | 0.021723 | 0.0011374 | -0.00013121 | 0.00023885 | 0.012544 | 0.012729 | 0.020218 | 6.2047e-05 | 0.0014696 | 0.14721 | 0.0049374 | 0.00043056 | 0.00015385 | 0.0001546 | 0.0029453 | 0.0030499 | 0.0046356
|  | 413.435 | 0.00018934 | 0.0063829 | 0.66562 | 0.023477 | 0.0028042 | 0.0015396 | 0.0011764 | 0.014419 | 0.015192 | 0.022218 | 3.6967e-05 | 0.0013618 | 0.14351 | 0.0051365 | 0.00039621 | 0.00015049 | 0.00013352 | 0.0030995 | 0.0031969 | 0.0049275
|  | 413.6534 | 0.00014905 | 0.0060822 | 0.64806 | 0.023541 | 0.00082259 | -0.00016208 | 4.5813e-05 | 0.013953 | 0.014071 | 0.022886 | 4.1368e-05 | 0.0012864 | 0.13978 | 0.0053745 | 0.00036374 | 0.00015757 | 0.00015155 | 0.0032357 | 0.003402 | 0.0052381
|  | 413.8719 | 0.00022963 | 0.0056929 | 0.6315 | 0.025656 | 0.002507 | 0.0016044 | 0.0013414 | 0.015666 | 0.01707 | 0.025062 | 4.5776e-05 | 0.0012146 | 0.13636 | 0.0056555 | 0.0004385 | 0.00019122 | 0.00019401 | 0.0033974 | 0.0036328 | 0.0054481
|  | 414.0904 | 0.00018934 | 0.0054233 | 0.61658 | 0.026106 | 0.0015063 | 0.00014573 | 0.00043427 | 0.015429 | 0.01618 | 0.024802 | 8.2752e-05 | 0.0011524 | 0.13295 | 0.0059286 | 0.00047403 | 0.00021268 | 0.00019041 | 0.0034782 | 0.003689 | 0.0055687
|  | 414.309 | 0.00056801 | 0.0051237 | 0.60022 | 0.028153 | 0.002832 | 0.0018008 | 0.0013083 | 0.016404 | 0.017582 | 0.026163 | 8.2756e-05 | 0.0010968 | 0.12899 | 0.0061813 | 0.00040731 | 0.00022872 | 0.00016644 | 0.0034692 | 0.0035614 | 0.0055269
|  | 414.5275 | 0.00018934 | 0.0049137 | 0.58023 | 0.028416 | 0.00089554 | 0.00029238 | 0.00021491 | 0.015345 | 0.015011 | 0.024417 | 3.6979e-05 | 0.0010543 | 0.1252 | 0.0064514 | 0.00039697 | 0.00022776 | 0.00017032 | 0.0035734 | 0.0036069 | 0.0055351
|  | 414.7461 | 0.00014905 | 0.004734 | 0.56546 | 0.03062 | 0.002737 | 0.0017918 | 0.0013437 | 0.017354 | 0.017995 | 0.026233 | 3.698e-05 | 0.0010085 | 0.12233 | 0.0067629 | 0.0004068 | 0.00019847 | 0.00016355 | 0.0037231 | 0.003752 | 0.005684
|  | 414.9647 | 0.00018934 | 0.0044945 | 0.55393 | 0.031264 | 0.00098531 | 2.4265e-05 | 0.0001529 | 0.016714 | 0.016337 | 0.025777 | 2.4748e-05 | 0.00096279 | 0.11985 | 0.007085 | 0.00038687 | 0.00015366 | 0.00016751 | 0.0038193 | 0.003834 | 0.0058816
|  | 415.1832 | 3.7095e-05 | 0.0043145 | 0.54262 | 0.03356 | 0.0025544 | 0.0013817 | 0.0013797 | 0.018231 | 0.018742 | 0.028037 | 4.0544e-06 | 0.00091371 | 0.11654 | 0.0073984 | 0.00042437 | 0.00015673 | 0.00020068 | 0.0039539 | 0.0039686 | 0.0061602
|  | 415.4018 | 0 | 0.0040451 | 0.52359 | 0.034129 | 0.0013282 | 5.222e-05 | 0.00045629 | 0.017944 | 0.017567 | 0.028324 | 2.4751e-05 | 0.00086467 | 0.113 | 0.0076842 | 0.00044703 | 0.00016363 | 0.00018424 | 0.004013 | 0.0040534 | 0.0063144
|  | 415.6205 | 0.00022643 | 0.0038651 | 0.51016 | 0.036169 | 0.0027613 | 0.0014447 | 0.0012292 | 0.018768 | 0.019515 | 0.029442 | 2.8854e-05 | 0.00080578 | 0.10986 | 0.0079827 | 0.00041517 | 0.0001793 | 0.0001551 | 0.0040633 | 0.0041408 | 0.0064015
|  | 415.8391 | 3.7518e-05 | 0.003506 | 0.49484 | 0.036855 | 0.0010367 | 0.00019544 | 0.00018964 | 0.018402 | 0.018364 | 0.029118 | 2.4801e-05 | 0.00075342 | 0.10689 | 0.0083287 | 0.00041227 | 0.00017658 | 0.00015505 | 0.0041794 | 0.0041552 | 0.006542
|  | 416.0577 | 0.00018934 | 0.0033855 | 0.48291 | 0.039327 | 0.0027344 | 0.0014198 | 0.0012286 | 0.019827 | 0.019644 | 0.030722 | 4.1401e-05 | 0.00071085 | 0.10437 | 0.0087246 | 0.00041174 | 0.00015267 | 0.00017077 | 0.0043216 | 0.004233 | 0.0067571
|  | 416.2764 | 0.00018934 | 0.0031163 | 0.47168 | 0.040473 | 0.0010316 | -2.339e-05 | 0.00033332 | 0.019701 | 0.019075 | 0.031083 | 2.0702e-05 | 0.00063567 | 0.10228 | 0.0091477 | 0.00038471 | 0.00016157 | 0.00016648 | 0.0044695 | 0.0043599 | 0.0069636
|  | 416.4951 | 0 | 0.0026973 | 0.46376 | 0.04319 | 0.0024868 | 0.001501 | 0.0011893 | 0.021177 | 0.0208 | 0.032605 | 4.036e-06 | 0.00057013 | 0.10057 | 0.0096215 | 0.00039622 | 0.00015416 | 0.00015802 | 0.0046334 | 0.004446 | 0.0071056
|  | 416.7138 | 3.691e-05 | 0.0025167 | 0.45598 | 0.044802 | 0.0011367 | -9.1226e-05 | 0.0002559 | 0.021197 | 0.01986 | 0.032379 | 1.6232e-05 | 0.00053729 | 0.09905 | 0.010165 | 0.0004262 | 0.00014916 | 0.0001792 | 0.0048908 | 0.0046783 | 0.007469
|  | 416.9325 | 0.00011153 | 0.0023968 | 0.44983 | 0.04816 | 0.0027609 | 0.0014553 | 0.0013828 | 0.023529 | 0.022922 | 0.035925 | 1.2197e-05 | 0.00052424 | 0.097059 | 0.010659 | 0.00044876 | 0.000162 | 0.00019444 | 0.0051282 | 0.0048704 | 0.0078791
|  | 417.1512 | 0 | 0.0023968 | 0.43769 | 0.049306 | 0.0013426 | 2.6065e-05 | 0.00039519 | 0.023363 | 0.021613 | 0.036123 | 2.4811e-05 | 0.00051448 | 0.095211 | 0.011172 | 0.00044249 | 0.00019228 | 0.00018906 | 0.0053161 | 0.0049728 | 0.0081973
|  | 417.3699 | 0.00022686 | 0.0023072 | 0.43285 | 0.052843 | 0.0027031 | 0.001732 | 0.0013334 | 0.025243 | 0.023854 | 0.038828 | 4.5521e-05 | 0.00050139 | 0.093803 | 0.01178 | 0.00041193 | 0.00020503 | 0.00016981 | 0.0054757 | 0.0051086 | 0.0083563
|  | 417.5887 | 0.00018934 | 0.002277 | 0.42478 | 0.054857 | 0.0010631 | 0.00014263 | 0.00021916 | 0.02482 | 0.022853 | 0.037573 | 2.4767e-05 | 0.00048503 | 0.091728 | 0.012314 | 0.00038564 | 0.00016933 | 0.00015215 | 0.0055832 | 0.005239 | 0.0084679
|  | 417.8074 | 3.7095e-05 | 0.0021574 | 0.41384 | 0.057721 | 0.0024626 | 0.0014055 | 0.0011719 | 0.026224 | 0.025045 | 0.039844 | 4.9585e-05 | 0.00046869 | 0.089368 | 0.012768 | 0.00037227 | 0.00015806 | 0.0001578 | 0.005729 | 0.0053788 | 0.008754
|  | 418.0262 | 0.00041619 | 0.0021272 | 0.40313 | 0.058996 | 0.00094046 | 3.943e-05 | 0.00027064 | 0.026149 | 0.024126 | 0.040181 | 4.5529e-05 | 0.00046213 | 0.08688 | 0.013211 | 0.00033579 | 0.0001687 | 0.00015193 | 0.0058876 | 0.0055211 | 0.0089975
|  | 418.245 | 0 | 0.0020972 | 0.39105 | 0.061767 | 0.0021291 | 0.0015027 | 0.0011182 | 0.027671 | 0.026343 | 0.042067 | 0 | 0.00043928 | 0.084551 | 0.013735 | 0.00032849 | 0.00019168 | 0.000128 | 0.0060809 | 0.0056166 | 0.0092588
|  | 418.4638 | 0 | 0.0019179 | 0.38177 | 0.063773 | 0.00087339 | 0.00024934 | 5.1757e-05 | 0.027911 | 0.024995 | 0.042562 | 2.0715e-05 | 0.00041307 | 0.083089 | 0.014399 | 0.00036358 | 0.00019597 | 0.00016413 | 0.0063705 | 0.0058399 | 0.0096838
|  | 418.6826 | 0.00018934 | 0.0018575 | 0.37766 | 0.067836 | 0.0024497 | 0.0015418 | 0.0014484 | 0.030315 | 0.028381 | 0.045948 | 2.8815e-05 | 0.00039995 | 0.081715 | 0.015089 | 0.00040787 | 0.00016947 | 0.00018142 | 0.0066105 | 0.0060541 | 0.01004
|  | 418.9015 | 7.4005e-05 | 0.0017976 | 0.36914 | 0.070068 | 0.0012778 | 7.0343e-06 | 0.00020968 | 0.030099 | 0.026948 | 0.045807 | 4.9534e-05 | 0.0003836 | 0.079772 | 0.015702 | 0.00038563 | 0.00014394 | 0.00013213 | 0.0067825 | 0.006199 | 0.010297
|  | 419.1203 | 0.00037867 | 0.001708 | 0.35987 | 0.073431 | 0.0022463 | 0.0013083 | 0.00099778 | 0.031884 | 0.029703 | 0.048294 | 4.9539e-05 | 0.00037052 | 0.077792 | 0.016299 | 0.00035102 | 0.0001593 | 0.00014613 | 0.0070258 | 0.0063316 | 0.010608
|  | 419.3392 | 7.4005e-05 | 0.0016778 | 0.35098 | 0.075508 | 0.00096127 | 0.00014733 | 0.00033752 | 0.032316 | 0.028154 | 0.048644 | 1.2508e-05 | 0.00036396 | 0.076012 | 0.016945 | 0.00038713 | 0.00018399 | 0.00016924 | 0.0072789 | 0.0064234 | 0.010984
|  | 419.5581 | 4.029e-05 | 0.0016478 | 0.34357 | 0.079326 | 0.0025761 | 0.0015339 | 0.0012089 | 0.034194 | 0.03054 | 0.051718 | 3.3299e-05 | 0.00034108 | 0.074224 | 0.017606 | 0.00040689 | 0.00020788 | 0.00016368 | 0.0075198 | 0.0066731 | 0.011361
|  | 419.777 | 0.00026395 | 0.0014685 | 0.33458 | 0.081535 | 0.0011415 | 0.00036542 | 0.00028657 | 0.034511 | 0.030429 | 0.052083 | 4.9615e-05 | 0.00029524 | 0.072037 | 0.018168 | 0.00040985 | 0.00019407 | 0.00015507 | 0.007727 | 0.0068534 | 0.011594
|  | 419.9959 | 0.00018934 | 0.0012288 | 0.32356 | 0.084452 | 0.002603 | 0.0014077 | 0.0011302 | 0.036085 | 0.032185 | 0.053846 | 2.0725e-05 | 0.00025585 | 0.06964 | 0.018693 | 0.00038184 | 0.00017395 | 0.00014148 | 0.0078698 | 0.0069416 | 0.011777
|  | 420.2148 | 0 | 0.0011085 | 0.31265 | 0.086325 | 0.00088542 | 0.00018149 | 0.00016238 | 0.035812 | 0.031232 | 0.053744 | 2.0727e-05 | 0.00023614 | 0.067758 | 0.019396 | 0.00034247 | 0.00019526 | 0.0001345 | 0.0081045 | 0.0071289 | 0.012084
|  | 420.4337 | 0.00018934 | 0.0010486 | 0.30631 | 0.090859 | 0.002243 | 0.0016022 | 0.0010663 | 0.038222 | 0.03389 | 0.056645 | 2.0729e-05 | 0.00021979 | 0.065657 | 0.02004 | 0.00037028 | 0.00019301 | 0.00015486 | 0.0083779 | 0.007354 | 0.012417
|  | 420.6527 | 0 | 0.00095896 | 0.2934 | 0.092183 | 0.0011391 | 0.00016072 | 0.0003482 | 0.038303 | 0.033282 | 0.056774 | 2.0729e-05 | 0.00020667 | 0.063307 | 0.020591 | 0.00040092 | 0.00016464 | 0.00018674 | 0.0085734 | 0.0074556 | 0.012625
|  | 420.8717 | 0.00018934 | 0.00092877 | 0.28485 | 0.095894 | 0.0025229 | 0.0013432 | 0.0013575 | 0.040008 | 0.034818 | 0.058546 | 3.7051e-05 | 0.00019029 | 0.061487 | 0.021291 | 0.00040301 | 0.00015622 | 0.00017078 | 0.0088301 | 0.0075583 | 0.012886
|  | 421.0907 | 0.00014905 | 0.00080916 | 0.2767 | 0.098553 | 0.0011577 | 8.3618e-05 | 0.00020226 | 0.040636 | 0.034211 | 0.059136 | -3.4991e-07 | 0.0001739 | 0.059856 | 0.02209 | 0.00040631 | 0.00018722 | 0.00015686 | 0.0091256 | 0.0077462 | 0.013278
|  | 421.3097 | -0.00015224 | 0.00077897 | 0.26993 | 0.10319 | 0.0025529 | 0.0016261 | 0.0012302 | 0.042702 | 0.03653 | 0.062122 | 2.0383e-05 | 0.00016732 | 0.05834 | 0.022953 | 0.00040796 | 0.00023819 | 0.00017332 | 0.0093985 | 0.0079368 | 0.013621
|  | 421.5287 | 0.00033838 | 0.00074901 | 0.26283 | 0.10642 | 0.0011726 | 0.00054907 | 0.00035256 | 0.043125 | 0.035948 | 0.062264 | 3.7058e-05 | 0.00015424 | 0.056944 | 0.023852 | 0.00039456 | 0.00024203 | 0.00017195 | 0.0096971 | 0.0081866 | 0.014096
|  | 421.7477 | 0 | 0.00065936 | 0.25714 | 0.11138 | 0.0024302 | 0.0016609 | 0.0012175 | 0.045421 | 0.038805 | 0.066446 | 0 | 0.0001313 | 0.055412 | 0.024719 | 0.00037004 | 0.00019235 | 0.00015583 | 0.010037 | 0.0084171 | 0.014517
|  | 421.9667 | 0 | 0.00053951 | 0.24881 | 0.11433 | 0.00094852 | 9.5377e-05 | 0.00020535 | 0.046221 | 0.03805 | 0.066102 | 4.1476e-05 | 9.1957e-05 | 0.053669 | 0.025491 | 0.00039882 | 0.00014884 | 0.0001533 | 0.010349 | 0.0086632 | 0.014812
|  | 422.1858 | 0.00037867 | 0.00030005 | 0.24118 | 0.1184 | 0.0026927 | 0.0012635 | 0.0011943 | 0.048269 | 0.041044 | 0.069133 | 5.7804e-05 | 3.6196e-05 | 0.052116 | 0.026411 | 0.00045454 | 0.0001554 | 0.00015271 | 0.010656 | 0.0089047 | 0.015344
|  | 422.4049 | 0.00014905 | 3.0401e-05 | 0.23462 | 0.12272 | 0.001457 | 0.00015522 | 0.00019987 | 0.049015 | 0.040251 | 0.070951 | 2.45e-05 | 1.3126e-05 | 0.050736 | 0.027489 | 0.00041075 | 0.00016969 | 0.0001796 | 0.01107 | 0.0091269 | 0.015912
|  | 422.6239 | 7.4612e-05 | 8.9427e-05 | 0.22856 | 0.12823 | 0.0022927 | 0.0013939 | 0.0014397 | 0.052044 | 0.043069 | 0.074308 | 2.8916e-05 | 3.2773e-05 | 0.049101 | 0.028399 | 0.00039068 | 0.00017785 | 0.0001913 | 0.011432 | 0.0093346 | 0.016377
|  | 422.8431 | 0.00018934 | 0.00020973 | 0.21964 | 0.131 | 0.0012735 | 0.0002296 | 0.00030651 | 0.052314 | 0.04214 | 0.075188 | 1.2589e-05 | 2.2978e-05 | 0.04763 | 0.029362 | 0.0004227 | 0.00021182 | 0.00016623 | 0.011742 | 0.0095803 | 0.016818
|  | 423.0622 | -7.4435e-05 | 0 | 0.2151 | 0.137 | 0.0025846 | 0.0017037 | 0.0012107 | 0.054861 | 0.045304 | 0.078314 | 1.2589e-05 | 2.628e-05 | 0.046558 | 0.030591 | 0.00038081 | 0.00020066 | 0.00017383 | 0.012151 | 0.0099157 | 0.017305
|  | 423.2813 | 0.00018934 | 0.00023986 | 0.20984 | 0.14221 | 0.00089102 | 0.00012766 | 0.00037581 | 0.056038 | 0.045197 | 0.079624 | 2.0746e-05 | 4.2695e-05 | 0.045289 | 0.031795 | 0.00036273 | 0.00020437 | 0.00018041 | 0.012571 | 0.010208 | 0.017811
|  | 423.5004 | 0 | 0.0001498 | 0.20349 | 0.14797 | 0.0024195 | 0.0017376 | 0.0012707 | 0.058693 | 0.047968 | 0.082928 | -1.6333e-05 | 1.6415e-05 | 0.043915 | 0.032928 | 0.00038896 | 0.00021018 | 0.00017529 | 0.013049 | 0.010486 | 0.018347
|  | 423.7196 | -0.00014905 | 0 | 0.19726 | 0.15252 | 0.0011301 | 0.00018052 | 0.00032894 | 0.060386 | 0.047722 | 0.084499 | 4.4154e-06 | 2.6273e-05 | 0.042632 | 0.034076 | 0.00039775 | 0.00018217 | 0.00016356 | 0.013566 | 0.010805 | 0.018986
|  | 423.9388 | 0.00018934 | 0.00023974 | 0.19175 | 0.15841 | 0.0024994 | 0.0014818 | 0.0011635 | 0.063402 | 0.050875 | 0.088751 | 2.0749e-05 | 4.269e-05 | 0.04114 | 0.035109 | 0.0003981 | 0.00018776 | 0.00016555 | 0.013935 | 0.011115 | 0.019534
|  | 424.158 | 0 | 0.0001498 | 0.18365 | 0.16195 | 0.0011332 | 0.00023154 | 0.00034711 | 0.06375 | 0.050546 | 0.089493 | 1.6707e-05 | 3.2838e-05 | 0.03963 | 0.036199 | 0.00038036 | 0.00019291 | 0.00018001 | 0.014311 | 0.011427 | 0.019902
|  | 424.3772 | 0.00015243 | 0.0001498 | 0.17793 | 0.16831 | 0.0023371 | 0.0015285 | 0.0012953 | 0.066815 | 0.053707 | 0.092089 | 4.1572e-05 | 4.9257e-05 | 0.038556 | 0.03763 | 0.0003656 | 0.00017917 | 0.00015866 | 0.014857 | 0.011726 | 0.02053
|  | 424.5964 | 0.00022686 | 0.00029961 | 0.17384 | 0.17501 | 0.0009985 | 0.00010625 | 0.00015225 | 0.068735 | 0.05328 | 0.095221 | 2.4867e-05 | 3.9414e-05 | 0.037597 | 0.039182 | 0.00036259 | 0.00017215 | 0.00013112 | 0.015472 | 0.012061 | 0.021266
|  | 424.8156 | 0 | 5.9964e-05 | 0.16915 | 0.18244 | 0.0023093 | 0.0014642 | 0.001044 | 0.072411 | 0.056754 | 0.098783 | 8.1801e-06 | 2.6274e-05 | 0.036351 | 0.040498 | 0.00038854 | 0.00019894 | 0.00016379 | 0.016035 | 0.012477 | 0.021861
|  | 425.0349 | 7.4619e-05 | 0.00017971 | 0.16245 | 0.18699 | 0.0012349 | 0.00035053 | 0.00045016 | 0.073862 | 0.057059 | 0.10063 | 2.8938e-05 | 5.2547e-05 | 0.035115 | 0.041811 | 0.00043907 | 0.00022029 | 0.00019545 | 0.016538 | 0.012853 | 0.022505
|  | 425.2541 | 0.00018934 | 0.00029961 | 0.15786 | 0.19439 | 0.0027701 | 0.0016589 | 0.0013327 | 0.076991 | 0.060177 | 0.10465 | 4.1142e-06 | 3.2849e-05 | 0.034212 | 0.0435 | 0.00041738 | 0.00023976 | 0.00020268 | 0.017176 | 0.013334 | 0.02335
|  | 425.4734 | -0.00015181 | 0 | 0.15418 | 0.20236 | 0.0010367 | 0.00052793 | 0.00051589 | 0.079671 | 0.061442 | 0.10832 | -1.6646e-05 | 1.6425e-05 | 0.033472 | 0.045461 | 0.00042641 | 0.00027763 | 0.00023965 | 0.017957 | 0.013824 | 0.02432
|  | 425.6927 | 0 | 0.0001498 | 0.15109 | 0.21226 | 0.0028523 | 0.0020042 | 0.0016698 | 0.084099 | 0.064638 | 0.11349 | 2.0761e-05 | 4.9278e-05 | 0.032597 | 0.047315 | 0.00044376 | 0.0002434 | 0.00024459 | 0.018678 | 0.014166 | 0.025061
|  | 425.912 | 0.00018934 | 0.00029961 | 0.14619 | 0.21924 | 0.0011948 | 0.00021559 | 0.00056082 | 0.08624 | 0.064554 | 0.11507 | 2.0763e-05 | 4.9282e-05 | 0.031612 | 0.048962 | 0.00039573 | 0.00020491 | 0.00018868 | 0.019248 | 0.014498 | 0.025575
|  | 426.1313 | 0 | 0.0001498 | 0.14208 | 0.22724 | 0.0024139 | 0.001653 | 0.0011598 | 0.089289 | 0.067654 | 0.11815 | 2.0764e-05 | 4.5974e-05 | 0.030587 | 0.050506 | 0.0003903 | 0.00025849 | 0.00015002 | 0.019788 | 0.014897 | 0.026261
|  | 426.3506 | 0.00018934 | 0.00026942 | 0.13683 | 0.23331 | 0.0011452 | 0.0007041 | 0.00020815 | 0.09115 | 0.068188 | 0.12131 | 2.0766e-05 | 4.2687e-05 | 0.029622 | 0.052126 | 0.00040652 | 0.00029909 | 0.00016452 | 0.02047 | 0.015394 | 0.027124
|  | 426.57 | 0 | 0.0001198 | 0.13326 | 0.24197 | 0.0025614 | 0.0020229 | 0.0012919 | 0.095489 | 0.072175 | 0.126 | 0 | 1.9705e-05 | 0.028756 | 0.053991 | 0.0004586 | 0.00027103 | 0.00016153 | 0.021233 | 0.015909 | 0.027919
|  | 426.7894 | 0 | 5.9865e-05 | 0.12892 | 0.25029 | 0.0016199 | 0.00044816 | 0.00018082 | 0.098102 | 0.072871 | 0.12855 | 2.0768e-05 | 3.615e-05 | 0.027893 | 0.055913 | 0.00046249 | 0.000271 | 0.00015005 | 0.021918 | 0.016272 | 0.028705
|  | 427.0087 | 0.00018934 | 0.0002697 | 0.12537 | 0.25945 | 0.0025964 | 0.0020224 | 0.0011871 | 0.10171 | 0.075477 | 0.13314 | 2.0769e-05 | 3.6162e-05 | 0.027168 | 0.058 | 0.00038202 | 0.00026094 | 0.00016434 | 0.02265 | 0.016597 | 0.029548
|  | 427.2281 | 0 | 5.9964e-05 | 0.12229 | 0.26929 | 0.00088615 | 0.00035634 | 0.00031105 | 0.10477 | 0.075827 | 0.13623 | 2.0771e-05 | 2.9611e-05 | 0.026674 | 0.06062 | 0.00038701 | 0.00022119 | 0.00015217 | 0.023695 | 0.017251 | 0.03071
|  | 427.4475 | 0.00018934 | 0.00020995 | 0.12085 | 0.28328 | 0.0026416 | 0.0016599 | 0.0010761 | 0.11122 | 0.081423 | 0.1437 | 4.1544e-05 | 5.5903e-05 | 0.026104 | 0.063099 | 0.00040882 | 0.00020704 | 0.00014734 | 0.024757 | 0.017913 | 0.031887
|  | 427.6669 | 0.00018934 | 0.00029961 | 0.11709 | 0.29186 | 0.0010848 | 0.00022722 | 0.00026691 | 0.11443 | 0.081855 | 0.14695 | 2.0773e-05 | 3.9416e-05 | 0.025327 | 0.065018 | 0.00041628 | 0.00020816 | 0.00017514 | 0.025565 | 0.018343 | 0.032706
|  | 427.8864 | 0 | 5.9651e-05 | 0.11375 | 0.30075 | 0.0027094 | 0.0016701 | 0.0013294 | 0.11858 | 0.085337 | 0.15114 | 3.3012e-05 | 3.9419e-05 | 0.024552 | 0.067008 | 0.00041435 | 0.00020905 | 0.00015548 | 0.026373 | 0.018788 | 0.033493
|  | 428.1058 | 0.00030086 | 0.00029961 | 0.11001 | 0.30994 | 0.0010669 | 0.00023511 | 8.7576e-05 | 0.12178 | 0.085893 | 0.1541 | 5.3792e-05 | 6.5754e-05 | 0.023833 | 0.069212 | 0.00040577 | 0.00024928 | 0.00013644 | 0.027221 | 0.019287 | 0.034448
|  | 428.3253 | 0.00018934 | 0.00029961 | 0.10717 | 0.32078 | 0.0026308 | 0.0020366 | 0.0011558 | 0.12628 | 0.089863 | 0.15982 | 2.4895e-05 | 4.9316e-05 | 0.023042 | 0.071108 | 0.00040612 | 0.00023578 | 0.00015022 | 0.027984 | 0.01974 | 0.035232
|  | 428.5448 | 3.7525e-05 | 0.0001498 | 0.1028 | 0.32722 | 0.0010701 | 0.00011209 | 0.00021315 | 0.12874 | 0.090027 | 0.16125 | 4.1183e-06 | 3.2882e-05 | 0.022162 | 0.072557 | 0.00042207 | 0.00021212 | 0.00017154 | 0.028592 | 0.020149 | 0.035777
|  | 428.7643 | 0 | 0.0001498 | 0.099127 | 0.3339 | 0.0027756 | 0.0018207 | 0.0013499 | 0.13178 | 0.093561 | 0.16474 | 0 | 3.2882e-05 | 0.021158 | 0.073384 | 0.00043554 | 0.00022978 | 0.00017647 | 0.028935 | 0.020314 | 0.036178
|  | 428.9838 | 0 | 0.0001498 | 0.093658 | 0.33475 | 0.0011929 | 0.00027296 | 0.00025809 | 0.13186 | 0.091533 | 0.1649 | 0 | 1.6443e-05 | 0.020028 | 0.073599 | 0.00043615 | 0.00021861 | 0.00018763 | 0.029179 | 0.020372 | 0.036256
|  | 429.2033 | 0 | 0 | 0.088807 | 0.33577 | 0.0027806 | 0.0017186 | 0.0014513 | 0.13397 | 0.094064 | 0.1654 | 2.0783e-05 | 1.6443e-05 | 0.019023 | 0.073914 | 0.00046036 | 0.00022462 | 0.00020551 | 0.029453 | 0.020472 | 0.036295
|  | 429.4228 | 0.00018934 | 0.0001498 | 0.084498 | 0.33762 | 0.0014134 | 0.00032772 | 0.00042093 | 0.13436 | 0.092439 | 0.16526 | 2.0785e-05 | 3.2889e-05 | 0.018226 | 0.074669 | 0.00043762 | 0.0002143 | 0.00019602 | 0.029821 | 0.020607 | 0.036556
|  | 429.6424 | 0 | 0.0001498 | 0.081529 | 0.34258 | 0.0025731 | 0.0016244 | 0.0013647 | 0.1373 | 0.095278 | 0.16775 | 0 | 2.6338e-05 | 0.0175 | 0.075773 | 0.00039296 | 0.00023971 | 0.00018967 | 0.03032 | 0.02071 | 0.036893
|  | 429.8619 | 0 | 9.0102e-05 | 0.077877 | 0.34762 | 0.0010063 | 0.00055906 | 0.0003629 | 0.13888 | 0.093362 | 0.16829 | 0 | 2.6339e-05 | 0.016945 | 0.077581 | 0.00043046 | 0.00029526 | 0.00018148 | 0.031022 | 0.020936 | 0.037562
|  | 430.0815 | 0 | 0.0001498 | 0.076461 | 0.35901 | 0.0029145 | 0.0021302 | 0.00129 | 0.14367 | 0.097332 | 0.17384 | -1.6365e-05 | 1.3164e-05 | 0.016631 | 0.080309 | 0.0004615 | 0.00027564 | 0.00015345 | 0.032138 | 0.021574 | 0.038691
|  | 430.3011 | -0.00014905 | -2.9908e-05 | 0.075009 | 0.37243 | 0.0012889 | 0.00038023 | 0.0001076 | 0.14903 | 0.099162 | 0.17855 | 8.477e-06 | 1.9764e-05 | 0.01634 | 0.083019 | 0.00047311 | 0.00025911 | 0.0001522 | 0.033324 | 0.022225 | 0.039906
|  | 430.5207 | 0.00022625 | 0.0002099 | 0.073803 | 0.38363 | 0.0030197 | 0.0019795 | 0.0012785 | 0.15445 | 0.10324 | 0.18487 | 2.4844e-05 | 3.6209e-05 | 0.015924 | 0.085062 | 0.00048668 | 0.00025758 | 0.00021069 | 0.034234 | 0.022823 | 0.040894
|  | 430.7403 | 0 | 0.00011985 | 0.071215 | 0.391 | 0.0014123 | 0.00036613 | 0.00064021 | 0.1573 | 0.1046 | 0.18753 | 1.6368e-05 | 2.9613e-05 | 0.015537 | 0.087334 | 0.0004916 | 0.00025011 | 0.00022416 | 0.035194 | 0.023387 | 0.041726
|  | 430.96 | 0.00014905 | 0.0001498 | 0.070267 | 0.40425 | 0.0030641 | 0.0019113 | 0.0014009 | 0.16317 | 0.10835 | 0.19242 | 1.6369e-05 | 1.6452e-05 | 0.015185 | 0.089911 | 0.00043432 | 0.00027404 | 0.00017823 | 0.036271 | 0.023863 | 0.0427
|  | 431.1796 | 0 | 0 | 0.068001 | 0.41443 | 0.00089054 | 0.00058392 | 0.00022191 | 0.16709 | 0.10893 | 0.19638 | 0 | 3.2958e-06 | 0.01486 | 0.092761 | 0.00039201 | 0.00028624 | 0.00018418 | 0.037526 | 0.024562 | 0.043924
|  | 431.3993 | 0 | 3.0007e-05 | 0.06729 | 0.43012 | 0.0026786 | 0.0020222 | 0.001455 | 0.17456 | 0.1147 | 0.20352 | 0 | 1.975e-05 | 0.014613 | 0.096029 | 0.00041632 | 0.00026617 | 0.00018493 | 0.038929 | 0.025301 | 0.045207
|  | 431.619 | 0 | 0.0001498 | 0.065745 | 0.44414 | 0.0011116 | 0.00040106 | 0.00022863 | 0.17986 | 0.11565 | 0.20805 | 0 | 2.6334e-05 | 0.014399 | 0.09983 | 0.00041107 | 0.00024012 | 0.00014892 | 0.040495 | 0.02601 | 0.046735
|  | 431.8387 | 0 | 8.9938e-05 | 0.065344 | 0.46468 | 0.0026306 | 0.0017849 | 0.0011271 | 0.1888 | 0.12114 | 0.21741 | 4.075e-06 | 2.6337e-05 | 0.01412 | 0.10293 | 0.00040473 | 0.00022651 | 0.00015882 | 0.041849 | 0.026716 | 0.048028
|  | 432.0584 | 3.7095e-05 | 0.0001498 | 0.063191 | 0.47231 | 0.0010536 | 0.000277 | 0.00031864 | 0.19215 | 0.12206 | 0.21979 | -1.23e-05 | 1.3172e-05 | 0.013715 | 0.10493 | 0.00041132 | 0.00022737 | 0.00018833 | 0.042751 | 0.027251 | 0.04882
|  | 432.2781 | -0.00014905 | -2.9908e-05 | 0.061647 | 0.48279 | 0.0026902 | 0.0017925 | 0.0013956 | 0.19697 | 0.12598 | 0.22458 | -8.1778e-06 | 1.3172e-05 | 0.013327 | 0.10727 | 0.00041372 | 0.00024178 | 0.00019004 | 0.043772 | 0.027707 | 0.049662
|  | 432.4979 | 7.4612e-05 | 0.0001498 | 0.059657 | 0.49355 | 0.0010755 | 0.00040817 | 0.00033421 | 0.20144 | 0.12621 | 0.22745 | 3.7181e-05 | 4.9381e-05 | 0.012996 | 0.10988 | 0.00041414 | 0.00028512 | 0.00018489 | 0.044929 | 0.028211 | 0.050701
|  | 432.7176 | 0.00026377 | 0.00029961 | 0.058621 | 0.50648 | 0.0026936 | 0.0021867 | 0.0013484 | 0.20745 | 0.13054 | 0.23397 | 8.1782e-06 | 1.646e-05 | 0.012675 | 0.11244 | 0.00043769 | 0.00031294 | 0.00016718 | 0.046029 | 0.028765 | 0.051674
|  | 432.9374 | -0.00018934 | -0.0001498 | 0.05673 | 0.51677 | 0.0012898 | 0.00066136 | 0.00017306 | 0.21145 | 0.13125 | 0.23631 | -8.1328e-06 | 0 | 0.012383 | 0.11537 | 0.00044539 | 0.00027838 | 0.00014774 | 0.047326 | 0.029443 | 0.052785
|  | 433.1572 | 0.00011533 | 0.0001498 | 0.055952 | 0.53306 | 0.002763 | 0.0018718 | 0.0011713 | 0.2192 | 0.13667 | 0.24402 | 1.2674e-05 | 2.6339e-05 | 0.012147 | 0.11891 | 0.00042149 | 0.00024623 | 0.00016789 | 0.048855 | 0.03026 | 0.054284
|  | 433.377 | 0 | 8.9872e-05 | 0.054578 | 0.54897 | 0.0010724 | 0.00036884 | 0.00035649 | 0.22536 | 0.13868 | 0.24995 | 0 | 9.8773e-06 | 0.011887 | 0.1219 | 0.00044522 | 0.00027378 | 0.00021935 | 0.050182 | 0.030932 | 0.055526
|  | 433.5968 | 0 | 0 | 0.05358 | 0.5602 | 0.0029785 | 0.0021222 | 0.0016394 | 0.23124 | 0.14276 | 0.25527 | 3.7194e-05 | 3.6224e-05 | 0.011566 | 0.12442 | 0.00047408 | 0.0002826 | 0.00022759 | 0.051449 | 0.031482 | 0.056441
|  | 433.8166 | 0.00033838 | 0.00032956 | 0.05165 | 0.57181 | 0.0013346 | 0.00044885 | 0.00043126 | 0.23684 | 0.14365 | 0.25823 | 4.9759e-05 | 5.2692e-05 | 0.0113 | 0.12761 | 0.00043028 | 0.00023705 | 0.00020444 | 0.052923 | 0.032158 | 0.057598
|  | 434.0364 | 0.0001143 | 0.0001498 | 0.05115 | 0.58912 | 0.0025798 | 0.0017077 | 0.0014286 | 0.24462 | 0.1489 | 0.26577 | 2.4823e-05 | 3.2934e-05 | 0.011064 | 0.13087 | 0.00040817 | 0.00023459 | 0.0001969 | 0.054362 | 0.032824 | 0.058845
|  | 434.2563 | 0.00011152 | 0.0001498 | 0.049501 | 0.60143 | 0.0011333 | 0.00042636 | 0.00036259 | 0.24991 | 0.1497 | 0.26955 | 1.6318e-05 | 3.2937e-05 | 0.01081 | 0.13409 | 0.00036896 | 0.00024623 | 0.00017621 | 0.055867 | 0.033447 | 0.060032
|  | 434.4762 | 3.691e-05 | 0.0001498 | 0.048829 | 0.61829 | 0.0022228 | 0.0018134 | 0.0012403 | 0.25827 | 0.15454 | 0.27652 | 4.0579e-06 | 1.9788e-05 | 0.01051 | 0.13671 | 0.00034796 | 0.0002508 | 0.00017259 | 0.05708 | 0.033952 | 0.060997
|  | 434.696 | 0 | 3.0188e-05 | 0.046769 | 0.62517 | 0.00094221 | 0.00046782 | 0.00032957 | 0.26092 | 0.15428 | 0.27831 | 0 | 1.322e-05 | 0.010157 | 0.13837 | 0.0003833 | 0.00027589 | 0.00018406 | 0.057864 | 0.034263 | 0.061591
|  | 434.9159 | 0 | 9.0053e-05 | 0.04561 | 0.63333 | 0.002544 | 0.0020414 | 0.0013444 | 0.26536 | 0.15735 | 0.28186 | 1.6693e-05 | 2.6373e-05 | 0.0097297 | 0.1387 | 0.00040826 | 0.00027762 | 0.00016923 | 0.05819 | 0.034289 | 0.06156
|  | 435.1358 | 0.00015182 | 0.0001498 | 0.042879 | 0.6281 | 0.001169 | 0.00048341 | 0.00019461 | 0.26386 | 0.1545 | 0.278 | -4.1254e-06 | 0 | 0.0092959 | 0.13898 | 0.00043513 | 0.00026884 | 0.00016872 | 0.058564 | 0.034296 | 0.061547
|  | 435.3558 | -0.00018934 | -0.0001498 | 0.04166 | 0.63582 | 0.0027881 | 0.0019615 | 0.0013398 | 0.26873 | 0.1574 | 0.28172 | 4.059e-06 | 1.3203e-05 | 0.008996 | 0.14082 | 0.00042102 | 0.00027972 | 0.00020684 | 0.059534 | 0.034746 | 0.062327
|  | 435.5757 | 0.00022625 | 0.00026986 | 0.040144 | 0.64476 | 0.0010404 | 0.00058211 | 0.00054111 | 0.27263 | 0.15856 | 0.28505 | 4.1577e-05 | 4.6153e-05 | 0.0087707 | 0.14376 | 0.00036367 | 0.0002543 | 0.00017401 | 0.060977 | 0.035389 | 0.063528
|  | 435.7957 | 0.00015181 | 0.0001498 | 0.039608 | 0.66247 | 0.0022664 | 0.0017302 | 0.0010412 | 0.28182 | 0.16324 | 0.29261 | 2.0824e-05 | 3.2952e-05 | 0.0085785 | 0.1475 | 0.00034166 | 0.00020806 | 0.00012628 | 0.06277 | 0.036136 | 0.065021
|  | 436.0156 | 3.7525e-05 | 0.0001498 | 0.038389 | 0.67863 | 0.00084007 | 0.00016147 | 0.00010698 | 0.28889 | 0.16532 | 0.29857 | 3.7288e-05 | 4.9433e-05 | 0.0083927 | 0.15116 | 0.00039673 | 0.00022706 | 0.00014558 | 0.064555 | 0.036976 | 0.066561
|  | 436.2356 | 0.00030147 | 0.00029961 | 0.037912 | 0.69558 | 0.0027667 | 0.0019028 | 0.0012165 | 0.298 | 0.17084 | 0.30656 | 3.3161e-05 | 3.6245e-05 | 0.0081619 | 0.15401 | 0.00044034 | 0.0002474 | 0.00016252 | 0.06604 | 0.037641 | 0.067805
|  | 436.4556 | 0 | 2.9908e-05 | 0.03629 | 0.70458 | 0.0012366 | 0.00034639 | 0.00026103 | 0.3024 | 0.17137 | 0.30988 | 2.0828e-05 | 3.6248e-05 | 0.0079238 | 0.15635 | 0.0004317 | 0.00024335 | 0.0001717 | 0.067337 | 0.038205 | 0.068858
|  | 436.6756 | 0.00018934 | 0.00029961 | 0.035741 | 0.71672 | 0.0026878 | 0.0018658 | 0.0012998 | 0.30973 | 0.17593 | 0.31607 | 2.8972e-05 | 4.9442e-05 | 0.0077228 | 0.15928 | 0.00044598 | 0.00028024 | 0.00016364 | 0.068865 | 0.038997 | 0.070144
|  | 436.8956 | 7.4005e-05 | 0.0001498 | 0.034457 | 0.73106 | 0.001366 | 0.00068157 | 0.00018762 | 0.31623 | 0.17854 | 0.32151 | -1.2689e-05 | 9.8895e-06 | 0.0074981 | 0.16202 | 0.00043727 | 0.00028735 | 0.00015318 | 0.070458 | 0.039691 | 0.071393
|  | 437.1157 | -0.00018934 | -5.9914e-05 | 0.033695 | 0.74156 | 0.0026085 | 0.0019302 | 0.0012047 | 0.32418 | 0.18222 | 0.3274 | 0 | 9.8899e-06 | 0.0072645 | 0.16449 | 0.0004377 | 0.00027439 | 0.00015956 | 0.072018 | 0.040237 | 0.072458
|  | 437.3357 | 0.00018934 | 0.0001498 | 0.032331 | 0.75347 | 0.0013697 | 0.00056364 | 0.00024558 | 0.33038 | 0.18349 | 0.33116 | 2.0834e-05 | 3.2967e-05 | 0.0070452 | 0.16679 | 0.00043344 | 0.00025341 | 0.00016086 | 0.073381 | 0.040728 | 0.073493
|  | 437.5558 | 0 | 0.0001498 | 0.031696 | 0.76228 | 0.0025694 | 0.0017394 | 0.0012163 | 0.33651 | 0.18665 | 0.33674 | 0 | 1.6485e-05 | 0.0067902 | 0.16819 | 0.00038159 | 0.00024812 | 0.00015426 | 0.074371 | 0.041089 | 0.074295
|  | 437.7759 | 0 | 0 | 0.030008 | 0.76607 | 0.00089819 | 0.00051533 | 0.00018542 | 0.33932 | 0.18673 | 0.33839 | 2.0836e-05 | 1.6485e-05 | 0.006577 | 0.17069 | 0.00034723 | 0.00026824 | 0.00016216 | 0.075897 | 0.041796 | 0.075606
|  | 437.996 | 0.00018934 | 0.0001498 | 0.029759 | 0.78504 | 0.0022571 | 0.0019222 | 0.0012882 | 0.35037 | 0.19307 | 0.34865 | 4.1675e-05 | 3.2973e-05 | 0.0064262 | 0.17434 | 0.000359 | 0.00025207 | 0.00017407 | 0.077976 | 0.042755 | 0.077417
|  | 438.2161 | 0.00018934 | 0.0001498 | 0.028632 | 0.79911 | 0.0010049 | 0.00036819 | 0.00029354 | 0.35815 | 0.19542 | 0.35478 | 2.0839e-05 | 1.6488e-05 | 0.0062937 | 0.17802 | 0.00039919 | 0.00022499 | 0.00015669 | 0.080196 | 0.043799 | 0.079227
|  | 438.4362 | 0 | 0 | 0.028549 | 0.81831 | 0.0026219 | 0.001676 | 0.00113 | 0.37047 | 0.20252 | 0.36504 | 2.084e-05 | 1.6489e-05 | 0.0061618 | 0.18212 | 0.00041827 | 0.0002671 | 0.00014753 | 0.082693 | 0.044963 | 0.081261
|  | 438.6564 | 0.00018934 | 0.0001498 | 0.027431 | 0.83624 | 0.0011781 | 0.00075067 | 0.0002103 | 0.3808 | 0.20598 | 0.37322 | 1.2581e-05 | 1.3197e-05 | 0.0060373 | 0.18673 | 0.00037848 | 0.00028863 | 0.00014909 | 0.085433 | 0.046178 | 0.083624
|  | 438.8765 | -7.5042e-05 | -2.9908e-05 | 0.027416 | 0.86018 | 0.0022603 | 0.0018715 | 0.0011442 | 0.39533 | 0.21354 | 0.38648 | -8.261e-06 | -3.2924e-06 | 0.0059316 | 0.19095 | 0.0003494 | 0.00024975 | 0.00015627 | 0.088013 | 0.047351 | 0.085939
|  | 439.0967 | 0 | 0 | 0.026466 | 0.87437 | 0.00091363 | 0.00039721 | 0.00027534 | 0.40417 | 0.21659 | 0.39418 | 2.0845e-05 | 1.6493e-05 | 0.0058024 | 0.19439 | 0.0003467 | 0.00025292 | 0.00016399 | 0.090383 | 0.048452 | 0.087859
|  | 439.3169 | 0.00018934 | 0.0001498 | 0.026238 | 0.89131 | 0.0022355 | 0.0019001 | 0.0012142 | 0.41678 | 0.2235 | 0.40385 | 0 | 0 | 0.0056395 | 0.19715 | 0.0003529 | 0.00024919 | 0.00014296 | 0.092455 | 0.049339 | 0.089614
|  | 439.5371 | -0.00018934 | -0.0001498 | 0.024987 | 0.89944 | 0.00096986 | 0.00036326 | 8.4335e-05 | 0.423 | 0.22465 | 0.41012 | -4.1317e-06 | 0 | 0.0054777 | 0.19944 | 0.00034885 | 0.00023688 | 0.00011208 | 0.094349 | 0.05008 | 0.091352
|  | 439.7573 | 0.00015181 | 0.0001498 | 0.024763 | 0.91192 | 0.0021984 | 0.0017882 | 0.00093364 | 0.43391 | 0.23018 | 0.41956 | 2.5218e-05 | 2.6412e-05 | 0.0053119 | 0.20138 | 0.00035329 | 0.0002354 | 0.00013373 | 0.096328 | 0.050935 | 0.092943
|  | 439.9775 | 7.72e-05 | 9.0053e-05 | 0.023476 | 0.91688 | 0.00101 | 0.00034957 | 0.0002808 | 0.44089 | 0.23238 | 0.4245 | 8.5013e-06 | 1.652e-05 | 0.0051201 | 0.20269 | 0.00038227 | 0.00020685 | 0.0001586 | 0.097969 | 0.051657 | 0.09418
|  | 440.1977 | 0 | 5.9964e-05 | 0.023019 | 0.92373 | 0.0024614 | 0.0015288 | 0.0011594 | 0.44877 | 0.23672 | 0.43076 | 2.0851e-05 | 2.3101e-05 | 0.0049855 | 0.20441 | 0.0003825 | 0.0002193 | 0.00014985 | 0.099855 | 0.052544 | 0.095843
|  | 440.418 | 0.00018934 | 0.0001498 | 0.022252 | 0.93248 | 0.0010118 | 0.00046261 | 0.00020131 | 0.45798 | 0.24041 | 0.43955 | 2.0853e-05 | 1.6499e-05 | 0.0048599 | 0.2064 | 0.00036378 | 0.00022378 | 0.00013234 | 0.10194 | 0.053585 | 0.097847
|  | 440.6383 | 0 | 0 | 0.021875 | 0.9416 | 0.0022912 | 0.0015692 | 0.0010003 | 0.4676 | 0.24613 | 0.44887 | 1.2284e-05 | 1.65e-05 | 0.0047482 | 0.20962 | 0.00033786 | 0.00020585 | 0.00011701 | 0.10456 | 0.054832 | 0.10022
|  | 440.8585 | 0.00011152 | 0.0001498 | 0.021234 | 0.96156 | 0.00077627 | 0.00029971 | 6.2083e-05 | 0.48172 | 0.25169 | 0.46098 | 1.6369e-05 | 3.3e-05 | 0.0046602 | 0.21296 | 0.00034977 | 0.00023049 | 0.00014876 | 0.10755 | 0.056295 | 0.10283
|  | 441.0788 | 3.7095e-05 | 0.0001498 | 0.021077 | 0.97186 | 0.0023993 | 0.0017929 | 0.0012885 | 0.49473 | 0.2594 | 0.47264 | 4.0862e-06 | 2.6378e-05 | 0.0045401 | 0.21495 | 0.0003556 | 0.00023202 | 0.00015895 | 0.11011 | 0.057552 | 0.10508
|  | 441.2991 | 0 | 8.9658e-05 | 0.020139 | 0.9795 | 0.00082895 | 0.0003134 | 0.00015451 | 0.50487 | 0.26306 | 0.48132 | 4.1717e-05 | 4.6209e-05 | 0.0044185 | 0.21682 | 0.00033078 | 0.0002145 | 0.00012371 | 0.11245 | 0.058609 | 0.10723
|  | 441.5195 | 0.00037867 | 0.00032979 | 0.019969 | 0.98863 | 0.0021737 | 0.0016336 | 0.00096845 | 0.51585 | 0.26895 | 0.49203 | 4.1719e-05 | 4.6254e-05 | 0.0042976 | 0.21805 | 0.00034844 | 0.00026005 | 0.00012829 | 0.11459 | 0.059533 | 0.10912
|  | 441.7398 | 0 | 9.0053e-05 | 0.01904 | 0.99054 | 0.00098906 | 0.0007268 | 0.00019601 | 0.52426 | 0.27143 | 0.49847 | -4.0869e-06 | 9.9216e-06 | 0.0041589 | 0.21931 | 0.00034129 | 0.0002663 | 0.00011923 | 0.11691 | 0.060527 | 0.11113
|  | 441.9602 | -3.7095e-05 | 0 | 0.018708 | 1 | 0.0021087 | 0.0016903 | 0.00088617 | 0.53686 | 0.27795 | 0.51017 | 8.2016e-06 | 1.6506e-05 | 0.0040276 | 0.21946 | 0.00032888 | 0.00023462 | 0.00010909 | 0.11873 | 0.06131 | 0.11283
|  | 442.1805 | 0.00011153 | 0.0001498 | 0.017844 | 0.99174 | 0.00087618 | 0.00043904 | 0.00010392 | 0.5407 | 0.27848 | 0.51387 | 1.2289e-05 | 1.6507e-05 | 0.0038909 | 0.21832 | 0.00032576 | 0.00021289 | 0.0001173 | 0.11995 | 0.061886 | 0.11406
|  | 442.4009 | 0 | 0 | 0.017466 | 0.98953 | 0.0020802 | 0.001493 | 0.00096059 | 0.54787 | 0.28315 | 0.52129 | 0 | 0 | 0.0037612 | 0.21757 | 0.0003353 | 0.00019006 | 0.00013396 | 0.12139 | 0.062685 | 0.11559
|  | 442.6213 | 0 | 0 | 0.016665 | 0.98476 | 0.00096243 | 0.00023168 | 0.00025504 | 0.55364 | 0.28569 | 0.52766 | -8.2226e-06 | 0 | 0.0036642 | 0.21768 | 0.00034192 | 0.0001977 | 0.00013675 | 0.12346 | 0.063721 | 0.11761
|  | 442.8417 | -7.4612e-05 | 0 | 0.016584 | 0.99051 | 0.0021401 | 0.0015622 | 0.00098581 | 0.56667 | 0.29252 | 0.53955 | -1.6427e-05 | -3.3072e-06 | 0.0035791 | 0.21853 | 0.00032856 | 0.00019445 | 0.00011904 | 0.12608 | 0.065005 | 0.12003
|  | 443.0622 | -7.4435e-05 | -3.0007e-05 | 0.01589 | 0.99227 | 0.00084096 | 0.00020211 | 9.4242e-05 | 0.57724 | 0.29728 | 0.54952 | -4.136e-06 | 1.3204e-05 | 0.0035043 | 0.21914 | 0.00034045 | 0.00022193 | 0.00013016 | 0.12873 | 0.066337 | 0.12263
|  | 443.2826 | 3.691e-05 | 0.0001498 | 0.015904 | 0.99593 | 0.0022479 | 0.0018114 | 0.0010866 | 0.59067 | 0.30458 | 0.56307 | 8.1369e-06 | 2.9697e-05 | 0.0034144 | 0.21953 | 0.00034121 | 0.00024293 | 0.00013022 | 0.13124 | 0.067585 | 0.12537
|  | 443.503 | 3.691e-05 | 0.00011961 | 0.015073 | 0.99571 | 0.00084766 | 0.00039246 | 9.4786e-05 | 0.59999 | 0.30858 | 0.57435 | 1.6363e-05 | 2.9699e-05 | 0.0033394 | 0.2199 | 0.00035833 | 0.00021755 | 0.00014917 | 0.13392 | 0.068949 | 0.12814
|  | 443.7235 | 0.00011153 | 0.0001498 | 0.015221 | 0.99909 | 0.002403 | 0.0015811 | 0.0012584 | 0.61491 | 0.31689 | 0.58809 | 2.8726e-05 | 3.3028e-05 | 0.003281 | 0.22 | 0.00035698 | 0.00021751 | 0.00017027 | 0.13658 | 0.070336 | 0.13071
|  | 443.944 | 0.00014905 | 0.0001498 | 0.014542 | 0.99652 | 0.00083526 | 0.00039202 | 0.00028611 | 0.62406 | 0.32113 | 0.59761 | 1.6432e-05 | 1.9819e-05 | 0.0031806 | 0.21894 | 0.00032712 | 0.00022407 | 0.00012837 | 0.13837 | 0.071274 | 0.13261
|  | 444.1645 | 0 | 2.9957e-05 | 0.014307 | 0.98929 | 0.0021318 | 0.0016403 | 0.00087827 | 0.63098 | 0.32534 | 0.60515 | 1.6738e-05 | 1.9819e-05 | 0.0030987 | 0.21826 | 0.00033301 | 0.00022056 | 0.00011045 | 0.14067 | 0.072387 | 0.13512
|  | 444.385 | 0.00015181 | 0.0001498 | 0.013798 | 0.9903 | 0.00088849 | 0.00036012 | 0.00012347 | 0.64485 | 0.3312 | 0.6204 | 3.7615e-05 | 4.6243e-05 | 0.0030424 | 0.21788 | 0.00031805 | 0.0002267 | 0.00010941 | 0.14343 | 0.073745 | 0.13805
|  | 444.6055 | 0.00018934 | 0.0002696 | 0.013795 | 0.98577 | 0.0019961 | 0.0016959 | 0.00086879 | 0.65601 | 0.33763 | 0.63168 | 4.1756e-05 | 6.2766e-05 | 0.0029793 | 0.21687 | 0.0003025 | 0.00021373 | 0.00012382 | 0.14577 | 0.075058 | 0.14048
|  | 444.8261 | 0.00018934 | 0.00029961 | 0.013223 | 0.98096 | 0.00074718 | 0.00024239 | 0.00025411 | 0.66588 | 0.34304 | 0.64225 | 3.7668e-05 | 4.9558e-05 | 0.0029227 | 0.21682 | 0.00033119 | 0.00019428 | 0.00014639 | 0.14883 | 0.076773 | 0.1436
|  | 445.0466 | 0.00015224 | 0.0001498 | 0.013281 | 0.98521 | 0.0022561 | 0.0015194 | 0.0010734 | 0.68371 | 0.35315 | 0.65995 | 4.1742e-05 | 4.6283e-05 | 0.0028466 | 0.21581 | 0.00033284 | 0.00020707 | 0.00013954 | 0.15136 | 0.078025 | 0.1462
|  | 445.2672 | 0.00022625 | 0.00026986 | 0.01253 | 0.97163 | 0.00076185 | 0.00035815 | 0.00019184 | 0.6887 | 0.35433 | 0.66571 | 4.5835e-05 | 4.6285e-05 | 0.0027701 | 0.21426 | 0.0003191 | 0.00019399 | 0.00011287 | 0.15361 | 0.079128 | 0.14884
|  | 445.4878 | 0.00018934 | 0.0001498 | 0.012587 | 0.97108 | 0.0021314 | 0.0014007 | 0.00083152 | 0.70412 | 0.36313 | 0.68386 | 4.1768e-05 | 3.3046e-05 | 0.0027168 | 0.21356 | 0.00031998 | 0.00018771 | 8.9215e-05 | 0.15659 | 0.080639 | 0.15214
|  | 445.7084 | 0.00018934 | 0.0001498 | 0.012044 | 0.96512 | 0.00076958 | 0.00030114 | -2.2685e-05 | 0.71555 | 0.36796 | 0.69551 | 2.0885e-05 | 1.9828e-05 | 0.0026691 | 0.21259 | 0.00031153 | 0.00022313 | 0.00010646 | 0.15947 | 0.082115 | 0.15521
|  | 445.929 | 0 | 2.9957e-05 | 0.012153 | 0.96213 | 0.0020547 | 0.0017217 | 0.00098779 | 0.73018 | 0.37648 | 0.71157 | 0 | 3.3046e-06 | 0.0026182 | 0.21084 | 0.00032764 | 0.00023827 | 0.0001213 | 0.1618 | 0.083347 | 0.15785
|  | 446.1496 | 0 | 0 | 0.011581 | 0.94924 | 0.00091552 | 0.0004383 | 0.00011187 | 0.7366 | 0.37909 | 0.71937 | 2.0888e-05 | 1.6526e-05 | 0.0025685 | 0.20918 | 0.00034994 | 0.00022275 | 0.00011006 | 0.16433 | 0.084709 | 0.16066
|  | 446.3702 | 0.00018934 | 0.0001498 | 0.011701 | 0.94684 | 0.0022566 | 0.0015808 | 0.0008858 | 0.75294 | 0.38877 | 0.73697 | 3.3565e-05 | 2.9723e-05 | 0.0025134 | 0.2077 | 0.00034017 | 0.00019928 | 0.00010692 | 0.16718 | 0.086184 | 0.16375
|  | 446.5909 | 0.0001149 | 0.00011961 | 0.011081 | 0.93582 | 0.00082675 | 0.00022549 | 8.3325e-05 | 0.76236 | 0.39242 | 0.74732 | 3.3568e-05 | 2.9726e-05 | 0.0024561 | 0.20567 | 0.00034207 | 0.00017177 | 0.00011434 | 0.16958 | 0.087364 | 0.16646
|  | 446.8116 | 0.00018934 | 0.0001498 | 0.011179 | 0.92822 | 0.0022736 | 0.0013313 | 0.00095293 | 0.77461 | 0.39939 | 0.76136 | 2.0891e-05 | 1.9811e-05 | 0.0023992 | 0.2031 | 0.00034853 | 0.00017616 | 0.00011181 | 0.17148 | 0.088389 | 0.16892
|  | 447.0322 | 0 | 2.9743e-05 | 0.010565 | 0.91243 | 0.00088517 | 0.00026528 | 6.0385e-05 | 0.77953 | 0.40167 | 0.76952 | 8.2331e-06 | 1.653e-05 | 0.0023457 | 0.20077 | 0.00033955 | 0.00021014 | 0.00012113 | 0.17377 | 0.089533 | 0.1717
|  | 447.2529 | 7.4612e-05 | 0.00012006 | 0.010693 | 0.90704 | 0.002192 | 0.0016391 | 0.0010373 | 0.79527 | 0.40972 | 0.78648 | 8.2338e-06 | 2.3198e-05 | 0.0022948 | 0.19904 | 0.00034361 | 0.00020844 | 0.00011802 | 0.17657 | 0.090804 | 0.17466
|  | 447.4736 | 0 | 9.0151e-05 | 0.010102 | 0.89657 | 0.00092166 | 0.00024968 | 3.2154e-05 | 0.80475 | 0.41311 | 0.79622 | 8.2342e-06 | 1.9898e-05 | 0.0022401 | 0.1957 | 0.00034053 | 0.0001926 | 0.00010462 | 0.17784 | 0.091445 | 0.17637
|  | 447.6944 | 7.4612e-05 | 9.0151e-05 | 0.010196 | 0.87668 | 0.0021639 | 0.0014955 | 0.0009158 | 0.80672 | 0.41549 | 0.8019 | 2.9132e-05 | 2.6484e-05 | 0.0021751 | 0.1916 | 0.00033915 | 0.00018203 | 9.2902e-05 | 0.17858 | 0.091753 | 0.1776
|  | 447.9151 | 0.00018934 | 0.0001498 | 0.009511 | 0.85928 | 0.00090893 | 0.00015378 | -7.4068e-05 | 0.81126 | 0.41583 | 0.8072 | 4.5891e-05 | 4.9603e-05 | 0.00213 | 0.18845 | 0.00036942 | 0.00017335 | 9.7503e-05 | 0.18025 | 0.092423 | 0.1797
|  | 448.1359 | 0.00022643 | 0.00029961 | 0.0097872 | 0.84808 | 0.002438 | 0.0014168 | 0.00095745 | 0.82181 | 0.42153 | 0.82088 | 3.3231e-05 | 4.3012e-05 | 0.0021069 | 0.18518 | 0.00039777 | 0.00018541 | 0.00013128 | 0.18183 | 0.093116 | 0.18169
|  | 448.3566 | 7.4612e-05 | 9.0053e-05 | 0.0092995 | 0.82953 | 0.0011654 | 0.0002629 | 0.00023183 | 0.82544 | 0.42204 | 0.82513 | 8.2364e-06 | 1.658e-05 | 0.0020694 | 0.18317 | 0.00039535 | 0.00021356 | 0.00015375 | 0.18459 | 0.094307 | 0.1848
|  | 448.5774 | 0 | 6.0145e-05 | 0.0094468 | 0.82976 | 0.0024159 | 0.0016717 | 0.0011609 | 0.84673 | 0.43227 | 0.84891 | 4.1804e-05 | 3.9715e-05 | 0.0020262 | 0.18174 | 0.00037 | 0.00023346 | 0.00013909 | 0.1878 | 0.095534 | 0.18832
|  | 448.7982 | 0.00037867 | 0.00029961 | 0.008907 | 0.81649 | 0.00093567 | 0.00044307 | 9.8959e-05 | 0.85447 | 0.43311 | 0.85698 | 4.5883e-05 | 3.9724e-05 | 0.0019876 | 0.17896 | 0.00036647 | 0.00022005 | 0.00011557 | 0.18969 | 0.096152 | 0.19042
|  | 449.019 | 3.691e-05 | 6.0194e-05 | 0.0090961 | 0.80443 | 0.0023836 | 0.00155 | 0.00094787 | 0.8637 | 0.4378 | 0.86778 | 1.6388e-05 | 2.3186e-05 | 0.0019477 | 0.17551 | 0.00039822 | 0.00019997 | 0.00013235 | 0.19092 | 0.096542 | 0.19206
|  | 449.2398 | 0.00011152 | 0.0001498 | 0.0085442 | 0.78523 | 0.0012231 | 0.00026115 | 0.00025085 | 0.86546 | 0.4366 | 0.87176 | 3.3219e-05 | 4.6308e-05 | 0.0019064 | 0.17288 | 0.00040882 | 0.00019503 | 0.0001294 | 0.19294 | 0.097315 | 0.19457
|  | 449.4606 | 0.00018934 | 0.0002696 | 0.008722 | 0.78048 | 0.0024795 | 0.0015052 | 0.00092109 | 0.88195 | 0.44476 | 0.89039 | 1.6459e-05 | 2.977e-05 | 0.0018686 | 0.16973 | 0.00038197 | 0.00022183 | 9.5577e-05 | 0.19425 | 0.097598 | 0.19617
|  | 449.6815 | -4.029e-05 | 0 | 0.0081997 | 0.7566 | 0.00097958 | 0.00050373 | -5.5553e-05 | 0.87718 | 0.43908 | 0.8861 | 1.646e-05 | 1.6543e-05 | 0.0018211 | 0.16529 | 0.00036695 | 0.00024407 | 0.00010693 | 0.19407 | 0.097022 | 0.19628
|  | 449.9024 | 0.00018934 | 0.0001498 | 0.0082909 | 0.74012 | 0.0023432 | 0.0017063 | 0.0010238 | 0.88014 | 0.43946 | 0.89125 | 2.091e-05 | 2.9774e-05 | 0.0017656 | 0.16216 | 0.00037465 | 0.00019528 | 0.00010436 | 0.19536 | 0.097086 | 0.19773
|  | 450.1232 | 0 | 0.0001198 | 0.007696 | 0.72821 | 0.0010491 | 6.1865e-05 | -7.8836e-05 | 0.88875 | 0.43962 | 0.89916 | 0 | 1.3231e-05 | 0.0017257 | 0.16001 | 0.00039356 | 0.00016806 | 0.00010808 | 0.19784 | 0.097849 | 0.20023
|  | 450.3441 | 0 | 0 | 0.0079294 | 0.72055 | 0.0025143 | 0.0014598 | 0.0010574 | 0.90252 | 0.44633 | 0.91377 | 2.0912e-05 | 1.6546e-05 | 0.0016918 | 0.15731 | 0.00038881 | 0.00019232 | 0.00013624 | 0.19949 | 0.09826 | 0.2021
|  | 450.565 | 0.00018934 | 0.0001498 | 0.0073884 | 0.7037 | 0.0010059 | 0.0002814 | 0.00017608 | 0.90363 | 0.4433 | 0.91598 | 2.0915e-05 | 1.6548e-05 | 0.0016625 | 0.1542 | 0.00041197 | 0.00021648 | 0.00013202 | 0.20056 | 0.098028 | 0.20332
|  | 450.786 | 0 | 0 | 0.0076614 | 0.69225 | 0.0027235 | 0.0016784 | 0.0010191 | 0.912 | 0.44411 | 0.9246 | 8.595e-06 | 1.6548e-05 | 0.0016489 | 0.15212 | 0.00041561 | 0.000204 | 0.00011871 | 0.20293 | 0.098395 | 0.20566
|  | 451.0069 | 7.7808e-05 | 0.0001498 | 0.0072654 | 0.68485 | 0.0010389 | 0.00016842 | 5.5578e-05 | 0.92505 | 0.44663 | 0.93715 | 1.2673e-05 | 3.3099e-05 | 0.0016357 | 0.15001 | 0.00041367 | 0.00018543 | 0.00012335 | 0.20508 | 0.098829 | 0.20792
|  | 451.2278 | 3.691e-05 | 0.0001498 | 0.007541 | 0.673 | 0.0027056 | 0.00151 | 0.001061 | 0.93134 | 0.44795 | 0.94495 | 1.2254e-05 | 3.31e-05 | 0.0016098 | 0.14718 | 0.000449 | 0.00019256 | 0.00015047 | 0.20631 | 0.098677 | 0.20933
|  | 451.4488 | 7.4005e-05 | 0.0001498 | 0.0070298 | 0.65919 | 0.0013585 | 0.00023292 | 0.00030095 | 0.93607 | 0.44521 | 0.94982 | 8.1768e-06 | 1.6552e-05 | 0.0015659 | 0.14459 | 0.00045125 | 0.00020455 | 0.00013559 | 0.20791 | 0.098543 | 0.21082
|  | 451.6698 | 0 | 0 | 0.0071421 | 0.64943 | 0.0027256 | 0.0016184 | 0.00092625 | 0.94564 | 0.44666 | 0.95824 | 0 | 3.2865e-06 | 0.0015255 | 0.1418 | 0.00042773 | 0.00021949 | 0.00010511 | 0.20893 | 0.098059 | 0.21159
|  | 451.8908 | 0 | 2.9743e-05 | 0.0066639 | 0.6339 | 0.0011454 | 0.00036808 | 2.4987e-05 | 0.94525 | 0.44079 | 0.95671 | 2.0922e-05 | 1.984e-05 | 0.0014971 | 0.13908 | 0.00042711 | 0.00022035 | 0.00010889 | 0.2099 | 0.097596 | 0.21252
|  | 452.1118 | 0.00018934 | 0.0001498 | 0.006885 | 0.62473 | 0.0027198 | 0.001626 | 0.00096046 | 0.95433 | 0.44243 | 0.96651 | 2.0924e-05 | 2.9822e-05 | 0.0014665 | 0.13645 | 0.00041857 | 0.00023447 | 9.7776e-05 | 0.211 | 0.097086 | 0.21334
|  | 452.3328 | 0 | 0.00012006 | 0.0063855 | 0.61001 | 0.0010678 | 0.0004957 | -7.5697e-05 | 0.95496 | 0.4361 | 0.96395 | 2.0925e-05 | 2.9824e-05 | 0.0014384 | 0.13376 | 0.00039898 | 0.00023919 | 9.669e-05 | 0.21178 | 0.096392 | 0.21376
|  | 452.5538 | 0.00018934 | 0.0001498 | 0.0066298 | 0.60029 | 0.0025424 | 0.0016686 | 0.0009506 | 0.96134 | 0.43611 | 0.97031 | 2.9153e-05 | 2.6492e-05 | 0.0014151 | 0.13159 | 0.00043959 | 0.00021583 | 0.00011736 | 0.21326 | 0.096083 | 0.21504
|  | 452.7749 | 7.4435e-05 | 8.9888e-05 | 0.0061732 | 0.59033 | 0.0014349 | 0.00028414 | 0.00011124 | 0.96821 | 0.43322 | 0.97535 | 2.9155e-05 | 2.981e-05 | 0.0013917 | 0.13012 | 0.00048454 | 0.00024084 | 0.00012308 | 0.21576 | 0.096128 | 0.21708
|  | 452.9959 | 0.00018934 | 0.00017981 | 0.006418 | 0.58688 | 0.0029489 | 0.0018949 | 0.0010023 | 0.9838 | 0.43648 | 0.98866 | 3.7779e-05 | 3.6435e-05 | 0.0013739 | 0.12877 | 0.00048906 | 0.00026663 | 0.00011551 | 0.21838 | 0.096246 | 0.21945
|  | 453.217 | 0.00015243 | 0.0001498 | 0.0060109 | 0.57799 | 0.0014754 | 0.00051717 | 4.2702e-05 | 0.99176 | 0.43422 | 0.99661 | 3.778e-05 | 3.312e-05 | 0.0013612 | 0.12683 | 0.00049736 | 0.00026103 | 0.00011471 | 0.21988 | 0.095758 | 0.22068
|  | 453.4381 | 0.00018934 | 0.0001498 | 0.0063023 | 0.56936 | 0.0030238 | 0.0018441 | 0.00099495 | 0.99725 | 0.43202 | 0.9997 | 4.1862e-05 | 3.3121e-05 | 0.0013297 | 0.12456 | 0.00048763 | 0.00021382 | 0.00011597 | 0.22069 | 0.094831 | 0.22107
|  | 453.6592 | 0.00018934 | 0.0001498 | 0.0057261 | 0.55734 | 0.0013872 | 8.998e-05 | 5.4073e-05 | 0.99908 | 0.42579 | 1 | 4.1864e-05 | 3.3123e-05 | 0.0013088 | 0.12201 | 0.00048908 | 0.00020122 | 0.00013096 | 0.22101 | 0.093754 | 0.22079
|  | 453.8803 | 0.00018934 | 0.0001498 | 0.0061124 | 0.54631 | 0.0030367 | 0.0017301 | 0.0011305 | 1 | 0.42224 | 0.99713 | 2.0935e-05 | 2.3165e-05 | 0.001299 | 0.11908 | 0.00049989 | 0.00024928 | 0.00014697 | 0.22032 | 0.092327 | 0.21957
|  | 454.1015 | 0 | 5.97e-05 | 0.0056358 | 0.53067 | 0.0014844 | 0.00052441 | 0.00019877 | 0.99254 | 0.41277 | 0.98864 | 3.3266e-05 | 3.9728e-05 | 0.0012737 | 0.11609 | 0.00051268 | 0.00027078 | 0.0001414 | 0.21937 | 0.090648 | 0.2183
|  | 454.3226 | 0.00030086 | 0.00029961 | 0.0058836 | 0.51922 | 0.0031524 | 0.0019245 | 0.00108 | 0.99149 | 0.40705 | 0.98571 | 5.4206e-05 | 4.9696e-05 | 0.0012471 | 0.11376 | 0.00051438 | 0.00023462 | 0.00011696 | 0.21957 | 0.089362 | 0.21775
|  | 454.5438 | 0.00018934 | 0.0001498 | 0.0053943 | 0.5095 | 0.0014993 | 0.00019723 | -2.2333e-05 | 0.99413 | 0.40107 | 0.98349 | 4.1876e-05 | 3.3132e-05 | 0.0012154 | 0.11184 | 0.00051861 | 0.00022793 | 0.00012464 | 0.22029 | 0.088414 | 0.21762
|  | 454.7649 | 0.00018934 | 0.0001498 | 0.0055962 | 0.50181 | 0.0031903 | 0.0018639 | 0.0011494 | 0.99788 | 0.39845 | 0.98444 | 4.6029e-05 | 4.3056e-05 | 0.001187 | 0.10983 | 0.00050875 | 0.00022813 | 0.00013104 | 0.2205 | 0.087391 | 0.21736
|  | 454.9861 | 0.00022686 | 0.00023951 | 0.0051365 | 0.4913 | 0.0014098 | 0.00019885 | 3.5497e-05 | 0.99586 | 0.39174 | 0.98094 | 4.6031e-05 | 4.3058e-05 | 0.0011594 | 0.10774 | 0.00052106 | 0.00022992 | 0.0001263 | 0.22037 | 0.086154 | 0.21659
|  | 455.2073 | 0.00018934 | 0.0001498 | 0.0053461 | 0.48287 | 0.0033014 | 0.0018799 | 0.0011065 | 0.99663 | 0.38722 | 0.97734 | 2.5092e-05 | 2.651e-05 | 0.0011223 | 0.10536 | 0.00052033 | 0.00024312 | 0.00011735 | 0.21964 | 0.084511 | 0.21506
|  | 455.4285 | 3.7518e-05 | 8.9872e-05 | 0.0048006 | 0.46965 | 0.0014028 | 0.00031806 | -4.5543e-05 | 0.98907 | 0.37682 | 0.96694 | 3.7496e-05 | 4.308e-05 | 0.0011248 | 0.10328 | 0.00051918 | 0.00022028 | 0.00012029 | 0.21931 | 0.08313 | 0.21418
|  | 455.6498 | 0.00030147 | 0.00029961 | 0.0053689 | 0.46405 | 0.003291 | 0.0016734 | 0.001133 | 0.99363 | 0.37474 | 0.96937 | 5.4296e-05 | 5.303e-05 | 0.0011273 | 0.10138 | 0.00053391 | 0.00020608 | 0.00012909 | 0.21899 | 0.081929 | 0.21328
|  | 455.871 | 0.00018934 | 0.00017976 | 0.0048218 | 0.45234 | 0.0015353 | 0.00018938 | 3.3864e-05 | 0.98596 | 0.36586 | 0.95857 | 2.9506e-05 | 3.3167e-05 | 0.0011024 | 0.099031 | 0.00059039 | 0.00024209 | 0.00013535 | 0.21764 | 0.080265 | 0.21147
|  | 456.0923 | 7.7385e-05 | 0.00012006 | 0.0051438 | 0.44285 | 0.0038016 | 0.001999 | 0.0011896 | 0.98142 | 0.35971 | 0.95302 | 8.5618e-06 | 1.3283e-05 | 0.0010728 | 0.096735 | 0.00060928 | 0.00024951 | 0.00013267 | 0.21637 | 0.078634 | 0.20961
|  | 456.3135 | 0 | 0 | 0.0045521 | 0.43147 | 0.0017053 | 0.00025614 | 9.4645e-06 | 0.9742 | 0.35101 | 0.94153 | 0 | 0 | 0.0010622 | 0.095102 | 0.00062218 | 0.00023762 | 0.0001409 | 0.21637 | 0.077684 | 0.20901
|  | 456.5348 | 0 | 0 | 0.0050483 | 0.42809 | 0.0039181 | 0.0018916 | 0.001264 | 0.98144 | 0.35112 | 0.94757 | 0 | 0 | 0.0010595 | 0.093597 | 0.00063465 | 0.00023839 | 0.00014148 | 0.21634 | 0.076649 | 0.20849
|  | 456.7561 | 0 | 0 | 0.004527 | 0.41779 | 0.0018175 | 0.00026283 | 1.4582e-05 | 0.97377 | 0.3416 | 0.93666 | 0 | 0 | 0.0010444 | 0.091603 | 0.00060791 | 0.00024212 | 0.00014262 | 0.21512 | 0.07508 | 0.20683
|  | 456.9774 | 0 | 0 | 0.0049115 | 0.41004 | 0.0036762 | 0.0019252 | 0.0012743 | 0.97025 | 0.33691 | 0.93248 | 0 | 0 | 0.0010149 | 0.089471 | 0.00063705 | 0.00026708 | 0.00014154 | 0.21342 | 0.073538 | 0.20478
|  | 457.1988 | 0 | 0 | 0.0042595 | 0.39845 | 0.0020803 | 0.00048818 | 4.7159e-06 | 0.95823 | 0.3276 | 0.91798 | 0 | 0 | 0.0010033 | 0.087908 | 0.0006576 | 0.00026892 | 0.0001208 | 0.21279 | 0.072448 | 0.20367
|  | 457.4201 | 0 | 0 | 0.0048061 | 0.39588 | 0.0038617 | 0.0019417 | 0.0010868 | 0.96448 | 0.32703 | 0.92238 | 0 | 0 | 0.00099076 | 0.086696 | 0.00065554 | 0.00022428 | 0.00010091 | 0.21286 | 0.07159 | 0.20323
|  | 457.6415 | 0 | 0 | 0.0041459 | 0.38746 | 0.0020614 | 8.4741e-05 | -0.00017499 | 0.9588 | 0.31982 | 0.91394 | 0 | 0 | 0.00096569 | 0.084976 | 0.00070473 | 0.00023091 | 0.00010231 | 0.21151 | 0.070403 | 0.2018
|  | 457.8628 | 0 | 0 | 0.0045788 | 0.38027 | 0.0043056 | 0.0020014 | 0.0010993 | 0.95216 | 0.31624 | 0.90928 | 0 | 0 | 0.00094674 | 0.083098 | 0.00067856 | 0.00025182 | 0.00011986 | 0.20959 | 0.06905 | 0.2
|  | 458.0842 | 0 | 0 | 0.003974 | 0.37043 | 0.0018244 | 0.00027348 | -1.6535e-05 | 0.94125 | 0.30755 | 0.89752 | 0 | 0 | 0.00094068 | 0.081348 | 0.0006681 | 0.00025992 | 0.000127 | 0.20796 | 0.067799 | 0.19834
|  | 458.3056 | 0 | 0 | 0.004524 | 0.36446 | 0.0042111 | 0.0020746 | 0.0011639 | 0.93739 | 0.30494 | 0.89425 | 0 | 0 | 0.00094685 | 0.079544 | 0.00071077 | 0.00023052 | 0.00011779 | 0.20594 | 0.066487 | 0.19628
|  | 458.527 | 0 | 0 | 0.0040289 | 0.35407 | 0.0022093 | 7.6818e-06 | -9.9887e-05 | 0.92291 | 0.29563 | 0.87879 | 0 | 0 | 0.00094949 | 0.077969 | 0.00073287 | 0.00023614 | 0.00013755 | 0.20436 | 0.06539 | 0.19467
|  | 458.7484 | 0 | 0 | 0.0045471 | 0.35017 | 0.0044102 | 0.0021252 | 0.0013423 | 0.92292 | 0.29498 | 0.87955 | 0 | 0 | 0.00092866 | 0.076367 | 0.00076549 | 0.00027569 | 0.00015652 | 0.20278 | 0.064375 | 0.19338
|  | 458.9699 | 0 | 0 | 0.0038403 | 0.33956 | 0.0025036 | 0.00036486 | 7.133e-05 | 0.90851 | 0.28644 | 0.86698 | 0 | 0 | 0.0009053 | 0.074884 | 0.0007683 | 0.00027462 | 0.00014752 | 0.20094 | 0.063388 | 0.19195
|  | 459.1913 | 0 | 0 | 0.0043358 | 0.33675 | 0.0044353 | 0.0021154 | 0.0012609 | 0.90628 | 0.28604 | 0.86662 | 0 | 0 | 0.00088799 | 0.073483 | 0.00078889 | 0.00025934 | 0.00013106 | 0.19903 | 0.062385 | 0.19066
|  | 459.4128 | 0 | 0 | 0.0036836 | 0.32688 | 0.0026892 | 0.00022672 | -7.7318e-05 | 0.89117 | 0.27735 | 0.85519 | 0 | 0 | 0.00087201 | 0.072103 | 0.00080534 | 0.0002515 | 0.00014262 | 0.19745 | 0.061472 | 0.18942
|  | 459.6343 | 0 | 0 | 0.0041908 | 0.32422 | 0.0045832 | 0.0020444 | 0.0013652 | 0.89188 | 0.27775 | 0.85531 | 0 | 0 | 0.00087085 | 0.070462 | 0.00080904 | 0.00026556 | 0.00015648 | 0.19506 | 0.060414 | 0.18741
|  | 459.8558 | 0 | 0 | 0.0036724 | 0.31201 | 0.0027219 | 0.00035345 | 4.7737e-05 | 0.86935 | 0.26775 | 0.83686 | 0 | 0 | 0.00085229 | 0.068455 | 0.00083675 | 0.0003013 | 0.0001671 | 0.19131 | 0.05908 | 0.18448
|  | 460.0773 | 0 | 0 | 0.0040229 | 0.30607 | 0.004833 | 0.002367 | 0.001461 | 0.85799 | 0.26568 | 0.82881 | 0 | 0 | 0.00083839 | 0.066699 | 0.00086561 | 0.00027297 | 0.00015896 | 0.18831 | 0.057982 | 0.18222
|  | 460.2988 | 0 | 0 | 0.0035465 | 0.29612 | 0.0029822 | 9.7521e-05 | -2.5775e-05 | 0.84218 | 0.25781 | 0.81636 | 0 | 0 | 0.00082917 | 0.065184 | 0.00087947 | 0.00023947 | 0.00012474 | 0.18593 | 0.057095 | 0.18062
|  | 460.5203 | 0 | 0 | 0.0039393 | 0.29237 | 0.0049578 | 0.0020644 | 0.0011519 | 0.83645 | 0.25764 | 0.8143 | 0 | 0 | 0.00082205 | 0.063636 | 0.00086903 | 0.00026743 | 0.00015349 | 0.18293 | 0.056152 | 0.17859
|  | 460.7419 | 0 | 0 | 0.0034816 | 0.28209 | 0.0028872 | 0.00034971 | 0.00023368 | 0.81489 | 0.24926 | 0.79791 | 0 | 0 | 0.0008107 | 0.062291 | 0.00089825 | 0.00026661 | 0.00014384 | 0.18037 | 0.055455 | 0.17747
|  | 460.9635 | 0 | 0 | 0.0038362 | 0.28017 | 0.0052208 | 0.0020569 | 0.0010646 | 0.81319 | 0.25131 | 0.80403 | 0 | 0 | 0.00078414 | 0.06123 | 0.00094368 | 0.00023544 | 0.00010224 | 0.17875 | 0.054959 | 0.17689
|  | 461.185 | 0 | 0 | 0.0032418 | 0.27252 | 0.0032973 | 6.8351e-05 | -0.0001418 | 0.80027 | 0.24478 | 0.79269 | 0 | 0 | 0.00077908 | 0.059766 | 0.00092661 | 0.00026476 | 0.00011955 | 0.17622 | 0.054166 | 0.1752
|  | 461.4066 | 0 | 0 | 0.0037895 | 0.26689 | 0.0050656 | 0.0023212 | 0.0012208 | 0.79019 | 0.24409 | 0.78856 | 0 | 0 | 0.00077864 | 0.058696 | 0.0009137 | 0.000299 | 0.00014076 | 0.17441 | 0.053761 | 0.17481
|  | 461.6282 | 0 | 0 | 0.0032379 | 0.26286 | 0.0031808 | 0.00037736 | 4.9617e-05 | 0.78389 | 0.24112 | 0.78913 | 0 | 0 | 0.00078198 | 0.058043 | 0.00095071 | 0.00024923 | 0.00014836 | 0.17356 | 0.053724 | 0.17535
|  | 461.8498 | 0 | 0 | 0.003819 | 0.26095 | 0.0053988 | 0.0018718 | 0.0012893 | 0.7824 | 0.24372 | 0.7933 | 0 | 0 | 0.00077214 | 0.057099 | 0.0010055 | 0.00023593 | 0.00015605 | 0.17187 | 0.053534 | 0.17515
|  | 462.0715 | 0 | 0 | 0.0031488 | 0.25432 | 0.003675 | 0.0002572 | 0.0001189 | 0.76858 | 0.23938 | 0.78723 | 0 | 0 | 0.00076811 | 0.05589 | 0.0010167 | 0.00026214 | 0.00016601 | 0.16918 | 0.052998 | 0.17398
|  | 462.2931 | 0 | 0 | 0.003782 | 0.24999 | 0.0054993 | 0.0021082 | 0.001379 | 0.75799 | 0.23884 | 0.78267 | 0 | 0 | 0.00077411 | 0.054562 | 0.0010155 | 0.00023667 | 0.00014345 | 0.1662 | 0.052371 | 0.17255
|  | 462.5148 | 0 | 0 | 0.0032027 | 0.24231 | 0.0036635 | 2.7264e-05 | -8.4745e-05 | 0.74158 | 0.2337 | 0.77424 | 0 | 0 | 0.00076125 | 0.053222 | 0.0010559 | 0.0002223 | 0.00014021 | 0.16322 | 0.051764 | 0.17129
|  | 462.7364 | 0 | 0 | 0.0036656 | 0.23788 | 0.0058637 | 0.0019784 | 0.0013498 | 0.73101 | 0.23334 | 0.77116 | 0 | 0 | 0.00075442 | 0.051866 | 0.0010713 | 0.00023739 | 0.00016481 | 0.16014 | 0.051106 | 0.16965
|  | 462.9581 | 0 | 0 | 0.0031404 | 0.23004 | 0.0038008 | 0.0001633 | 0.00013711 | 0.71367 | 0.22773 | 0.75935 | 0 | 0 | 0.00075406 | 0.050682 | 0.001108 | 0.00022464 | 0.0001447 | 0.15764 | 0.05067 | 0.16875
|  | 463.1798 | 0 | 0 | 0.0036621 | 0.22718 | 0.0061949 | 0.0018632 | 0.0011683 | 0.70842 | 0.22938 | 0.76296 | 0 | 0 | 0.00074576 | 0.049935 | 0.0011506 | 0.0002368 | 0.00015362 | 0.15621 | 0.050657 | 0.16919
|  | 463.4016 | 0 | 0 | 0.003065 | 0.22325 | 0.004184 | 0.00027289 | 0.00021742 | 0.70065 | 0.22756 | 0.76323 | 0 | 0 | 0.00073938 | 0.049121 | 0.0011765 | 0.00025829 | 0.00017284 | 0.15437 | 0.050598 | 0.16913
|  | 463.6233 | 0 | 0 | 0.0036042 | 0.21982 | 0.0064283 | 0.0020569 | 0.0013416 | 0.69176 | 0.22883 | 0.76234 | 0 | 0 | 0.00079579 | 0.047784 | 0.0014575 | 0.00047803 | 0.00030191 | 0.15122 | 0.050453 | 0.16872
|  | 463.845 | 0 | 0 | 0.0035734 | 0.21117 | 0.0067178 | 0.0022547 | 0.0013815 | 0.67215 | 0.22624 | 0.75946 | 0 | 0 | 0.0007284 | 0.046242 | 0.001285 | 0.00030811 | 0.00015992 | 0.14781 | 0.04975 | 0.1679
|  | 464.0668 | 0 | 0 | 0.0029958 | 0.20587 | 0.0048712 | 0.00052411 | 6.0831e-05 | 0.66096 | 0.22245 | 0.75479 | 0 | 0 | 0.00070717 | 0.045031 | 0.0013286 | 0.00028032 | 0.00015028 | 0.14468 | 0.049207 | 0.16625
|  | 464.2886 | 0 | 0 | 0.0033817 | 0.20023 | 0.0071108 | 0.0020039 | 0.0012945 | 0.64377 | 0.22131 | 0.74447 | 0 | 0 | 0.00070722 | 0.043807 | 0.001359 | 0.00025041 | 0.00012558 | 0.14152 | 0.048643 | 0.16475
|  | 464.5104 | 0 | 0 | 0.0029957 | 0.1948 | 0.0051438 | 0.00025414 | -0.00016202 | 0.63238 | 0.21733 | 0.74121 | 0 | 0 | 0.00071837 | 0.04289 | 0.0013921 | 0.00026483 | 0.00013057 | 0.13926 | 0.048443 | 0.16423
|  | 464.7321 | 0 | 0 | 0.0034819 | 0.19195 | 0.0074091 | 0.0021339 | 0.0013394 | 0.62337 | 0.21948 | 0.73971 | 0 | 0 | 0.00070999 | 0.041682 | 0.0014167 | 0.00028384 | 0.00014749 | 0.13609 | 0.047973 | 0.16265
|  | 464.954 | 0 | 0 | 0.0029199 | 0.18388 | 0.0053647 | 0.0004254 | -9.5317e-06 | 0.60371 | 0.21307 | 0.7269 | 0 | 0 | 0.0006801 | 0.040271 | 0.0013931 | 0.00025132 | 0.00011168 | 0.13225 | 0.047054 | 0.16019
|  | 465.1758 | 0 | 0 | 0.0032118 | 0.1792 | 0.0071952 | 0.0018405 | 0.0010164 | 0.58869 | 0.21117 | 0.71735 | 0 | 0 | 0.00066429 | 0.039085 | 0.0014247 | 0.0002315 | 0.00011241 | 0.1291 | 0.046375 | 0.15848
|  | 465.3976 | 0 | 0 | 0.0027771 | 0.17317 | 0.0056493 | 0.00024663 | -3.0349e-06 | 0.57517 | 0.20693 | 0.71141 | 0 | 0 | 0.00066482 | 0.038277 | 0.0014525 | 0.00025937 | 0.00012461 | 0.12738 | 0.046277 | 0.15849
|  | 465.6195 | 0 | 0 | 0.0032164 | 0.17189 | 0.0074449 | 0.0020916 | 0.0011264 | 0.57315 | 0.21026 | 0.71741 | 0 | 0 | 0.00067107 | 0.037593 | 0.0015096 | 0.00025837 | 0.00014742 | 0.126 | 0.046284 | 0.15875
|  | 465.8413 | 0 | 0 | 0.0028329 | 0.16698 | 0.0061632 | 0.00023742 | 0.00020252 | 0.56266 | 0.20695 | 0.7136 | 0 | 0 | 0.00067262 | 0.036805 | 0.0015903 | 0.00022293 | 0.00013719 | 0.12403 | 0.04604 | 0.15818
|  | 466.0632 | 0 | 0 | 0.00323 | 0.16477 | 0.0081719 | 0.001772 | 0.0010341 | 0.55529 | 0.20804 | 0.71217 | 0 | 0 | 0.0006715 | 0.036113 | 0.0016237 | 0.00021846 | 0.00012005 | 0.12225 | 0.045896 | 0.15799
|  | 466.2851 | 0 | 0 | 0.0028222 | 0.16072 | 0.0064628 | 0.00019701 | 4.789e-05 | 0.54658 | 0.20562 | 0.71184 | 0 | 0 | 0.00066517 | 0.03527 | 0.0016107 | 0.00024258 | 0.00013893 | 0.12024 | 0.045543 | 0.15753
|  | 466.507 | 0 | 0 | 0.0031728 | 0.15716 | 0.0080537 | 0.0019892 | 0.0012042 | 0.53708 | 0.20485 | 0.70796 | 0 | 0 | 0.00065148 | 0.03417 | 0.0016304 | 0.00024053 | 0.0001566 | 0.11715 | 0.044965 | 0.15546
|  | 466.729 | 0 | 0 | 0.0026985 | 0.15079 | 0.0066402 | 0.00017846 | 0.00020715 | 0.51874 | 0.20039 | 0.69311 | 0 | 0 | 0.00064032 | 0.03314 | 0.0016781 | 0.00021425 | 0.00016064 | 0.1143 | 0.044392 | 0.15368
|  | 466.9509 | 0 | 0 | 0.0030717 | 0.14784 | 0.0084817 | 0.0017522 | 0.0012404 | 0.51129 | 0.19965 | 0.69181 | 0 | 0 | 0.00062562 | 0.032289 | 0.0017042 | 0.00024292 | 0.00014034 | 0.11228 | 0.043879 | 0.1528
|  | 467.1728 | 0 | 0 | 0.0025658 | 0.14312 | 0.0068751 | 0.00043672 | 2.4161e-05 | 0.50045 | 0.19575 | 0.68508 | 0 | 0 | 0.00062034 | 0.03156 | 0.0017099 | 0.00024058 | 0.00011697 | 0.11052 | 0.043609 | 0.15214
|  | 467.3948 | 0 | 0 | 0.0030238 | 0.14126 | 0.0085324 | 0.0017311 | 0.0010298 | 0.49544 | 0.1972 | 0.68577 | 0 | 0 | 0.00063623 | 0.030839 | 0.0017957 | 0.00023661 | 0.00014653 | 0.10871 | 0.043366 | 0.15136
|  | 467.6168 | 0 | 0 | 0.0027085 | 0.1366 | 0.0076461 | 0.00040075 | 0.00029037 | 0.48405 | 0.19352 | 0.67792 | 0 | 0 | 0.0006281 | 0.030214 | 0.0018595 | 0.00024203 | 0.00013891 | 0.10729 | 0.043165 | 0.15125
|  | 467.8388 | 0 | 0 | 0.0029503 | 0.13561 | 0.009107 | 0.0017798 | 0.0009611 | 0.48256 | 0.19538 | 0.68479 | 0 | 0 | 0.00061301 | 0.029814 | 0.0018818 | 0.00021436 | 0.00014328 | 0.10672 | 0.043251 | 0.15224
|  | 468.0608 | 0 | 0 | 0.0025721 | 0.13297 | 0.0078455 | 0.00015136 | 0.00032962 | 0.47884 | 0.19425 | 0.68664 | 0 | 0 | 0.00062224 | 0.029419 | 0.001963 | 0.00020633 | 0.00019713 | 0.10609 | 0.043375 | 0.15289
|  | 468.2828 | 0 | 0 | 0.0030331 | 0.13204 | 0.0098378 | 0.0017073 | 0.0014461 | 0.47686 | 0.19647 | 0.69063 | 0 | 0 | 0.00063029 | 0.028994 | 0.0020491 | 0.00021482 | 0.00017117 | 0.10524 | 0.043455 | 0.15337
|  | 468.5048 | 0 | 0 | 0.0026444 | 0.12913 | 0.0086196 | 0.00022778 | 9.5745e-05 | 0.4711 | 0.19496 | 0.69085 | 0 | 0 | 0.000627 | 0.028508 | 0.0021407 | 0.00019641 | 0.00013933 | 0.10428 | 0.043404 | 0.15357
|  | 468.7269 | 0 | 0 | 0.003003 | 0.12764 | 0.010662 | 0.0015413 | 0.0011592 | 0.46812 | 0.19598 | 0.69235 | 0 | 0 | 0.0006187 | 0.027741 | 0.0022046 | 0.0002043 | 0.00015577 | 0.10234 | 0.042924 | 0.15222
|  | 468.949 | 0 | 0 | 0.0025693 | 0.12221 | 0.0091943 | 0.00029881 | 0.0002437 | 0.45362 | 0.19062 | 0.67864 | 0 | 0 | 0.00060031 | 0.026796 | 0.0022049 | 0.00023413 | 0.00014634 | 0.099511 | 0.041946 | 0.14961
|  | 469.171 | 0 | 0 | 0.0028369 | 0.1191 | 0.010662 | 0.0018097 | 0.0010742 | 0.44255 | 0.18713 | 0.6687 | 0 | 0 | 0.00058751 | 0.026001 | 0.0022099 | 0.00023415 | 0.00013921 | 0.097197 | 0.041126 | 0.14756
|  | 469.3931 | 0 | 0 | 0.0024538 | 0.11504 | 0.0092386 | 0.00029888 | 0.00017947 | 0.43274 | 0.18322 | 0.66011 | 0 | 0 | 0.000576 | 0.025312 | 0.0022241 | 0.00020278 | 0.00013598 | 0.095429 | 0.040641 | 0.14626
|  | 469.6152 | 0 | 0 | 0.0027331 | 0.11289 | 0.01079 | 0.0015272 | 0.001045 | 0.42659 | 0.18275 | 0.65693 | 0 | 0 | 0.00057573 | 0.024778 | 0.0022869 | 0.00020024 | 0.00012644 | 0.094267 | 0.040371 | 0.14577
|  | 469.8373 | 0 | 0 | 0.0024511 | 0.11023 | 0.0098027 | 0.00027587 | 9.3514e-05 | 0.42224 | 0.18078 | 0.65569 | 0 | 0 | 0.00058583 | 0.024387 | 0.00241 | 0.00021701 | 0.00011647 | 0.093577 | 0.040308 | 0.14581
|  | 470.0595 | 0 | 0 | 0.0028236 | 0.10935 | 0.011896 | 0.001678 | 0.00095513 | 0.42031 | 0.18215 | 0.65717 | 0 | 0 | 0.00058557 | 0.023927 | 0.0025075 | 0.00022566 | 0.00013807 | 0.092484 | 0.040076 | 0.14529
|  | 470.2816 | 0 | 0 | 0.0024482 | 0.10606 | 0.010679 | 0.00035357 | 0.00028795 | 0.41231 | 0.17865 | 0.65087 | 0 | 0 | 0.00058432 | 0.023331 | 0.0025468 | 0.00022731 | 0.00015714 | 0.091062 | 0.039706 | 0.14432
|  | 470.5038 | 0 | 0 | 0.0028123 | 0.10398 | 0.01225 | 0.0016928 | 0.0011268 | 0.40751 | 0.17882 | 0.64843 | 0 | 0 | 0.00059057 | 0.022731 | 0.002603 | 0.00026901 | 0.0001659 | 0.089667 | 0.039314 | 0.14338
|  | 470.7259 | 0 | 0 | 0.0025038 | 0.10064 | 0.011182 | 0.00072868 | 0.0003666 | 0.39965 | 0.17508 | 0.64228 | 0 | 0 | 0.00059084 | 0.02222 | 0.0026606 | 0.00024523 | 0.00015771 | 0.088368 | 0.038931 | 0.14261
|  | 470.9481 | 0 | 0 | 0.0028148 | 0.099378 | 0.012768 | 0.0014788 | 0.0010531 | 0.39582 | 0.17537 | 0.64148 | 0 | 0 | 0.0005636 | 0.021687 | 0.0027062 | 0.00020205 | 0.00013395 | 0.08689 | 0.038429 | 0.14138
|  | 471.1703 | 0 | 0 | 0.0022582 | 0.095825 | 0.01159 | 0.00033981 | 0.00015256 | 0.38627 | 0.17053 | 0.63103 | 0 | 0 | 0.00054566 | 0.02111 | 0.0027498 | 0.00019577 | 0.00011251 | 0.085221 | 0.037844 | 0.13962
|  | 471.3925 | 0 | 0 | 0.002653 | 0.094176 | 0.01316 | 0.0014222 | 0.00086009 | 0.38076 | 0.17009 | 0.62559 | 0 | 0 | 0.00055946 | 0.020524 | 0.0028208 | 0.00018974 | 0.00013298 | 0.083629 | 0.037347 | 0.138
|  | 471.6148 | 0 | 0 | 0.0023819 | 0.090534 | 0.012227 | 0.00028536 | 0.00033668 | 0.37187 | 0.16602 | 0.61639 | 0 | 0 | 0.0005611 | 0.02 | 0.0028777 | 0.00018607 | 0.00014049 | 0.082244 | 0.03686 | 0.13684
|  | 471.837 | 0 | 0 | 0.0026675 | 0.08945 | 0.01367 | 0.0013892 | 0.0009276 | 0.36826 | 0.1657 | 0.61506 | 0 | 0 | 0.00056143 | 0.01963 | 0.002975 | 0.00021038 | 0.0001334 | 0.0814 | 0.036588 | 0.13635
|  | 472.0593 | 0 | 0 | 0.0023846 | 0.087198 | 0.013101 | 0.00050399 | 0.00027287 | 0.36424 | 0.16356 | 0.61197 | 0 | 0 | 0.00055259 | 0.019305 | 0.0030807 | 0.00021694 | 0.00013054 | 0.080806 | 0.03646 | 0.13622
|  | 472.2815 | 0 | 0 | 0.0025875 | 0.086507 | 0.014618 | 0.001448 | 0.0009017 | 0.36286 | 0.16452 | 0.61378 | 0 | 0 | 0.00054675 | 0.019065 | 0.0031624 | 0.00022564 | 0.00013365 | 0.080569 | 0.036548 | 0.13694
|  | 472.5038 | 0 | 0 | 0.0023319 | 0.085035 | 0.013836 | 0.0005822 | 0.00030086 | 0.36208 | 0.16433 | 0.61838 | 0 | 0 | 0.00055038 | 0.01886 | 0.0032553 | 0.00021673 | 0.00013761 | 0.080492 | 0.03669 | 0.13776
|  | 472.7261 | 0 | 0 | 0.0026199 | 0.084657 | 0.015453 | 0.0013677 | 0.00093722 | 0.36213 | 0.16579 | 0.6211 | 0 | 0 | 0.00054461 | 0.018576 | 0.0033953 | 0.00021691 | 0.00012598 | 0.079898 | 0.03657 | 0.13761
|  | 472.9484 | 0 | 0 | 0.0022796 | 0.082462 | 0.015093 | 0.00058365 | 0.00019612 | 0.35667 | 0.16321 | 0.61686 | 0 | 0 | 0.00054344 | 0.018278 | 0.0035019 | 0.00022215 | 0.00011457 | 0.079237 | 0.036404 | 0.13742
|  | 473.1707 | 0 | 0 | 0.0026092 | 0.081972 | 0.016411 | 0.0014148 | 0.00083452 | 0.35615 | 0.16428 | 0.61938 | 0 | 0 | 0.00054463 | 0.018012 | 0.0035879 | 0.00017173 | 0.00012295 | 0.078777 | 0.036286 | 0.13764
|  | 473.3931 | 0 | 0 | 0.00229 | 0.080055 | 0.015865 | 0.00012998 | 0.00027152 | 0.3525 | 0.16213 | 0.61874 | 0 | 0 | 0.00053695 | 0.017735 | 0.0037127 | 0.00014164 | 0.0001309 | 0.078225 | 0.036171 | 0.13777
|  | 473.6154 | 0 | 0 | 0.0025397 | 0.079469 | 0.01753 | 0.001144 | 0.0009059 | 0.35113 | 0.16322 | 0.6205 | 0 | 0 | 0.00054682 | 0.017419 | 0.0038544 | 0.00017492 | 0.0001347 | 0.07762 | 0.036094 | 0.1376
|  | 473.8378 | 0 | 0 | 0.0023784 | 0.077194 | 0.017136 | 0.00042918 | 0.00030561 | 0.34699 | 0.16141 | 0.61712 | 0 | 0 | 0.00054388 | 0.017062 | 0.0039499 | 0.00018873 | 0.00012192 | 0.076723 | 0.035873 | 0.13696
|  | 474.0601 | 0 | 0 | 0.0025133 | 0.076262 | 0.018389 | 0.0012683 | 0.00079097 | 0.34306 | 0.16123 | 0.61468 | 0 | 0 | 0.00053213 | 0.016746 | 0.0040454 | 0.00019756 | 0.00011309 | 0.075754 | 0.035623 | 0.1362
|  | 474.2825 | 0 | 0 | 0.0022722 | 0.074335 | 0.017992 | 0.00050839 | 0.00022609 | 0.33821 | 0.15914 | 0.61022 | 0 | 0 | 0.00055097 | 0.01641 | 0.0042115 | 0.0001986 | 0.0001256 | 0.07488 | 0.03541 | 0.13543
|  | 474.5049 | 0 | 0 | 0.0026823 | 0.073231 | 0.019879 | 0.0012775 | 0.00090336 | 0.33514 | 0.15929 | 0.60764 | 0 | 0 | 0.00055528 | 0.016039 | 0.0043372 | 0.00016525 | 0.00012384 | 0.073835 | 0.035091 | 0.1345
|  | 474.7274 | 0 | 0 | 0.002311 | 0.070997 | 0.019122 | 0.00020852 | 0.00021026 | 0.32882 | 0.15626 | 0.60188 | 0 | 0 | 0.00052995 | 0.015675 | 0.0044176 | 0.00016076 | 0.00010755 | 0.072804 | 0.034782 | 0.13378
|  | 474.9498 | 0 | 0 | 0.0024541 | 0.069942 | 0.020599 | 0.0012369 | 0.00075674 | 0.32581 | 0.15648 | 0.60104 | 0 | 0 | 0.00052865 | 0.015292 | 0.0045555 | 0.00020436 | 0.00010788 | 0.071758 | 0.034546 | 0.1329
|  | 475.1722 | 0 | 0 | 0.0022989 | 0.067548 | 0.020358 | 0.00060043 | 0.00021314 | 0.31935 | 0.15411 | 0.59383 | 0 | 0 | 0.00053776 | 0.014914 | 0.0046478 | 0.00021174 | 0.00011516 | 0.070509 | 0.034239 | 0.13159
|  | 475.3947 | 0 | 0 | 0.0025358 | 0.066538 | 0.021428 | 0.0013032 | 0.00082217 | 0.31456 | 0.15371 | 0.58925 | 0 | 0 | 0.0005328 | 0.014642 | 0.0047567 | 0.00019036 | 0.00012976 | 0.069682 | 0.03404 | 0.13098
|  | 475.6172 | 0 | 0 | 0.0022541 | 0.065097 | 0.021335 | 0.0004081 | 0.00034433 | 0.31189 | 0.15231 | 0.58822 | 0 | 0 | 0.00052515 | 0.01442 | 0.0049027 | 0.0001761 | 0.00013463 | 0.069206 | 0.033997 | 0.13099
|  | 475.8396 | 0 | 0 | 0.0024668 | 0.064529 | 0.022738 | 0.001175 | 0.00086591 | 0.31025 | 0.15331 | 0.5893 | 0 | 0 | 0.00051756 | 0.014124 | 0.0050346 | 0.00016925 | 0.00011359 | 0.068467 | 0.033852 | 0.13073
|  | 476.0621 | 0 | 0 | 0.0021855 | 0.062431 | 0.022517 | 0.00034632 | 0.00015514 | 0.30518 | 0.15097 | 0.58583 | 0 | 0 | 0.00050427 | 0.013819 | 0.0051755 | 0.00015366 | 9.2806e-05 | 0.067662 | 0.033714 | 0.13033
|  | 476.2846 | 0 | 0 | 0.0023471 | 0.061777 | 0.024002 | 0.0010349 | 0.00067903 | 0.30299 | 0.15206 | 0.58565 | 0 | 0 | 0.00050327 | 0.013541 | 0.0053108 | 0.00014838 | 9.8495e-05 | 0.066741 | 0.033616 | 0.12973
|  | 476.5072 | 0 | 0 | 0.0021761 | 0.059925 | 0.02373 | 0.00029867 | 0.0002062 | 0.29685 | 0.15006 | 0.58032 | 0 | 0 | 0.00051159 | 0.013215 | 0.005436 | 0.00013642 | 0.00010511 | 0.065691 | 0.033436 | 0.12881
|  | 476.7297 | 0 | 0 | 0.0024217 | 0.058836 | 0.025125 | 0.00092739 | 0.00073841 | 0.29352 | 0.15043 | 0.57728 | 0 | 0 | 0.00050877 | 0.012911 | 0.0055849 | 0.00014912 | 0.00011165 | 0.064853 | 0.033289 | 0.12812
|  | 476.9523 | 0 | 0 | 0.0021505 | 0.05719 | 0.025065 | 0.00041271 | 0.00026497 | 0.2893 | 0.14873 | 0.57415 | 0 | 0 | 0.00050086 | 0.012709 | 0.0057399 | 0.00016111 | 0.00010592 | 0.064275 | 0.033259 | 0.12822
|  | 477.1748 | 0 | 0 | 0.0023503 | 0.05701 | 0.026513 | 0.0010351 | 0.00068679 | 0.28827 | 0.15013 | 0.578 | 0 | 0 | 0.00050661 | 0.01252 | 0.0059352 | 0.00015323 | 9.4503e-05 | 0.063729 | 0.033324 | 0.12847
|  | 477.3974 | 0 | 0 | 0.0022019 | 0.055492 | 0.026818 | 0.00034177 | 0.00016237 | 0.28437 | 0.1493 | 0.57636 | 0 | 0 | 0.00051164 | 0.012291 | 0.0061157 | 0.00016857 | 0.00010606 | 0.063076 | 0.033438 | 0.12834
|  | 477.62 | 0 | 0 | 0.0023952 | 0.054943 | 0.028132 | 0.0011728 | 0.00079062 | 0.28238 | 0.15115 | 0.57677 | 0 | 0 | 0.00050758 | 0.012066 | 0.0062579 | 0.00018339 | 0.00011213 | 0.062417 | 0.033483 | 0.12823
|  | 477.8426 | 0 | 0 | 0.002165 | 0.053462 | 0.028091 | 0.0004748 | 0.00021677 | 0.27839 | 0.14968 | 0.57531 | 0 | 0 | 0.00049744 | 0.011821 | 0.0064215 | 0.00017335 | 0.00010066 | 0.061684 | 0.033386 | 0.12811
|  | 478.0652 | 0 | 0 | 0.002304 | 0.052739 | 0.029599 | 0.0010826 | 0.00068758 | 0.27577 | 0.15026 | 0.57559 | 0 | 0 | 0.00049886 | 0.011615 | 0.006654 | 0.00016999 | 0.00010425 | 0.06121 | 0.033471 | 0.12841
|  | 478.2879 | 0 | 0 | 0.0021774 | 0.051599 | 0.030174 | 0.00044445 | 0.00024889 | 0.27409 | 0.15041 | 0.57798 | 0 | 0 | 0.00050475 | 0.011444 | 0.0069099 | 0.00016738 | 0.000105 | 0.060907 | 0.033703 | 0.129
|  | 478.5105 | 0 | 0 | 0.0023566 | 0.051198 | 0.031896 | 0.0010591 | 0.00069428 | 0.27302 | 0.15233 | 0.58077 | 0 | 0 | 0.0005085 | 0.011242 | 0.0071122 | 0.0001784 | 0.00010475 | 0.060395 | 0.033884 | 0.12915
|  | 478.7332 | 0 | 0 | 0.0022109 | 0.049781 | 0.031988 | 0.00054334 | 0.00024658 | 0.26947 | 0.15202 | 0.57925 | 0 | 0 | 0.00050873 | 0.011038 | 0.0073247 | 0.00018839 | 0.00010348 | 0.059762 | 0.033966 | 0.12905
|  | 478.9559 | 0 | 0 | 0.0023585 | 0.049363 | 0.033801 | 0.0011488 | 0.00068289 | 0.26731 | 0.15306 | 0.57983 | 0 | 0 | 0.00050753 | 0.010823 | 0.0075553 | 0.00018611 | 0.00011096 | 0.059009 | 0.033945 | 0.12868
|  | 479.1785 | 0 | 0 | 0.0021997 | 0.047836 | 0.034053 | 0.00052272 | 0.00031361 | 0.26266 | 0.1518 | 0.57587 | 0 | 0 | 0.00050767 | 0.010581 | 0.0077622 | 0.00018146 | 0.00011105 | 0.058255 | 0.033991 | 0.12851
|  | 479.4013 | 0 | 0 | 0.0023593 | 0.04718 | 0.035654 | 0.0011069 | 0.00068364 | 0.26049 | 0.15344 | 0.57815 | 0 | 0 | 0.0004994 | 0.010365 | 0.0079776 | 0.00018296 | 0.00010784 | 0.057594 | 0.034053 | 0.1285
|  | 479.624 | 0 | 0 | 0.0021255 | 0.045905 | 0.035988 | 0.0005362 | 0.00028475 | 0.25672 | 0.15237 | 0.57584 | 0 | 0 | 0.00049394 | 0.010163 | 0.0081904 | 0.00017522 | 9.854e-05 | 0.056918 | 0.034098 | 0.1284
|  | 479.8467 | 0 | 0 | 0.0023099 | 0.045358 | 0.037558 | 0.0010371 | 0.00060009 | 0.25437 | 0.15382 | 0.57715 | 0 | 0 | 0.00050198 | 0.0099818 | 0.0084368 | 0.00017183 | 9.6906e-05 | 0.056438 | 0.034246 | 0.12872
|  | 480.0695 | 0 | 0 | 0.0021972 | 0.044266 | 0.038193 | 0.00050562 | 0.00027 | 0.25237 | 0.15367 | 0.57855 | 0 | 0 | 0.00050398 | 0.0098058 | 0.0086851 | 0.00015654 | 0.00010173 | 0.055944 | 0.034334 | 0.12895
|  | 480.2922 | 0 | 0 | 0.0023279 | 0.043778 | 0.039787 | 0.00089992 | 0.00064344 | 0.24993 | 0.15461 | 0.57926 | 0 | 0 | 0.00050405 | 0.0096179 | 0.0089181 | 0.00015786 | 0.00011278 | 0.055286 | 0.034421 | 0.12886
|  | 480.515 | 0 | 0 | 0.0021974 | 0.042571 | 0.040278 | 0.00051737 | 0.0003691 | 0.24642 | 0.15442 | 0.57761 | 0 | 0 | 0.00050375 | 0.0094019 | 0.0091625 | 0.00016132 | 0.00011217 | 0.054656 | 0.034534 | 0.12869
|  | 480.7378 | 0 | 0 | 0.0023247 | 0.041831 | 0.041974 | 0.0009308 | 0.00063787 | 0.24423 | 0.1556 | 0.57765 | 0 | 0 | 0.00049884 | 0.0091916 | 0.0094319 | 0.00016954 | 0.00010737 | 0.053977 | 0.03462 | 0.12848
|  | 480.9606 | 0 | 0 | 0.0021532 | 0.04068 | 0.042693 | 0.00059113 | 0.00032599 | 0.2403 | 0.15517 | 0.57568 | 0 | 0 | 0.00049003 | 0.0089813 | 0.0096711 | 0.00017857 | 9.8709e-05 | 0.053188 | 0.034606 | 0.12816
|  | 481.1834 | 0 | 0 | 0.0022454 | 0.039939 | 0.044117 | 0.0010117 | 0.00056004 | 0.23713 | 0.15546 | 0.57471 | 0 | 0 | 0.00049195 | 0.0087529 | 0.0098819 | 0.00018442 | 0.00010356 | 0.05234 | 0.034545 | 0.12748
|  | 481.4062 | 0 | 0 | 0.0021703 | 0.038626 | 0.044581 | 0.0006436 | 0.00036949 | 0.23267 | 0.15461 | 0.56958 | 0 | 0 | 0.00049703 | 0.008518 | 0.01006 | 0.00018095 | 0.00010707 | 0.051445 | 0.034471 | 0.12666
|  | 481.629 | 0 | 0 | 0.0022905 | 0.037824 | 0.045709 | 0.00098042 | 0.00059144 | 0.22905 | 0.15477 | 0.56722 | 0 | 0 | 0.00049285 | 0.0083091 | 0.010271 | 0.00015847 | 0.00010231 | 0.050715 | 0.034491 | 0.12634
|  | 481.8519 | 0 | 0 | 0.0021327 | 0.036747 | 0.046465 | 0.00044179 | 0.00032673 | 0.22609 | 0.15477 | 0.56661 | 0 | 0 | 0.00047921 | 0.0081196 | 0.010535 | 0.00014295 | 9.814e-05 | 0.050158 | 0.034574 | 0.12629
|  | 482.0747 | 0 | 0 | 0.0021677 | 0.036117 | 0.048074 | 0.00084101 | 0.00055396 | 0.22401 | 0.15549 | 0.5667 | 0 | 0 | 0.00047751 | 0.0079392 | 0.010829 | 0.00015009 | 0.00010411 | 0.04964 | 0.034637 | 0.12618
|  | 482.2976 | 0 | 0 | 0.0021172 | 0.035125 | 0.049103 | 0.00050585 | 0.00038026 | 0.22142 | 0.15533 | 0.56556 | 0 | 0 | 0.00048879 | 0.0077888 | 0.011128 | 0.00015536 | 0.00011094 | 0.049103 | 0.034718 | 0.12608
|  | 482.5205 | 0 | 0 | 0.0022687 | 0.034764 | 0.050746 | 0.00088818 | 0.00061522 | 0.21918 | 0.1562 | 0.56577 | 0 | 0 | 0.00049707 | 0.0076389 | 0.011406 | 0.00017047 | 0.00010999 | 0.048563 | 0.034842 | 0.12593
|  | 482.7434 | 0 | 0 | 0.0021913 | 0.033777 | 0.051599 | 0.00064142 | 0.00037167 | 0.21656 | 0.15643 | 0.56417 | 0 | 0 | 0.00048996 | 0.0074511 | 0.011671 | 0.00017756 | 0.00010559 | 0.048063 | 0.034944 | 0.12576
|  | 482.9663 | 0 | 0 | 0.0022046 | 0.033073 | 0.053109 | 0.00095161 | 0.00057565 | 0.21465 | 0.15709 | 0.56417 | 0 | 0 | 0.00047364 | 0.0072716 | 0.011951 | 0.00017116 | 0.00010371 | 0.04755 | 0.034975 | 0.1257
|  | 483.1893 | 0 | 0 | 0.0020444 | 0.032161 | 0.054106 | 0.00058387 | 0.00035472 | 0.21193 | 0.15668 | 0.56353 | 0 | 0 | 0.00046548 | 0.0071169 | 0.012237 | 0.00015534 | 9.4884e-05 | 0.047016 | 0.035014 | 0.12567
|  | 483.4122 | 0 | 0 | 0.0021314 | 0.031685 | 0.05567 | 0.00080971 | 0.00049649 | 0.20986 | 0.15743 | 0.56389 | 0 | 0 | 0.0004687 | 0.0069607 | 0.012545 | 0.00014767 | 9.5158e-05 | 0.046527 | 0.035155 | 0.12568
|  | 483.6352 | 0 | 0 | 0.0020729 | 0.030753 | 0.056859 | 0.00051494 | 0.00035709 | 0.2075 | 0.15792 | 0.56344 | 0 | 0 | 0.00046965 | 0.0068044 | 0.012855 | 0.0001627 | 0.00010696 | 0.046078 | 0.035369 | 0.12565
|  | 483.8582 | 0 | 0 | 0.0021397 | 0.030281 | 0.058444 | 0.00094443 | 0.00060234 | 0.20581 | 0.15934 | 0.56365 | 0 | 0 | 0.0004718 | 0.0066612 | 0.013155 | 0.00018226 | 0.00011067 | 0.045632 | 0.035516 | 0.12554
|  | 484.0811 | 0 | 0 | 0.0020918 | 0.029464 | 0.059546 | 0.00069026 | 0.00039024 | 0.20346 | 0.1592 | 0.56237 | 0 | 0 | 0.00047169 | 0.0065132 | 0.013492 | 0.00018472 | 0.0001053 | 0.045196 | 0.035557 | 0.12539
|  | 484.3041 | 0 | 0 | 0.0021386 | 0.028951 | 0.061456 | 0.0009664 | 0.00055412 | 0.20188 | 0.15969 | 0.56218 | 0 | 0 | 0.00046779 | 0.0063627 | 0.01384 | 0.00018245 | 8.6898e-05 | 0.044766 | 0.035591 | 0.12527
|  | 484.5272 | 0 | 0 | 0.0020566 | 0.028111 | 0.062664 | 0.00066987 | 0.0002252 | 0.19959 | 0.15949 | 0.56124 | 0 | 0 | 0.0004743 | 0.0062106 | 0.014151 | 0.00017876 | 7.2052e-05 | 0.044348 | 0.035679 | 0.1252
|  | 484.7502 | 0 | 0 | 0.0021966 | 0.027582 | 0.064229 | 0.00093311 | 0.00042092 | 0.1981 | 0.16045 | 0.56148 | 0 | 0 | 0.00047881 | 0.0060584 | 0.014482 | 0.0001793 | 9.2809e-05 | 0.043957 | 0.035817 | 0.12503
|  | 484.9732 | 0 | 0 | 0.0020969 | 0.026744 | 0.065634 | 0.00067466 | 0.0004113 | 0.19606 | 0.16072 | 0.55964 | 0 | 0 | 0.00046878 | 0.0059228 | 0.014838 | 0.00017109 | 0.00011389 | 0.043523 | 0.035948 | 0.12479
|  | 485.1963 | 0 | 0 | 0.0021063 | 0.026361 | 0.067409 | 0.0008594 | 0.00060983 | 0.19417 | 0.16159 | 0.55926 | 0 | 0 | 0.00046433 | 0.0058101 | 0.015203 | 0.00017525 | 0.00011335 | 0.043099 | 0.036029 | 0.12469
|  | 485.4193 | 0 | 0 | 0.0020569 | 0.025733 | 0.068904 | 0.00071189 | 0.00040649 | 0.19226 | 0.16145 | 0.55878 | 0 | 0 | 0.00045977 | 0.0056814 | 0.015553 | 0.00016812 | 9.2971e-05 | 0.042711 | 0.036054 | 0.12455
|  | 485.6424 | 0 | 0 | 0.0020651 | 0.025203 | 0.070531 | 0.00079537 | 0.00042703 | 0.19065 | 0.16179 | 0.55789 | 0 | 0 | 0.00045589 | 0.0055398 | 0.01587 | 0.00015361 | 8.4557e-05 | 0.042327 | 0.036106 | 0.12424
|  | 485.8655 | 0 | 0 | 0.0020217 | 0.024459 | 0.071737 | 0.00058171 | 0.00033099 | 0.18879 | 0.16189 | 0.55584 | 0 | 0 | 0.00045601 | 0.0054 | 0.016198 | 0.00016106 | 8.7835e-05 | 0.041971 | 0.036159 | 0.12387
|  | 486.0886 | 0 | 0 | 0.002066 | 0.023948 | 0.073467 | 0.0008621 | 0.00045638 | 0.18745 | 0.16225 | 0.55459 | 0 | 0 | 0.00045727 | 0.0052725 | 0.016563 | 0.00018519 | 9.4554e-05 | 0.041641 | 0.036222 | 0.12355
|  | 486.3118 | 0 | 0 | 0.0020328 | 0.023314 | 0.074996 | 0.00079792 | 0.00039118 | 0.18581 | 0.16243 | 0.5529 | 0 | 0 | 0.0004562 | 0.0051444 | 0.016915 | 0.00018329 | 0.00010422 | 0.041269 | 0.036299 | 0.12329
|  | 486.5349 | 0 | 0 | 0.0020563 | 0.022797 | 0.076617 | 0.00084494 | 0.00054299 | 0.1841 | 0.16293 | 0.55224 | 0 | 0 | 0.00045348 | 0.0050295 | 0.017253 | 0.00016897 | 0.00011281 | 0.040888 | 0.036371 | 0.12311
|  | 486.758 | 0 | 0 | 0.0020081 | 0.02228 | 0.078017 | 0.00066951 | 0.00046807 | 0.18236 | 0.16305 | 0.55118 | 0 | 0 | 0.0004472 | 0.0049231 | 0.017626 | 0.00016291 | 0.00011461 | 0.040528 | 0.036431 | 0.12282
|  | 486.9812 | 0 | 0 | 0.0019998 | 0.021842 | 0.07995 | 0.00079052 | 0.00055906 | 0.18085 | 0.16345 | 0.54951 | 0 | 0 | 0.00044285 | 0.0048027 | 0.018004 | 0.00017273 | 0.00011674 | 0.040176 | 0.036494 | 0.12241
|  | 487.2044 | 0 | 0 | 0.0019688 | 0.021197 | 0.081394 | 0.00075734 | 0.00048706 | 0.17918 | 0.16358 | 0.5475 | 0 | 0 | 0.00043777 | 0.0046657 | 0.018342 | 0.00016613 | 0.00010516 | 0.039814 | 0.03651 | 0.12197
|  | 487.4276 | 0 | 0 | 0.0019541 | 0.020613 | 0.082971 | 0.00073137 | 0.00045532 | 0.17759 | 0.16358 | 0.54544 | 0 | 0 | 0.00043089 | 0.0045386 | 0.018704 | 0.00015081 | 8.813e-05 | 0.039459 | 0.036505 | 0.1215
|  | 487.6508 | 0 | 0 | 0.0019069 | 0.020056 | 0.084628 | 0.00061996 | 0.00033438 | 0.17598 | 0.16352 | 0.54326 | 0 | 0 | 0.0004281 | 0.0044323 | 0.019081 | 0.00014601 | 8.9252e-05 | 0.039117 | 0.036521 | 0.12113
|  | 487.874 | 0 | 0 | 0.0019289 | 0.019658 | 0.086341 | 0.00068834 | 0.00046534 | 0.17451 | 0.16371 | 0.54212 | 0 | 0 | 0.00043164 | 0.0043365 | 0.019433 | 0.00015654 | 0.00011286 | 0.038786 | 0.036554 | 0.12077
|  | 488.0972 | 0 | 0 | 0.0019383 | 0.019194 | 0.087766 | 0.00071411 | 0.00054585 | 0.17299 | 0.16379 | 0.53994 | 0 | 0 | 0.000432 | 0.0042375 | 0.019779 | 0.00016346 | 0.00012203 | 0.038463 | 0.03656 | 0.12033
|  | 488.3204 | 0 | 0 | 0.001932 | 0.018769 | 0.089431 | 0.00075028 | 0.0005474 | 0.1716 | 0.16375 | 0.53805 | 0 | 0 | 0.00043449 | 0.0041323 | 0.020171 | 0.0001699 | 0.00012555 | 0.038188 | 0.036607 | 0.11986
|  | 488.5437 | 0 | 0 | 0.0019602 | 0.018249 | 0.091268 | 0.00077167 | 0.0005773 | 0.1705 | 0.16418 | 0.53571 | 0 | 0 | 0.00043532 | 0.0040289 | 0.020582 | 0.00015374 | 0.00012455 | 0.037944 | 0.036707 | 0.11933
|  | 488.767 | 0 | 0 | 0.0019393 | 0.017841 | 0.093099 | 0.0006055 | 0.00053836 | 0.16939 | 0.16464 | 0.53321 | 0 | 0 | 0.00042775 | 0.003935 | 0.020966 | 0.00016117 | 0.00010875 | 0.037662 | 0.03676 | 0.11888
|  | 488.9903 | 0 | 0 | 0.0018923 | 0.017406 | 0.094699 | 0.00083815 | 0.00043573 | 0.16795 | 0.16463 | 0.53169 | 0 | 0 | 0.00041756 | 0.0038412 | 0.021395 | 0.00020967 | 9.8534e-05 | 0.037428 | 0.036837 | 0.11871
|  | 489.2135 | 0 | 0 | 0.0018478 | 0.016999 | 0.096934 | 0.0010399 | 0.00044683 | 0.16728 | 0.16531 | 0.5316 | 0 | 0 | 0.00041952 | 0.0037692 | 0.021965 | 0.00019749 | 0.00010896 | 0.037368 | 0.037122 | 0.11897
|  | 489.4368 | 0 | 0 | 0.0019095 | 0.016759 | 0.099789 | 0.0007289 | 0.00052906 | 0.16739 | 0.16716 | 0.53392 | 0 | 0 | 0.00042318 | 0.0037034 | 0.022555 | 0.0001421 | 0.00010986 | 0.037383 | 0.037445 | 0.11945
|  | 489.6602 | 0 | 0 | 0.0018803 | 0.016406 | 0.1022 | 0.00054367 | 0.00045478 | 0.16739 | 0.16818 | 0.53577 | 0 | 0 | 0.00041733 | 0.0036391 | 0.02314 | 0.0001378 | 9.8035e-05 | 0.037461 | 0.037699 | 0.11999
|  | 489.8835 | 0 | 0 | 0.001857 | 0.016183 | 0.10503 | 0.00069036 | 0.00042316 | 0.16809 | 0.16943 | 0.53875 | 0 | 0 | 0.00041662 | 0.0035836 | 0.023785 | 0.00015051 | 9.2472e-05 | 0.037602 | 0.038063 | 0.12067
|  | 490.1069 | 0 | 0 | 0.0018736 | 0.015907 | 0.10795 | 0.00065735 | 0.00040489 | 0.16862 | 0.17141 | 0.54182 | 0 | 0 | 0.00041698 | 0.0035439 | 0.024556 | 0.00016281 | 0.00010367 | 0.037861 | 0.038673 | 0.12182
|  | 490.3302 | 0 | 0 | 0.0018601 | 0.015826 | 0.11192 | 0.00080045 | 0.0005234 | 0.17039 | 0.17487 | 0.549 | 0 | 0 | 0.0004191 | 0.0035189 | 0.025443 | 0.00016924 | 0.00010153 | 0.038262 | 0.039455 | 0.1234
|  | 490.5536 | 0 | 0 | 0.0018923 | 0.01568 | 0.11588 | 0.00071483 | 0.00038566 | 0.17219 | 0.17838 | 0.55588 | 0 | 0 | 0.00043124 | 0.0034909 | 0.026314 | 0.00017264 | 0.00010307 | 0.038665 | 0.040197 | 0.12478
|  | 490.777 | 0 | 0 | 0.0019686 | 0.015573 | 0.11971 | 0.00083084 | 0.00053715 | 0.17398 | 0.1815 | 0.56123 | 0 | 0 | 0.0004389 | 0.0034513 | 0.027128 | 0.00016151 | 0.00011564 | 0.038996 | 0.040788 | 0.12594
|  | 491.0004 | 0 | 0 | 0.0019607 | 0.015325 | 0.12315 | 0.00061509 | 0.00049811 | 0.17514 | 0.18366 | 0.56623 | 0 | 0 | 0.00044772 | 0.0034188 | 0.027968 | 0.00014858 | 0.00011989 | 0.039289 | 0.041349 | 0.12709
|  | 491.2238 | 0 | 0 | 0.0020472 | 0.015279 | 0.12722 | 0.000715 | 0.00057514 | 0.17657 | 0.18648 | 0.57149 | 0 | 0 | 0.00045219 | 0.0033758 | 0.028878 | 0.00014373 | 0.00010706 | 0.03963 | 0.041997 | 0.12837
|  | 491.4472 | 0 | 0 | 0.0020005 | 0.014939 | 0.13128 | 0.00057161 | 0.00038319 | 0.17817 | 0.18945 | 0.57762 | 0 | 0 | 0.00045566 | 0.0033372 | 0.029892 | 0.00016483 | 0.00010278 | 0.040123 | 0.042784 | 0.13003
|  | 491.6707 | 0 | 0 | 0.002078 | 0.014932 | 0.13628 | 0.00090377 | 0.00053677 | 0.18097 | 0.19351 | 0.58629 | 0 | 0 | 0.00045485 | 0.0033149 | 0.030933 | 0.00017783 | 0.0001072 | 0.040638 | 0.043552 | 0.13165
|  | 491.8941 | 0 | 0 | 0.0019931 | 0.014738 | 0.14059 | 0.00068787 | 0.00042269 | 0.18276 | 0.1963 | 0.59209 | 0 | 0 | 0.00045046 | 0.0032905 | 0.031972 | 0.00017652 | 0.00010928 | 0.041063 | 0.044245 | 0.13307
|  | 492.1176 | 0 | 0 | 0.0020384 | 0.014711 | 0.14555 | 0.0008919 | 0.00055535 | 0.18474 | 0.19968 | 0.5989 | 0 | 0 | 0.00045353 | 0.0032362 | 0.032889 | 0.00017576 | 0.0001073 | 0.041327 | 0.044785 | 0.13397
|  | 492.3411 | 0 | 0 | 0.0020202 | 0.014249 | 0.14877 | 0.00068098 | 0.00040489 | 0.18509 | 0.2011 | 0.59998 | 0 | 0 | 0.00045878 | 0.0031701 | 0.03367 | 0.00017552 | 0.00011789 | 0.041428 | 0.045147 | 0.1343
|  | 492.5646 | 0 | 0 | 0.0020854 | 0.01412 | 0.15254 | 0.0008897 | 0.00065007 | 0.18564 | 0.20293 | 0.60187 | 0 | 0 | 0.00045979 | 0.0031234 | 0.034472 | 0.00018561 | 0.00012949 | 0.041547 | 0.045546 | 0.13476
|  | 492.7881 | 0 | 0 | 0.0020289 | 0.013829 | 0.15592 | 0.00077112 | 0.00050862 | 0.18613 | 0.20463 | 0.60399 | 0 | 0 | 0.0004583 | 0.0030894 | 0.035314 | 0.00021457 | 0.00013732 | 0.041703 | 0.046008 | 0.1353
|  | 493.0116 | 0 | 0 | 0.0020718 | 0.013814 | 0.16006 | 0.0011488 | 0.0007201 | 0.18702 | 0.20703 | 0.60668 | 0 | 0 | 0.00045173 | 0.0030216 | 0.036124 | 0.00021488 | 0.00011739 | 0.041732 | 0.046313 | 0.1354
|  | 493.2351 | 0 | 0 | 0.0019698 | 0.013221 | 0.16314 | 0.00077376 | 0.00033016 | 0.18635 | 0.20732 | 0.60472 | 0 | 0 | 0.00044565 | 0.0029448 | 0.036765 | 0.00019689 | 0.00010614 | 0.041549 | 0.046375 | 0.13468
|  | 493.4587 | 0 | 0 | 0.0020172 | 0.013125 | 0.16578 | 0.00098776 | 0.00061944 | 0.18537 | 0.20757 | 0.60017 | 0 | 0 | 0.00043777 | 0.0028916 | 0.037446 | 0.00017811 | 0.00010925 | 0.041493 | 0.046545 | 0.13434
|  | 493.6823 | 0 | 0 | 0.0018991 | 0.012743 | 0.16921 | 0.0006056 | 0.00035794 | 0.18583 | 0.20882 | 0.60167 | 0 | 0 | 0.000448 | 0.0028475 | 0.038403 | 0.00016986 | 0.00011394 | 0.041778 | 0.047076 | 0.13507
|  | 493.9058 | 0 | 0 | 0.0021084 | 0.012729 | 0.17431 | 0.00091385 | 0.0006613 | 0.18789 | 0.21229 | 0.6066 | 0 | 0 | 0.00045784 | 0.0027971 | 0.039473 | 0.00017708 | 0.00011709 | 0.042112 | 0.047685 | 0.13586
|  | 494.1294 | 0 | 0 | 0.001987 | 0.012292 | 0.17877 | 0.00067015 | 0.00038609 | 0.1888 | 0.21425 | 0.6087 | 0 | 0 | 0.00044581 | 0.0027483 | 0.040418 | 0.00017979 | 0.00011342 | 0.04226 | 0.048138 | 0.13631
|  | 494.353 | 0 | 0 | 0.0020006 | 0.012291 | 0.18275 | 0.00093803 | 0.00062837 | 0.1892 | 0.21632 | 0.61053 | 0 | 0 | 0.0004375 | 0.0026984 | 0.041164 | 0.00015737 | 0.00011086 | 0.042251 | 0.048368 | 0.13616
|  | 494.5766 | 0 | 0 | 0.0019124 | 0.011845 | 0.18543 | 0.00046952 | 0.00036319 | 0.1887 | 0.21629 | 0.60732 | 0 | 0 | 0.00043754 | 0.0026306 | 0.0418 | 0.00015812 | 0.00011567 | 0.042133 | 0.048408 | 0.13537
|  | 494.8003 | 0 | 0 | 0.0020006 | 0.011682 | 0.1884 | 0.00094464 | 0.0006713 | 0.18811 | 0.21664 | 0.60332 | 0 | 0 | 0.00043852 | 0.0025396 | 0.042291 | 0.00017626 | 0.00013005 | 0.041841 | 0.048359 | 0.1343
|  | 495.0239 | 0 | 0 | 0.0019211 | 0.01103 | 0.1898 | 0.00063166 | 0.00049171 | 0.18608 | 0.21584 | 0.59772 | 0 | 0 | 0.00043441 | 0.0024748 | 0.043015 | 0.00020258 | 0.00012994 | 0.041757 | 0.04857 | 0.1338
|  | 495.2476 | 0 | 0 | 0.0019634 | 0.0111 | 0.19484 | 0.0011798 | 0.00067027 | 0.18732 | 0.21848 | 0.59876 | 0 | 0 | 0.00042 | 0.0024392 | 0.04395 | 0.00021075 | 0.00011384 | 0.041944 | 0.04891 | 0.13391
|  | 495.4712 | 0 | 0 | 0.0017921 | 0.010711 | 0.19814 | 0.00070464 | 0.00034763 | 0.18773 | 0.21886 | 0.59863 | 0 | 0 | 0.00042768 | 0.0024198 | 0.044976 | 0.00020062 | 0.00011381 | 0.042182 | 0.049318 | 0.13429
|  | 495.6949 | 0 | 0 | 0.002032 | 0.010925 | 0.204 | 0.0010891 | 0.00066995 | 0.18944 | 0.22211 | 0.60209 | 0 | 0 | 0.00044394 | 0.0023905 | 0.046076 | 0.00020279 | 0.00013447 | 0.04243 | 0.049873 | 0.13474
|  | 495.9186 | 0 | 0 | 0.0019371 | 0.010447 | 0.20794 | 0.0007239 | 0.00053228 | 0.18991 | 0.22378 | 0.60255 | 0 | 0 | 0.00044431 | 0.0023545 | 0.047134 | 0.00018965 | 0.00015618 | 0.042653 | 0.05039 | 0.13512
|  | 496.1423 | 0 | 0 | 0.0020353 | 0.010603 | 0.21346 | 0.00097167 | 0.00086404 | 0.19143 | 0.22674 | 0.6055 | 0 | 0 | 0.00043518 | 0.0023221 | 0.048333 | 0.00014433 | 0.00014397 | 0.042995 | 0.050921 | 0.13584
|  | 496.366 | 0 | 0 | 0.001855 | 0.010155 | 0.2186 | 0.00031852 | 0.00042297 | 0.19292 | 0.22846 | 0.6088 | 0 | 0 | 0.00043389 | 0.0022872 | 0.049673 | 0.0001451 | 0.00012517 | 0.043436 | 0.051566 | 0.13674
|  | 496.5898 | 0 | 0 | 0.0020237 | 0.010292 | 0.22544 | 0.00097858 | 0.00069595 | 0.19537 | 0.2325 | 0.61358 | 0 | 0 | 0.00042814 | 0.0022564 | 0.051152 | 0.00015599 | 0.00011208 | 0.043933 | 0.052351 | 0.13785
|  | 496.8135 | 0 | 0 | 0.0018033 | 0.0098769 | 0.23178 | 0.00041578 | 0.00030586 | 0.19733 | 0.23544 | 0.61862 | 0 | 0 | 0.0004207 | 0.0022147 | 0.052474 | 0.00017402 | 0.00010068 | 0.044327 | 0.052966 | 0.13856
|  | 497.0373 | 0 | 0 | 0.001957 | 0.0099181 | 0.23723 | 0.0011397 | 0.00059402 | 0.19887 | 0.23798 | 0.61988 | 0 | 0 | 0.00042423 | 0.0021682 | 0.053499 | 0.00018056 | 0.00010634 | 0.044488 | 0.053302 | 0.13855
|  | 497.2611 | 0 | 0 | 0.0018344 | 0.0094599 | 0.2409 | 0.00047402 | 0.00035639 | 0.19874 | 0.23839 | 0.6184 | 0 | 0 | 0.00042814 | 0.0021344 | 0.054553 | 0.00018555 | 0.00011881 | 0.044605 | 0.053583 | 0.13855
|  | 497.4848 | 0 | 0 | 0.001992 | 0.0096161 | 0.24665 | 0.0011843 | 0.00070544 | 0.19991 | 0.24049 | 0.61985 | 0 | 0 | 0.00042627 | 0.0020966 | 0.055813 | 0.00018379 | 0.0001047 | 0.044928 | 0.054104 | 0.13905
|  | 497.7087 | 0 | 0 | 0.0018171 | 0.0091191 | 0.2521 | 0.00045806 | 0.00023017 | 0.20158 | 0.24298 | 0.62276 | 0 | 0 | 0.00042393 | 0.0020617 | 0.057269 | 0.00016281 | 0.00010395 | 0.045488 | 0.054841 | 0.13999
|  | 497.9325 | 0 | 0 | 0.0019711 | 0.0093043 | 0.25967 | 0.00099683 | 0.00069875 | 0.20491 | 0.24708 | 0.6282 | 0 | 0 | 0.00042561 | 0.0020457 | 0.058861 | 0.00014659 | 0.00012361 | 0.046084 | 0.055618 | 0.14094
|  | 498.1563 | 0 | 0 | 0.0018318 | 0.0089749 | 0.26628 | 0.00031299 | 0.00040578 | 0.20687 | 0.24989 | 0.63114 | 0 | 0 | 0.00042382 | 0.0020239 | 0.060427 | 0.00016122 | 0.00012765 | 0.046531 | 0.056346 | 0.14171
|  | 498.3801 | 0 | 0 | 0.001955 | 0.0091082 | 0.27364 | 0.0011275 | 0.00073474 | 0.20888 | 0.25356 | 0.63505 | 0 | 0 | 0.00042025 | 0.0019793 | 0.061643 | 0.00017933 | 0.00010671 | 0.046761 | 0.05678 | 0.1418
|  | 498.604 | 0 | 0 | 0.0017998 | 0.0085763 | 0.27712 | 0.00047476 | 0.00021867 | 0.20891 | 0.25374 | 0.63186 | 0 | 0 | 0.00042021 | 0.0019526 | 0.062666 | 0.00017933 | 0.00010098 | 0.046891 | 0.056968 | 0.14146
|  | 498.8279 | 0 | 0 | 0.0019543 | 0.0088679 | 0.28273 | 0.0011274 | 0.00068342 | 0.21 | 0.2552 | 0.63195 | 0 | 0 | 0.00042511 | 0.0019337 | 0.063952 | 0.00019097 | 0.0001183 | 0.047202 | 0.057418 | 0.14172
|  | 499.0517 | 0 | 0 | 0.0018433 | 0.0084062 | 0.28858 | 0.00057865 | 0.00037339 | 0.21168 | 0.25774 | 0.63413 | 0 | 0 | 0.00043295 | 0.0019068 | 0.065645 | 0.00019825 | 0.00012563 | 0.04777 | 0.058162 | 0.14264
|  | 499.2756 | 0 | 0 | 0.002024 | 0.0086269 | 0.2978 | 0.0011922 | 0.00074884 | 0.21503 | 0.2618 | 0.63998 | 0 | 0 | 0.00042892 | 0.0018525 | 0.06717 | 0.00019009 | 0.00011225 | 0.04816 | 0.058719 | 0.14315
|  | 499.4995 | 0 | 0 | 0.0018074 | 0.0079208 | 0.3022 | 0.00050579 | 0.00025381 | 0.21516 | 0.26272 | 0.63873 | 0 | 0 | 0.0004298 | 0.0018 | 0.068326 | 0.0001916 | 0.00011874 | 0.04834 | 0.059042 | 0.14298
|  | 499.7235 | 0 | 0 | 0.0020315 | 0.0081563 | 0.30807 | 0.0012055 | 0.00080676 | 0.2166 | 0.26463 | 0.63837 | 0 | 0 | 0.00042644 | 0.0017651 | 0.069293 | 0.0001812 | 0.00011887 | 0.048336 | 0.059114 | 0.14237
|  | 499.9474 | 0 | 0 | 0.001777 | 0.0076082 | 0.31079 | 0.00041279 | 0.00025486 | 0.21509 | 0.26332 | 0.63309 | 0 | 0 | 0.00042304 | 0.0017486 | 0.070606 | 0.00016155 | 0.00011298 | 0.048545 | 0.059466 | 0.1422
|  | 500.1713 | 0 | 0 | 0.0020012 | 0.0080084 | 0.3198 | 0.00103 | 0.00075418 | 0.21847 | 0.26778 | 0.63691 | 0 | 0 | 0.00042233 | 0.0017157 | 0.072099 | 0.00014585 | 0.00010163 | 0.048976 | 0.059943 | 0.14231
|  | 500.3953 | 0 | 0 | 0.0017703 | 0.0073129 | 0.32406 | 0.00027247 | 0.00015337 | 0.21889 | 0.26752 | 0.63394 | 0 | 0 | 0.00041384 | 0.0016877 | 0.073434 | 0.0001677 | 0.00010293 | 0.049275 | 0.060365 | 0.14228
|  | 500.6193 | 0 | 0 | 0.001925 | 0.0077577 | 0.33165 | 0.001225 | 0.00076573 | 0.2211 | 0.2715 | 0.63655 | 0 | 0 | 0.00040523 | 0.001662 | 0.074961 | 0.00018905 | 0.00011217 | 0.049677 | 0.060847 | 0.14275
|  | 500.8433 | 0 | 0 | 0.0016935 | 0.0070826 | 0.3377 | 0.00046315 | 0.00023587 | 0.22248 | 0.27183 | 0.63811 | 0 | 0 | 0.00040523 | 0.0016331 | 0.076824 | 0.0001819 | 0.0001126 | 0.050211 | 0.061476 | 0.14358
|  | 501.0673 | 0 | 0 | 0.0019246 | 0.0074988 | 0.34823 | 0.0011609 | 0.00076947 | 0.22583 | 0.27707 | 0.64383 | 0 | 0 | 0.00040742 | 0.001631 | 0.078692 | 0.00017336 | 0.00010734 | 0.050823 | 0.062256 | 0.14436
|  | 501.2913 | 0 | 0 | 0.0017129 | 0.0070629 | 0.35435 | 0.00038692 | 0.00018891 | 0.22792 | 0.27876 | 0.64506 | 0 | 0 | 0.00042182 | 0.0016214 | 0.080474 | 0.00018109 | 0.00011526 | 0.051461 | 0.06291 | 0.14512
|  | 501.5153 | 0 | 0 | 0.0020529 | 0.0074118 | 0.36407 | 0.0012297 | 0.00084006 | 0.23149 | 0.28286 | 0.65045 | 0 | 0 | 0.00042605 | 0.0015919 | 0.082264 | 0.00019043 | 0.00011244 | 0.051918 | 0.06347 | 0.14561
|  | 501.7393 | 0 | 0 | 0.0017505 | 0.0067995 | 0.3703 | 0.00047024 | 0.00016367 | 0.23198 | 0.28373 | 0.64942 | 0 | 0 | 0.00041127 | 0.0015449 | 0.083672 | 0.00018673 | 0.00012264 | 0.05216 | 0.063817 | 0.1453
|  | 501.9634 | 0 | 0 | 0.0019207 | 0.0069915 | 0.3766 | 0.0011966 | 0.00093107 | 0.23364 | 0.28594 | 0.64763 | 0 | 0 | 0.00040483 | 0.0015026 | 0.084851 | 0.00018064 | 0.00012433 | 0.052357 | 0.064028 | 0.14469
|  | 502.1875 | 0 | 0 | 0.0016928 | 0.0064208 | 0.38079 | 0.00041583 | 0.00017868 | 0.23371 | 0.28559 | 0.64387 | 0 | 0 | 0.00040308 | 0.001484 | 0.086532 | 0.0001703 | 0.00010121 | 0.052749 | 0.064486 | 0.14484
|  | 502.4115 | 0 | 0 | 0.0019048 | 0.0068246 | 0.39154 | 0.0011042 | 0.00072466 | 0.2371 | 0.28998 | 0.64892 | 0 | 0 | 0.00040047 | 0.0014694 | 0.088348 | 0.00013811 | 9.1717e-05 | 0.053174 | 0.064968 | 0.14525
|  | 502.6356 | 0 | 0 | 0.0016694 | 0.0062895 | 0.39697 | 0.00012845 | 9.3909e-05 | 0.23748 | 0.28986 | 0.64747 | 0 | 0 | 0.00039874 | 0.0014467 | 0.090044 | 0.00012716 | 8.9911e-05 | 0.053622 | 0.065405 | 0.14548
|  | 502.8597 | 0 | 0 | 0.0018891 | 0.0066213 | 0.4066 | 0.0010063 | 0.00070847 | 0.24105 | 0.29383 | 0.6508 | 0 | 0 | 0.00038972 | 0.00143 | 0.091878 | 0.00014097 | 8.8436e-05 | 0.054178 | 0.06602 | 0.14587
|  | 503.0838 | 0 | 0 | 0.0015887 | 0.0061395 | 0.4133 | 0.00025161 | 8.0714e-05 | 0.24242 | 0.29532 | 0.65091 | 0 | 0 | 0.00038839 | 0.001432 | 0.094637 | 0.00015269 | 9.4889e-05 | 0.055211 | 0.067165 | 0.14749
|  | 503.308 | 0 | 0 | 0.001877 | 0.0066386 | 0.43118 | 0.0011109 | 0.00076602 | 0.25025 | 0.30401 | 0.6652 | 0 | 0 | 0.00039639 | 0.0014148 | 0.097355 | 0.00014516 | 0.00010291 | 0.0562 | 0.06823 | 0.14906
|  | 503.5321 | 0 | 0 | 0.0016599 | 0.0059854 | 0.43751 | 0.00018437 | 0.00015221 | 0.25123 | 0.30481 | 0.66483 | 0 | 0 | 0.0004022 | 0.0014014 | 0.099551 | 0.00015026 | 0.00011573 | 0.056892 | 0.068997 | 0.14994
|  | 503.7563 | 0 | 0 | 0.0019286 | 0.0065186 | 0.4507 | 0.0011563 | 0.00088034 | 0.25637 | 0.3108 | 0.67292 | 0 | 0 | 0.00039815 | 0.0013768 | 0.10179 | 0.00014395 | 0.00010957 | 0.05763 | 0.069735 | 0.15081
|  | 503.9805 | 0 | 0 | 0.0016236 | 0.0057651 | 0.45746 | 0.000128 | 9.7234e-05 | 0.25779 | 0.31137 | 0.67261 | 0 | 0 | 0.00039817 | 0.0013506 | 0.10367 | 0.00013807 | 9.6046e-05 | 0.058114 | 0.070204 | 0.15091
|  | 504.2046 | 0 | 0 | 0.0019286 | 0.0062844 | 0.46742 | 0.0011038 | 0.00075963 | 0.26067 | 0.31495 | 0.67371 | 0 | 0 | 0.00040575 | 0.001341 | 0.10554 | 0.00014898 | 0.00010022 | 0.058606 | 0.070716 | 0.151
|  | 504.4288 | 0 | 0 | 0.0016909 | 0.0056784 | 0.47402 | 0.00022522 | 0.00013439 | 0.26213 | 0.31588 | 0.67334 | 0 | 0 | 0.00040095 | 0.0013087 | 0.10708 | 0.00017375 | 0.00010625 | 0.058936 | 0.070981 | 0.15088
|  | 504.653 | 0 | 0 | 0.0018857 | 0.0059958 | 0.48116 | 0.0013246 | 0.00081336 | 0.26359 | 0.31729 | 0.67258 | 0 | 0 | 0.00038734 | 0.0012735 | 0.10856 | 0.00017639 | 0.00010823 | 0.059148 | 0.071093 | 0.15043
|  | 504.8773 | 0 | 0 | 0.0015693 | 0.0053633 | 0.48721 | 0.00024868 | 0.00015205 | 0.264 | 0.31685 | 0.66924 | 0 | 0 | 0.00038975 | 0.0012692 | 0.11065 | 0.00013803 | 0.00010539 | 0.059738 | 0.071685 | 0.15057
|  | 505.1015 | 0 | 0 | 0.0019068 | 0.0059569 | 0.49971 | 0.0009824 | 0.00078796 | 0.26881 | 0.32251 | 0.67374 | 0 | 0 | 0.00039711 | 0.0012484 | 0.11286 | 0.00011225 | 9.3646e-05 | 0.060438 | 0.072345 | 0.15107
|  | 505.3258 | 0 | 0 | 0.0016349 | 0.005177 | 0.50688 | 1.8719e-05 | 4.723e-05 | 0.27022 | 0.32271 | 0.67358 | 0 | 0 | 0.00039848 | 0.0012331 | 0.11556 | 0.0001415 | 9.7999e-05 | 0.061294 | 0.073285 | 0.1523
|  | 505.55 | 0 | 0 | 0.0019189 | 0.0058202 | 0.52368 | 0.0012432 | 0.00082675 | 0.27642 | 0.33086 | 0.68468 | 0 | 0 | 0.00039625 | 0.0012293 | 0.11801 | 0.00014635 | 9.5995e-05 | 0.061992 | 0.074074 | 0.15303
|  | 505.7743 | 0 | 0 | 0.0016148 | 0.0051427 | 0.52876 | 6.1902e-05 | 2.9316e-05 | 0.27642 | 0.32972 | 0.68006 | 0 | 0 | 0.00039227 | 0.001215 | 0.12041 | 0.00013209 | 8.6011e-05 | 0.062711 | 0.074807 | 0.15361
|  | 505.9986 | 0 | 0 | 0.0018831 | 0.0056914 | 0.5449 | 0.0011159 | 0.00073765 | 0.28277 | 0.33734 | 0.68973 | 0 | 0 | 0.00039775 | 0.0012211 | 0.12337 | 0.00014721 | 0.0001084 | 0.063808 | 0.075988 | 0.15499
|  | 506.2229 | 0 | 0 | 0.0016635 | 0.0051971 | 0.55516 | 0.00019664 | 0.00022888 | 0.28618 | 0.34022 | 0.69228 | 0 | 0 | 0.00039447 | 0.0012113 | 0.1258 | 0.00016734 | 0.00011078 | 0.064526 | 0.076672 | 0.15557
|  | 506.4472 | 0 | 0 | 0.0018535 | 0.0056027 | 0.56647 | 0.0012954 | 0.00075879 | 0.28912 | 0.34338 | 0.6948 | 0 | 0 | 0.00038423 | 0.0011747 | 0.12676 | 0.0001514 | 8.8245e-05 | 0.064457 | 0.076458 | 0.15437
|  | 506.6715 | 0 | 0 | 0.0015722 | 0.0048707 | 0.56374 | 5.4473e-05 | 2.7994e-05 | 0.28556 | 0.33831 | 0.68151 | 0 | 0 | 0.00039114 | 0.0011501 | 0.12749 | 0.00015092 | 9.7383e-05 | 0.064329 | 0.076235 | 0.15301
|  | 506.8958 | 0 | 0 | 0.0019148 | 0.0053826 | 0.57284 | 0.001291 | 0.00084018 | 0.28794 | 0.34133 | 0.68258 | 0 | 0 | 0.00038367 | 0.0011263 | 0.1296 | 0.00015325 | 9.1155e-05 | 0.064898 | 0.076773 | 0.1532
|  | 507.1202 | 0 | 0 | 0.0015053 | 0.0046576 | 0.58247 | 7.5137e-05 | -2.7602e-05 | 0.29058 | 0.34305 | 0.68306 | 0 | 0 | 0.000382 | 0.0011117 | 0.13215 | 0.00013168 | 8.3578e-05 | 0.065706 | 0.077446 | 0.15388
|  | 507.3446 | 0 | 0 | 0.0018999 | 0.005252 | 0.59551 | 0.0010987 | 0.00077264 | 0.29514 | 0.34732 | 0.68867 | 0 | 0 | 0.00038309 | 0.0010971 | 0.13455 | 0.00013045 | 7.8672e-05 | 0.066403 | 0.078031 | 0.15449
|  | 507.5689 | 0 | 0 | 0.0015147 | 0.0045274 | 0.60383 | 6.4079e-05 | -7.1405e-05 | 0.29674 | 0.34821 | 0.6884 | 0 | 0 | 0.00038148 | 0.0010823 | 0.13697 | 0.00012116 | 8.3787e-05 | 0.06712 | 0.07867 | 0.15484
|  | 507.7933 | 0 | 0 | 0.0018852 | 0.0051189 | 0.61693 | 0.0010158 | 0.00081817 | 0.30147 | 0.35295 | 0.69165 | 0 | 0 | 0.00039228 | 0.0010722 | 0.1397 | 0.00011772 | 9.8143e-05 | 0.068009 | 0.079544 | 0.15566
|  | 508.0177 | 0 | 0 | 0.001611 | 0.0044372 | 0.62817 | 3.3392e-05 | 5.6546e-05 | 0.30467 | 0.35599 | 0.69569 | 0 | 0 | 0.00039514 | 0.0010538 | 0.14186 | 0.0001292 | 8.8977e-05 | 0.068614 | 0.080101 | 0.15602
|  | 508.2422 | 0 | 0 | 0.0019104 | 0.0049539 | 0.6361 | 0.001118 | 0.00073641 | 0.30681 | 0.35786 | 0.69475 | 0 | 0 | 0.00038736 | 0.001035 | 0.14364 | 0.0001268 | 8.6273e-05 | 0.069073 | 0.08039 | 0.15581
|  | 508.4666 | 0 | 0 | 0.0015416 | 0.0042696 | 0.64393 | 1.196e-05 | 3.2414e-05 | 0.30873 | 0.35853 | 0.69371 | 0 | 0 | 0.00037084 | 0.0010216 | 0.14643 | 0.00012286 | 8.5458e-05 | 0.069952 | 0.081297 | 0.15666
|  | 508.6911 | 0 | 0 | 0.0017629 | 0.0048334 | 0.66082 | 0.0010828 | 0.00072907 | 0.31459 | 0.36588 | 0.70221 | 0 | 0 | 0.00036598 | 0.0010085 | 0.14857 | 0.00012495 | 8.2675e-05 | 0.070519 | 0.081698 | 0.15686
|  | 508.9155 | 0 | 0 | 0.0014981 | 0.0041525 | 0.66294 | 3.0516e-05 | 7.5796e-06 | 0.31375 | 0.36207 | 0.69544 | 0 | 0 | 0.00036809 | 0.00099631 | 0.15008 | 0.00014485 | 7.4815e-05 | 0.070804 | 0.0818 | 0.15637
|  | 509.14 | 0 | 0 | 0.0017815 | 0.0047244 | 0.67429 | 0.0012601 | 0.00065901 | 0.3171 | 0.36676 | 0.69776 | 0 | 0 | 0.00037672 | 0.0010011 | 0.15157 | 0.00014141 | 8.0141e-05 | 0.071126 | 0.082088 | 0.15587
|  | 509.3645 | 0 | 0 | 0.0015749 | 0.004195 | 0.67616 | -2.1622e-07 | 5.4999e-05 | 0.3166 | 0.3646 | 0.69094 | 0 | 0 | 0.00038758 | 0.00098846 | 0.15328 | 0.00013112 | 0.00010258 | 0.07155 | 0.082379 | 0.15574
|  | 509.589 | 0 | 0 | 0.0018779 | 0.0046109 | 0.68939 | 0.0011683 | 0.00085884 | 0.32082 | 0.36929 | 0.69652 | 0 | 0 | 0.00038227 | 0.00095603 | 0.15512 | 0.00011866 | 0.00011778 | 0.071922 | 0.082727 | 0.15565
|  | 509.8135 | 0 | 0 | 0.0015275 | 0.0039057 | 0.69244 | -0.00011124 | 0.0001904 | 0.31987 | 0.36767 | 0.69007 | 0 | 0 | 0.00036917 | 0.00094861 | 0.15705 | 0.00011998 | 0.00010522 | 0.072406 | 0.083096 | 0.15543
|  | 510.038 | 0 | 0 | 0.0017611 | 0.0045444 | 0.70653 | 0.00118 | 0.00074688 | 0.32511 | 0.37254 | 0.69448 | 0 | 0 | 0.00035761 | 0.00095636 | 0.15959 | 0.00015034 | 8.1486e-05 | 0.073241 | 0.083796 | 0.15594
|  | 510.2625 | 0 | 0 | 0.0014242 | 0.003974 | 0.71493 | 0.00015915 | -2.1076e-05 | 0.32725 | 0.37384 | 0.69445 | 0 | 0 | 0.00036065 | 0.00094663 | 0.16092 | 0.00014922 | 7.2412e-05 | 0.07358 | 0.083993 | 0.15557
|  | 510.4871 | 0 | 0 | 0.001788 | 0.0044574 | 0.71835 | 0.0011699 | 0.00066602 | 0.3281 | 0.37426 | 0.69119 | 0 | 0 | 0.00037007 | 0.00092671 | 0.16196 | 0.00013861 | 9.7245e-05 | 0.073747 | 0.084011 | 0.15494
|  | 510.7116 | 0 | 0 | 0.0015079 | 0.0037962 | 0.72411 | 6.4546e-05 | 0.00020007 | 0.32871 | 0.37396 | 0.68875 | 0 | 0 | 0.00036255 | 0.00091294 | 0.16392 | 0.00013122 | 0.00010451 | 0.074304 | 0.084457 | 0.15503
|  | 510.9362 | 0 | 0 | 0.0017209 | 0.0043344 | 0.73575 | 0.001104 | 0.00073068 | 0.33303 | 0.3782 | 0.69196 | 0 | 0 | 0.00035969 | 0.00088893 | 0.16573 | 0.00013147 | 7.6103e-05 | 0.074802 | 0.084869 | 0.15498
|  | 511.1608 | 0 | 0 | 0.0014822 | 0.0035817 | 0.74006 | 6.6697e-05 | -5.2982e-05 | 0.33309 | 0.37757 | 0.68812 | 0 | 0 | 0.00036408 | 0.00087892 | 0.16712 | 0.00012588 | 8.8659e-05 | 0.075096 | 0.084984 | 0.15452
|  | 511.3854 | 0 | 0 | 0.0017598 | 0.0042448 | 0.74809 | 0.0010542 | 0.00084246 | 0.33562 | 0.37919 | 0.68784 | 0 | 0 | 0.00035828 | 0.0008716 | 0.16908 | 0.00011976 | 9.627e-05 | 0.075737 | 0.085385 | 0.15478
|  | 511.61 | 0 | 0 | 0.0014303 | 0.0035158 | 0.75737 | 1.2153e-05 | 1.4719e-05 | 0.33874 | 0.38107 | 0.69034 | 0 | 0 | 0.00034751 | 0.00083085 | 0.17123 | 0.00010456 | 6.5544e-05 | 0.076422 | 0.085975 | 0.15509
|  | 511.8346 | 0 | 0 | 0.0016639 | 0.003882 | 0.76724 | 0.00091888 | 0.00056888 | 0.34172 | 0.38445 | 0.69058 | 0 | 0 | 0.00035464 | 0.00082661 | 0.17275 | 9.7071e-05 | 6.3446e-05 | 0.076773 | 0.086316 | 0.15485
|  | 512.0593 | 0 | 0 | 0.0014935 | 0.0034775 | 0.77079 | -5.4643e-05 | -4.0087e-06 | 0.34181 | 0.38404 | 0.68806 | 0 | 0 | 0.00035488 | 0.00083481 | 0.17446 | 0.00010216 | 6.2998e-05 | 0.077289 | 0.086736 | 0.15492
|  | 512.2839 | 0 | 0 | 0.0016657 | 0.0039543 | 0.78233 | 0.00096414 | 0.00056484 | 0.34625 | 0.38811 | 0.69113 | 0 | 0 | 0.00035402 | 0.00083844 | 0.1769 | 0.00012774 | 7.4065e-05 | 0.078181 | 0.087552 | 0.15564
|  | 512.5086 | 0 | 0 | 0.0014859 | 0.0035097 | 0.79245 | 0.00017304 | 9.4511e-05 | 0.34975 | 0.3913 | 0.69443 | 0 | 0 | 0.00035291 | 0.00082795 | 0.17801 | 0.00013198 | 8.0773e-05 | 0.078545 | 0.087783 | 0.15533
|  | 512.7333 | 0 | 0 | 0.0016556 | 0.0038603 | 0.79209 | 0.0010017 | 0.00062449 | 0.34942 | 0.39011 | 0.68825 | 0 | 0 | 0.00034604 | 0.00081485 | 0.17825 | 0.0001083 | 8.8396e-05 | 0.078467 | 0.087444 | 0.15422
|  | 512.958 | 0 | 0 | 0.0014246 | 0.0033928 | 0.79452 | -3.7783e-05 | 0.00016233 | 0.34902 | 0.38825 | 0.68449 | 0 | 0 | 0.00035079 | 0.00080297 | 0.18034 | 9.4464e-05 | 9.1569e-05 | 0.079165 | 0.087981 | 0.15463
|  | 513.1827 | 0 | 0 | 0.0016976 | 0.003754 | 0.81061 | 0.00087855 | 0.00065267 | 0.35558 | 0.39482 | 0.69182 | 0 | 0 | 0.00034773 | 0.00079208 | 0.18286 | 0.00012492 | 7.9578e-05 | 0.080077 | 0.088844 | 0.15536
|  | 513.4074 | 0 | 0 | 0.0013971 | 0.0032955 | 0.81687 | 0.00023326 | 5.5578e-05 | 0.35711 | 0.39589 | 0.69088 | 0 | 0 | 0.00034772 | 0.00079972 | 0.18515 | 0.00012993 | 8.4773e-05 | 0.080867 | 0.089711 | 0.15604
|  | 513.6321 | 0 | 0 | 0.0016974 | 0.0038216 | 0.83091 | 0.00092306 | 0.00069886 | 0.36257 | 0.4025 | 0.69777 | 0 | 0 | 0.00035376 | 0.00079539 | 0.18761 | 0.00012531 | 8.6492e-05 | 0.081814 | 0.090633 | 0.15692
|  | 513.8569 | 0 | 0 | 0.0014508 | 0.0032567 | 0.83869 | 0.00019208 | 7.0849e-05 | 0.36551 | 0.40406 | 0.69869 | 0 | 0 | 0.00035011 | 0.00076273 | 0.18963 | 0.00011038 | 7.4955e-05 | 0.082582 | 0.091166 | 0.15735
|  | 514.0816 | 0 | 0 | 0.0016646 | 0.0035304 | 0.84876 | 0.00079013 | 0.00059613 | 0.36933 | 0.40717 | 0.70148 | 0 | 0 | 0.00035427 | 0.00075481 | 0.19127 | 0.00010402 | 8.9813e-05 | 0.083206 | 0.091624 | 0.15758
|  | 514.3064 | 0 | 0 | 0.0014876 | 0.0031859 | 0.85317 | 0.00013544 | 0.00020303 | 0.37103 | 0.4081 | 0.70064 | 0 | 0 | 0.00035267 | 0.0007644 | 0.19353 | 0.00010277 | 9.0602e-05 | 0.084163 | 0.092476 | 0.15844
|  | 514.5312 | 0 | 0 | 0.0016503 | 0.0036154 | 0.86881 | 0.00077896 | 0.00060311 | 0.37782 | 0.41471 | 0.70906 | 0 | 0 | 0.00034912 | 0.0007678 | 0.19719 | 0.0001113 | 9.0267e-05 | 0.085688 | 0.093925 | 0.16027
|  | 514.756 | 0 | 0 | 0.0014559 | 0.0032159 | 0.88559 | 0.00021132 | 0.00020002 | 0.38457 | 0.42096 | 0.7169 | 0 | 0 | 0.00034961 | 0.0007626 | 0.20062 | 0.00011266 | 8.8998e-05 | 0.087093 | 0.095324 | 0.162
|  | 514.9808 | 0 | 0 | 0.0016544 | 0.0035685 | 0.89922 | 0.00079093 | 0.00059175 | 0.39025 | 0.42708 | 0.7243 | 0 | 0 | 0.00035544 | 0.00075325 | 0.2023 | 0.00010203 | 6.7654e-05 | 0.087743 | 0.095961 | 0.16252
|  | 515.2056 | 0 | 0 | 0.0015076 | 0.0031323 | 0.90043 | 0.0001167 | 1.0106e-05 | 0.39032 | 0.42659 | 0.7215 | 0 | 0 | 0.00035961 | 0.0007555 | 0.20431 | 0.00011032 | 7.4872e-05 | 0.088666 | 0.09678 | 0.16318
|  | 515.4304 | 0 | 0 | 0.0016912 | 0.003588 | 0.91698 | 0.0008646 | 0.0006559 | 0.39838 | 0.43429 | 0.73005 | 0 | 0 | 0.00035943 | 0.00076345 | 0.20668 | 0.00010499 | 0.00010005 | 0.08982 | 0.097847 | 0.16417
|  | 515.6553 | 0 | 0 | 0.0015059 | 0.0032028 | 0.92142 | 6.9275e-05 | 0.00023401 | 0.40055 | 0.43604 | 0.73024 | 0 | 0 | 0.00036121 | 0.00075714 | 0.20821 | 9.0308e-05 | 0.00010095 | 0.090515 | 0.098442 | 0.16445
|  | 515.8801 | 0 | 0 | 0.0017069 | 0.0035316 | 0.93052 | 0.00073396 | 0.0006639 | 0.40453 | 0.43954 | 0.73249 | 0 | 0 | 0.00035551 | 0.00075086 | 0.21067 | 0.00010204 | 8.6366e-05 | 0.091631 | 0.099468 | 0.16554
|  | 516.105 | 0 | 0 | 0.001455 | 0.0031466 | 0.9432 | 0.00017359 | 0.00010424 | 0.41044 | 0.44513 | 0.7398 | 0 | 0 | 0.00034646 | 0.0007363 | 0.2131 | 0.00010865 | 6.3431e-05 | 0.092788 | 0.10054 | 0.16681
|  | 516.3299 | 0 | 0 | 0.0016262 | 0.0034017 | 0.95203 | 0.00079271 | 0.00045989 | 0.41478 | 0.44907 | 0.74378 | 0 | 0 | 0.00035143 | 0.00072928 | 0.21461 | 0.00012144 | 6.5439e-05 | 0.093543 | 0.10121 | 0.16733
|  | 516.5548 | 0 | 0 | 0.0014989 | 0.0030836 | 0.95649 | 0.00028724 | 0.00012205 | 0.41709 | 0.451 | 0.74423 | 0 | 0 | 0.0003574 | 0.00072944 | 0.21544 | 0.00012471 | 8.7926e-05 | 0.094076 | 0.10158 | 0.1673
|  | 516.7797 | 0 | 0 | 0.0016791 | 0.0034026 | 0.95923 | 0.00082168 | 0.00065979 | 0.41944 | 0.45229 | 0.7434 | 0 | 0 | 0.00035348 | 0.00072038 | 0.21575 | 0.00012657 | 9.0017e-05 | 0.094331 | 0.10176 | 0.16687
|  | 517.0046 | 0 | 0 | 0.0014641 | 0.0030031 | 0.95919 | 0.00030378 | 0.00014064 | 0.41935 | 0.45255 | 0.74044 | 0 | 0 | 0.0003505 | 0.00071687 | 0.2174 | 0.00011982 | 7.9067e-05 | 0.095182 | 0.10251 | 0.16758
|  | 517.2296 | 0 | 0 | 0.0016523 | 0.0033708 | 0.97374 | 0.00076159 | 0.00056236 | 0.42694 | 0.45888 | 0.74958 | 0 | 0 | 0.00035471 | 0.00071625 | 0.21993 | 0.00011156 | 8.8547e-05 | 0.09652 | 0.10366 | 0.16898
|  | 517.4545 | 0 | 0 | 0.0015014 | 0.0029972 | 0.98164 | 0.00023026 | 0.0002249 | 0.43121 | 0.46274 | 0.75279 | 0 | 0 | 0.00035391 | 0.00070328 | 0.22085 | 0.00011456 | 8.5075e-05 | 0.097115 | 0.10418 | 0.16912
|  | 517.6795 | 0 | 0 | 0.0016451 | 0.0032553 | 0.98181 | 0.00078827 | 0.00053146 | 0.43219 | 0.46345 | 0.75076 | 0 | 0 | 0.00034981 | 0.00069008 | 0.21937 | 0.00011302 | 6.9242e-05 | 0.0967 | 0.10359 | 0.16775
|  | 517.9045 | 0 | 0 | 0.0014646 | 0.0028793 | 0.96831 | 0.00021645 | 8.4078e-05 | 0.42744 | 0.4574 | 0.74047 | 0 | 0 | 0.0003461 | 0.00068111 | 0.21759 | 0.0001074 | 6.5861e-05 | 0.096199 | 0.10287 | 0.16618
|  | 518.1295 | 0 | 0 | 0.001612 | 0.0031753 | 0.96592 | 0.00073829 | 0.00050138 | 0.42771 | 0.457 | 0.73674 | 0 | 0 | 0.00034954 | 0.00068092 | 0.21742 | 0.00011694 | 8.627e-05 | 0.096417 | 0.10297 | 0.16564
|  | 518.3545 | 0 | 0 | 0.0014951 | 0.0028773 | 0.96668 | 0.00030116 | 0.00026546 | 0.42934 | 0.45825 | 0.73563 | 0 | 0 | 0.00034427 | 0.0006813 | 0.21834 | 0.00012654 | 9.0952e-05 | 0.097124 | 0.10365 | 0.16605
|  | 518.5795 | 0 | 0 | 0.001565 | 0.0031784 | 0.97403 | 0.00082362 | 0.00054297 | 0.43395 | 0.46307 | 0.74027 | 0 | 0 | 0.00033721 | 0.00068545 | 0.21901 | 0.00011534 | 6.8256e-05 | 0.097712 | 0.10422 | 0.16637
|  | 518.8045 | 0 | 0 | 0.001432 | 0.0029137 | 0.97244 | 0.00020148 | 6.3672e-05 | 0.43449 | 0.46322 | 0.73841 | 0 | 0 | 0.00034039 | 0.00067534 | 0.21919 | 7.8011e-05 | 5.7587e-05 | 0.098155 | 0.10453 | 0.1663
|  | 519.0295 | 0 | 0 | 0.0015931 | 0.0030882 | 0.9756 | 0.00049182 | 0.00044812 | 0.43785 | 0.4658 | 0.73957 | 0 | 0 | 0.00035367 | 0.00066982 | 0.21921 | 8.9802e-05 | 7.9058e-05 | 0.098644 | 0.1048 | 0.16622
|  | 519.2546 | 0 | 0 | 0.0015499 | 0.0028644 | 0.97247 | 0.00030624 | 0.00025446 | 0.43879 | 0.46551 | 0.7376 | 0 | 0 | 0.00035534 | 0.00065771 | 0.21872 | 0.00011432 | 8.6877e-05 | 0.098896 | 0.10493 | 0.16583
|  | 519.4797 | 0 | 0 | 0.0016077 | 0.0029801 | 0.97108 | 0.00070964 | 0.00051753 | 0.44001 | 0.46687 | 0.73598 | 0 | 0 | 0.00034353 | 0.00063758 | 0.21824 | 0.00010307 | 8.6785e-05 | 0.099103 | 0.10513 | 0.16541
|  | 519.7047 | 0 | 0 | 0.0014448 | 0.0026853 | 0.96817 | 0.00020618 | 0.00025361 | 0.44059 | 0.46732 | 0.73384 | 0 | 0 | 0.00033729 | 0.00062875 | 0.21821 | 8.6263e-05 | 7.4608e-05 | 0.099504 | 0.10548 | 0.16542
|  | 519.9298 | 0 | 0 | 0.0015521 | 0.0029014 | 0.97071 | 0.00056029 | 0.00040931 | 0.44354 | 0.46987 | 0.73597 | 0 | 0 | 0.00033776 | 0.00063248 | 0.21946 | 8.6579e-05 | 6.4954e-05 | 0.10053 | 0.10635 | 0.16644
|  | 520.1549 | 0 | 0 | 0.0014489 | 0.0027181 | 0.97917 | 0.00020895 | 0.00016781 | 0.44969 | 0.47508 | 0.74281 | 0 | 0 | 0.00033558 | 0.00064364 | 0.2205 | 9.1134e-05 | 7.2977e-05 | 0.10154 | 0.10727 | 0.1674
|  | 520.38 | 0 | 0 | 0.0015325 | 0.0030001 | 0.97976 | 0.00060069 | 0.00048053 | 0.45241 | 0.47793 | 0.74439 | 0 | 0 | 0.00032628 | 0.00062363 | 0.21965 | 6.1749e-05 | 6.0342e-05 | 0.10176 | 0.10735 | 0.167
|  | 520.6052 | 0 | 0 | 0.0013661 | 0.0025401 | 0.97152 | -5.2126e-05 | 5.5537e-05 | 0.45157 | 0.47577 | 0.73918 | 0 | 0 | 0.00031843 | 0.00058047 | 0.21789 | 1.5501e-05 | 2.8101e-05 | 0.10173 | 0.10709 | 0.166
|  | 520.8303 | 0 | 0 | 0.0014625 | 0.0026163 | 0.96395 | 0.00018982 | 0.00019408 | 0.45213 | 0.4755 | 0.7354 | 0 | 0 | 0.00033764 | 0.00061786 | 0.21771 | 9.4295e-05 | 7.3389e-05 | 0.10243 | 0.10773 | 0.16629
|  | 521.0555 | 0 | 0 | 0.0015367 | 0.0028721 | 0.96999 | 0.0006478 | 0.00045782 | 0.45774 | 0.48143 | 0.7418 | 0 | 0 | 0.00033627 | 0.00062007 | 0.21929 | 0.00011037 | 7.9728e-05 | 0.10389 | 0.10914 | 0.16791
|  | 521.2807 | 0 | 0 | 0.0014501 | 0.0026354 | 0.97775 | 0.00033249 | 0.00025034 | 0.465 | 0.48799 | 0.74963 | 0 | 0 | 0.00033755 | 0.00060998 | 0.22049 | 0.00010801 | 8.7802e-05 | 0.10522 | 0.11037 | 0.1693
|  | 521.5058 | 0 | 0 | 0.0015479 | 0.0027823 | 0.9806 | 0.00062683 | 0.0005295 | 0.46958 | 0.49229 | 0.75407 | 0 | 0 | 0.00034023 | 0.00060783 | 0.22054 | 0.0001109 | 8.9463e-05 | 0.10593 | 0.11106 | 0.16983
|  | 521.731 | 0 | 0 | 0.0014737 | 0.0026159 | 0.97802 | 0.00035807 | 0.00026501 | 0.47121 | 0.49403 | 0.75422 | 0 | 0 | 0.00034199 | 0.00060863 | 0.22081 | 0.00011429 | 8.0593e-05 | 0.10675 | 0.11185 | 0.17049
|  | 521.9562 | 0 | 0 | 0.0015635 | 0.0027893 | 0.98296 | 0.00065693 | 0.00045073 | 0.47682 | 0.49928 | 0.75986 | 0 | 0 | 0.00034325 | 0.0006095 | 0.22162 | 0.00011351 | 7.8769e-05 | 0.10792 | 0.11286 | 0.17172
|  | 522.1815 | 0 | 0 | 0.0014846 | 0.0026231 | 0.98511 | 0.00035107 | 0.00024876 | 0.48157 | 0.50291 | 0.76502 | 0 | 0 | 0.00034779 | 0.00061255 | 0.22268 | 0.00011091 | 7.5401e-05 | 0.10928 | 0.11407 | 0.17337
|  | 522.4067 | 0 | 0 | 0.0016035 | 0.0028159 | 0.99218 | 0.00063373 | 0.00042075 | 0.48881 | 0.50996 | 0.77439 | 0 | 0 | 0.00035364 | 0.00062058 | 0.22405 | 0.00011016 | 7.8157e-05 | 0.11077 | 0.11553 | 0.17513
|  | 522.6319 | 0 | 0 | 0.0015366 | 0.0026944 | 0.99729 | 0.00034442 | 0.00027324 | 0.49481 | 0.51587 | 0.78069 | 0 | 0 | 0.00035114 | 0.00062047 | 0.22495 | 0.00010054 | 8.0297e-05 | 0.1121 | 0.11684 | 0.1765
|  | 522.8572 | 0 | 0 | 0.0015811 | 0.0028145 | 1 | 0.00054827 | 0.00043969 | 0.50047 | 0.52154 | 0.78638 | 0 | 0 | 0.00035032 | 0.00062249 | 0.22481 | 0.00011227 | 8.5261e-05 | 0.11297 | 0.1177 | 0.17723
|  | 523.0825 | 0 | 0 | 0.0015291 | 0.0027121 | 0.99587 | 0.00044848 | 0.00031727 | 0.50248 | 0.52344 | 0.78714 | 0 | 0 | 0.00035205 | 0.00062223 | 0.22312 | 0.00013236 | 9.4516e-05 | 0.11298 | 0.11774 | 0.1767
|  | 523.3077 | 0 | 0 | 0.0015963 | 0.0028119 | 0.98496 | 0.00072663 | 0.00052182 | 0.50052 | 0.5218 | 0.78157 | 0 | 0 | 0.0003483 | 0.00061689 | 0.22049 | 0.00013 | 0.00010276 | 0.11244 | 0.11717 | 0.17541
|  | 523.533 | 0 | 0 | 0.0014955 | 0.0026643 | 0.97235 | 0.00042742 | 0.00039034 | 0.49764 | 0.51829 | 0.77554 | 0 | 0 | 0.00034248 | 0.00060744 | 0.21765 | 0.00011207 | 9.7958e-05 | 0.11183 | 0.11642 | 0.17401
|  | 523.7583 | 0 | 0 | 0.0015446 | 0.0027278 | 0.95965 | 0.00056736 | 0.0004792 | 0.49501 | 0.51517 | 0.76907 | 0 | 0 | 0.00034014 | 0.00059846 | 0.2146 | 0.00011498 | 8.9276e-05 | 0.11123 | 0.11564 | 0.17245
|  | 523.9837 | 0 | 0 | 0.0014746 | 0.0025843 | 0.9452 | 0.00045328 | 0.00031323 | 0.49226 | 0.51129 | 0.76163 | 0 | 0 | 0.00033597 | 0.00059088 | 0.21268 | 0.00011178 | 8.1285e-05 | 0.1113 | 0.11555 | 0.17194
|  | 524.209 | 0 | 0 | 0.0015073 | 0.00266 | 0.94247 | 0.0005388 | 0.0004082 | 0.49555 | 0.51431 | 0.76443 | 0 | 0 | 0.00033556 | 0.00058764 | 0.21217 | 0.00010484 | 8.9338e-05 | 0.11205 | 0.11631 | 0.17265
|  | 524.4344 | 0 | 0 | 0.0014709 | 0.0025554 | 0.94057 | 0.00039168 | 0.00038468 | 0.49887 | 0.51796 | 0.76781 | 0 | 0 | 0.00034019 | 0.00058207 | 0.21167 | 0.00011019 | 0.0001039 | 0.1128 | 0.11703 | 0.17335
|  | 524.6597 | 0 | 0 | 0.0015482 | 0.0026103 | 0.93797 | 0.00058623 | 0.00053739 | 0.50221 | 0.52066 | 0.77059 | 0 | 0 | 0.0003493 | 0.00058557 | 0.21114 | 0.00012384 | 0.00011419 | 0.11356 | 0.11765 | 0.17399
|  | 524.8851 | 0 | 0 | 0.0015516 | 0.0025862 | 0.9357 | 0.0005128 | 0.00047599 | 0.50558 | 0.52336 | 0.77346 | 0 | 0 | 0.00034864 | 0.00058877 | 0.21071 | 0.00012361 | 0.00011149 | 0.11431 | 0.11838 | 0.17462
|  | 525.1105 | 0 | 0 | 0.0015421 | 0.0026383 | 0.93404 | 0.00058404 | 0.00051336 | 0.50877 | 0.52709 | 0.77604 | 0 | 0 | 0.00034551 | 0.00058844 | 0.20951 | 0.00013515 | 0.00011126 | 0.11474 | 0.11881 | 0.17471
|  | 525.3359 | 0 | 0 | 0.0015238 | 0.0025833 | 0.92508 | 0.00061518 | 0.00047391 | 0.50934 | 0.52718 | 0.77422 | 0 | 0 | 0.00034627 | 0.00058229 | 0.20724 | 0.00014992 | 0.00010471 | 0.1147 | 0.1187 | 0.17411
|  | 525.5613 | 0 | 0 | 0.0015484 | 0.002583 | 0.91365 | 0.00071499 | 0.00045514 | 0.5083 | 0.52595 | 0.77055 | 0 | 0 | 0.00034641 | 0.00057793 | 0.20467 | 0.00014349 | 9.6661e-05 | 0.1144 | 0.1184 | 0.1732
|  | 525.7867 | 0 | 0 | 0.001525 | 0.0025446 | 0.90222 | 0.00055813 | 0.00040247 | 0.50668 | 0.5245 | 0.76614 | 0 | 0 | 0.00034546 | 0.00057571 | 0.2024 | 0.00012046 | 9.6421e-05 | 0.11429 | 0.11823 | 0.17257
|  | 526.0122 | 0 | 0 | 0.0015398 | 0.0025628 | 0.89335 | 0.00051053 | 0.00045293 | 0.50724 | 0.52435 | 0.76479 | 0 | 0 | 0.00034346 | 0.00057398 | 0.20053 | 0.00011506 | 0.00010199 | 0.11449 | 0.1183 | 0.17239
|  | 526.2376 | 0 | 0 | 0.0015071 | 0.002529 | 0.88561 | 0.00051021 | 0.00045184 | 0.50841 | 0.52513 | 0.76451 | 0 | 0 | 0.00033461 | 0.00055955 | 0.19949 | 0.00011502 | 9.8531e-05 | 0.11507 | 0.1189 | 0.17281
|  | 526.4631 | 0 | 0 | 0.0014611 | 0.0024346 | 0.88405 | 0.00051013 | 0.0004222 | 0.51238 | 0.52957 | 0.76845 | 0 | 0 | 0.00033334 | 0.00054717 | 0.19922 | 0.00011373 | 9.508e-05 | 0.11603 | 0.11989 | 0.17387
|  | 526.6885 | 0 | 0 | 0.0014958 | 0.0024189 | 0.8831 | 0.00049871 | 0.00042119 | 0.51685 | 0.53388 | 0.77382 | 0 | 0 | 0.00034072 | 0.00054646 | 0.19827 | 0.00010369 | 9.7628e-05 | 0.11669 | 0.12054 | 0.17453
|  | 526.914 | 0 | 0 | 0.0015262 | 0.0024279 | 0.87547 | 0.00042095 | 0.00044472 | 0.51818 | 0.53526 | 0.77421 | 0 | 0 | 0.00035168 | 0.0005548 | 0.19685 | 0.00010615 | 0.00011695 | 0.11719 | 0.12101 | 0.17482
|  | 527.1395 | 0 | 0 | 0.0015929 | 0.0024927 | 0.8704 | 0.00052055 | 0.00059256 | 0.52122 | 0.53797 | 0.77628 | 0 | 0 | 0.00035358 | 0.00055194 | 0.19553 | 0.00010584 | 0.00012447 | 0.11765 | 0.12143 | 0.17503
|  | 527.365 | 0 | 0 | 0.0015429 | 0.0024021 | 0.86366 | 0.00041805 | 0.00051125 | 0.52218 | 0.53889 | 0.77598 | 0 | 0 | 0.00034524 | 0.00054723 | 0.19375 | 0.00010094 | 0.00011641 | 0.11778 | 0.12158 | 0.17487
|  | 527.5906 | 0 | 0 | 0.0015189 | 0.0024509 | 0.85461 | 0.00047715 | 0.00052112 | 0.52233 | 0.53933 | 0.77481 | 0 | 0 | 0.00034102 | 0.00054822 | 0.19217 | 0.00011511 | 0.00010061 | 0.1182 | 0.1219 | 0.17505
|  | 527.8161 | 0 | 0 | 0.0015052 | 0.0024105 | 0.84951 | 0.0005436 | 0.00037108 | 0.52581 | 0.54165 | 0.77745 | 0 | 0 | 0.00033952 | 0.00054284 | 0.19135 | 0.00014296 | 8.8771e-05 | 0.11907 | 0.12265 | 0.17587
|  | 528.0417 | 0 | 0 | 0.0015054 | 0.0024029 | 0.84726 | 0.00072409 | 0.00041607 | 0.53003 | 0.54588 | 0.78201 | 0 | 0 | 0.00033533 | 0.00053474 | 0.19025 | 0.00013201 | 9.7279e-05 | 0.11964 | 0.12321 | 0.17637
|  | 528.2672 | 0 | 0 | 0.0014678 | 0.0023383 | 0.8396 | 0.00044641 | 0.00044644 | 0.53076 | 0.54652 | 0.78173 | 0 | 0 | 0.00034 | 0.0005316 | 0.1883 | 0.00012187 | 0.00011572 | 0.11969 | 0.12328 | 0.17614
|  | 528.4928 | 0 | 0 | 0.0015468 | 0.0023751 | 0.82997 | 0.00063414 | 0.00057962 | 0.53046 | 0.54657 | 0.77999 | 0 | 0 | 0.0003409 | 0.00053303 | 0.1862 | 0.00012271 | 0.00011885 | 0.11968 | 0.12331 | 0.17582
|  | 528.7184 | 0 | 0 | 0.0014755 | 0.0023506 | 0.82077 | 0.00045378 | 0.0004741 | 0.53061 | 0.54668 | 0.7788 | 0 | 0 | 0.00033492 | 0.00054451 | 0.18442 | 0.0001195 | 0.00011608 | 0.11999 | 0.12352 | 0.17589
|  | 528.944 | 0 | 0 | 0.0014937 | 0.0024766 | 0.81418 | 0.00060561 | 0.000555 | 0.53311 | 0.54835 | 0.78052 | 0 | 0 | 0.00033042 | 0.00054198 | 0.18253 | 0.00011252 | 0.00010152 | 0.12017 | 0.12368 | 0.17579
|  | 529.1696 | 0 | 0 | 0.0014353 | 0.0023277 | 0.80384 | 0.00039182 | 0.00034488 | 0.53218 | 0.54798 | 0.77774 | 0 | 0 | 0.00032608 | 0.00053569 | 0.18061 | 0.00010285 | 9.1144e-05 | 0.12025 | 0.12386 | 0.17545
|  | 529.3952 | 0 | 0 | 0.001455 | 0.0024207 | 0.79712 | 0.00051985 | 0.00046303 | 0.53375 | 0.5499 | 0.77747 | 0 | 0 | 0.0003248 | 0.00053454 | 0.179 | 0.00010259 | 8.5761e-05 | 0.12055 | 0.12413 | 0.1755
|  | 529.6209 | 0 | 0 | 0.0014239 | 0.0023173 | 0.78945 | 0.0003895 | 0.00029713 | 0.53477 | 0.55035 | 0.77814 | 0 | 0 | 0.00033566 | 0.00053938 | 0.17706 | 0.00012161 | 9.4752e-05 | 0.12067 | 0.12425 | 0.17541
|  | 529.8465 | 0 | 0 | 0.0015511 | 0.0024634 | 0.77989 | 0.00068841 | 0.00054269 | 0.53474 | 0.55096 | 0.77658 | 0 | 0 | 0.00033808 | 0.00054356 | 0.1747 | 0.00013583 | 0.00010879 | 0.12055 | 0.12421 | 0.17497
|  | 530.0722 | 0 | 0 | 0.0014452 | 0.0023542 | 0.76843 | 0.00051547 | 0.00042153 | 0.53365 | 0.5499 | 0.77414 | 0 | 0 | 0.0003324 | 0.00053875 | 0.17265 | 0.0001265 | 0.00011268 | 0.12061 | 0.12424 | 0.1748
|  | 530.2979 | 0 | 0 | 0.0015006 | 0.0024203 | 0.7616 | 0.00060557 | 0.00057705 | 0.53518 | 0.5511 | 0.775 | 0 | 0 | 0.00033257 | 0.00053367 | 0.17125 | 0.00010157 | 0.00011198 | 0.12109 | 0.12467 | 0.17518
|  | 530.5236 | 0 | 0 | 0.0014466 | 0.0023089 | 0.75595 | 0.00029449 | 0.00041528 | 0.53788 | 0.55369 | 0.77743 | 0 | 0 | 0.00033396 | 0.00053953 | 0.17062 | 0.00012197 | 0.00011339 | 0.1221 | 0.12575 | 0.1764
|  | 530.7493 | 0 | 0 | 0.0015126 | 0.0024718 | 0.75587 | 0.00078631 | 0.00058948 | 0.54402 | 0.56053 | 0.78562 | 0 | 0 | 0.00033336 | 0.00053227 | 0.16996 | 0.00013506 | 0.00010077 | 0.1231 | 0.12677 | 0.1776
|  | 530.975 | 0 | 0 | 0.0014413 | 0.0022446 | 0.75011 | 0.00041049 | 0.00030346 | 0.54679 | 0.56273 | 0.78806 | 0 | 0 | 0.00033661 | 0.00053215 | 0.1683 | 0.00012344 | 9.0026e-05 | 0.12338 | 0.12708 | 0.17766
|  | 531.2007 | 0 | 0 | 0.0015411 | 0.0024703 | 0.74109 | 0.00068322 | 0.00049418 | 0.54639 | 0.5632 | 0.78603 | 0 | 0 | 0.00033591 | 0.00053375 | 0.16619 | 0.00010357 | 9.3314e-05 | 0.12324 | 0.12704 | 0.17724
|  | 531.4264 | 0 | 0 | 0.0014349 | 0.0022586 | 0.73128 | 0.0002344 | 0.00033256 | 0.54545 | 0.56233 | 0.78428 | 0 | 0 | 0.00034077 | 0.00052736 | 0.16462 | 0.00011274 | 0.00010541 | 0.12352 | 0.1274 | 0.17749
|  | 531.6522 | 0 | 0 | 0.001584 | 0.0024133 | 0.72706 | 0.00076437 | 0.00060126 | 0.54881 | 0.56629 | 0.78811 | 0 | 0 | 0.00034556 | 0.00052295 | 0.16368 | 0.00012757 | 0.0001075 | 0.12435 | 0.12819 | 0.17842
|  | 531.878 | 0 | 0 | 0.0014773 | 0.0022195 | 0.72294 | 0.00036573 | 0.00035104 | 0.55277 | 0.56933 | 0.79252 | 0 | 0 | 0.00033993 | 0.00053038 | 0.16277 | 0.00012193 | 9.8958e-05 | 0.12525 | 0.12907 | 0.17939
|  | 532.1037 | 0 | 0 | 0.0015339 | 0.0024787 | 0.71895 | 0.00071438 | 0.00052555 | 0.55673 | 0.57395 | 0.7966 | 0 | 0 | 0.00033722 | 0.00052565 | 0.16177 | 0.00011838 | 8.0681e-05 | 0.12606 | 0.12996 | 0.18019
|  | 532.3295 | 0 | 0 | 0.0014532 | 0.0021774 | 0.71398 | 0.00033424 | 0.00018911 | 0.55989 | 0.57721 | 0.79952 | 0 | 0 | 0.00034008 | 0.00052685 | 0.16086 | 0.00012133 | 8.0131e-05 | 0.12692 | 0.13087 | 0.18109
|  | 532.5553 | 0 | 0 | 0.0015589 | 0.002489 | 0.71074 | 0.00074037 | 0.00052061 | 0.56424 | 0.58189 | 0.80438 | 0 | 0 | 0.00033797 | 0.00053149 | 0.15954 | 0.00010611 | 9.015e-05 | 0.12743 | 0.13133 | 0.18162
|  | 532.7812 | 0 | 0 | 0.0014343 | 0.0022183 | 0.70222 | 0.00019938 | 0.00027781 | 0.56431 | 0.58125 | 0.80412 | 0 | 0 | 0.00033966 | 0.00052933 | 0.1576 | 0.00010746 | 0.00011324 | 0.12743 | 0.13139 | 0.18151
|  | 533.007 | 0 | 0 | 0.0015739 | 0.0024697 | 0.69362 | 0.00075239 | 0.00072513 | 0.56427 | 0.58239 | 0.80349 | 0 | 0 | 0.0003347 | 0.00052275 | 0.15547 | 0.00010314 | 0.00011602 | 0.12729 | 0.13134 | 0.18114
|  | 533.2328 | 0 | 0 | 0.00139 | 0.0021595 | 0.68316 | 0.00016096 | 0.00030227 | 0.56293 | 0.58064 | 0.80062 | 0 | 0 | 0.00033025 | 0.00051877 | 0.15358 | 0.00010502 | 0.00010427 | 0.1273 | 0.13138 | 0.18093
|  | 533.4587 | 0 | 0 | 0.0015345 | 0.0024344 | 0.67682 | 0.00076907 | 0.00062107 | 0.56436 | 0.58274 | 0.80159 | 0 | 0 | 0.00032809 | 0.00051164 | 0.15207 | 9.5897e-05 | 9.9727e-05 | 0.12763 | 0.13181 | 0.18122
|  | 533.6845 | 0 | 0 | 0.0013705 | 0.002096 | 0.66971 | 8.0067e-05 | 0.00026198 | 0.56574 | 0.58441 | 0.80304 | 0 | 0 | 0.00032901 | 0.00051635 | 0.15045 | 9.9903e-05 | 0.0001107 | 0.12784 | 0.13215 | 0.18137
|  | 533.9104 | 0 | 0 | 0.0015426 | 0.002476 | 0.66244 | 0.0008045 | 0.00071815 | 0.56622 | 0.58568 | 0.80283 | 0 | 0 | 0.00032766 | 0.00051386 | 0.14811 | 0.00012087 | 0.00010567 | 0.12742 | 0.13174 | 0.18058
|  | 534.1363 | 0 | 0 | 0.0013584 | 0.0020737 | 0.64887 | 0.00026566 | 0.00021747 | 0.56191 | 0.58075 | 0.796 | 0 | 0 | 0.00032172 | 0.00051167 | 0.14543 | 0.00011909 | 0.00010442 | 0.12671 | 0.131 | 0.17936
|  | 534.3622 | 0 | 0 | 0.0014898 | 0.0024562 | 0.63865 | 0.00078866 | 0.00070695 | 0.55988 | 0.57896 | 0.79187 | 0 | 0 | 0.00032195 | 0.00050676 | 0.14272 | 0.00011963 | 0.00010764 | 0.12595 | 0.1303 | 0.17804
|  | 534.5882 | 0 | 0 | 0.0013604 | 0.00203 | 0.62484 | 0.00027035 | 0.00024596 | 0.55515 | 0.57452 | 0.78428 | 0 | 0 | 0.00032193 | 0.00050165 | 0.14043 | 0.00013884 | 9.7081e-05 | 0.12547 | 0.12994 | 0.1772
|  | 534.8141 | 0 | 0 | 0.0014894 | 0.0024108 | 0.6183 | 0.00095874 | 0.00061343 | 0.5555 | 0.57571 | 0.78435 | 0 | 0 | 0.000307 | 0.00049495 | 0.13869 | 0.00013078 | 0.00010697 | 0.12545 | 0.12998 | 0.17696
|  | 535.04 | 0 | 0 | 0.0012281 | 0.0019705 | 0.60938 | 0.00019894 | 0.00033341 | 0.55493 | 0.57482 | 0.7821 | 0 | 0 | 0.00029913 | 0.00048752 | 0.13663 | 0.00012352 | 0.00011983 | 0.12522 | 0.12971 | 0.17648
|  | 535.266 | 0 | 0 | 0.0014197 | 0.0023448 | 0.60005 | 0.00089444 | 0.00072727 | 0.55349 | 0.57334 | 0.78 | 0 | 0 | 0.00030105 | 0.00048778 | 0.13456 | 0.00012839 | 0.00010819 | 0.1249 | 0.12938 | 0.17594
|  | 535.4919 | 0 | 0 | 0.0012448 | 0.0019725 | 0.59093 | 0.00024189 | 0.00023026 | 0.55201 | 0.57179 | 0.77722 | 0 | 0 | 0.0003106 | 0.00048528 | 0.13306 | 0.00014109 | 0.00011209 | 0.12498 | 0.1296 | 0.17592
|  | 535.7179 | 0 | 0 | 0.0015041 | 0.0023224 | 0.58674 | 0.0010068 | 0.00076174 | 0.55408 | 0.57524 | 0.77973 | 0 | 0 | 0.00032031 | 0.00047897 | 0.13152 | 0.00013199 | 0.00012017 | 0.1251 | 0.12982 | 0.17597
|  | 535.9439 | 0 | 0 | 0.0013305 | 0.0019162 | 0.57717 | 0.00016123 | 0.0003017 | 0.55297 | 0.57363 | 0.77749 | 0 | 0 | 0.00032696 | 0.00048662 | 0.12982 | 0.0001331 | 0.0001403 | 0.12514 | 0.12989 | 0.17591
|  | 536.1699 | 0 | 0 | 0.001563 | 0.0023902 | 0.5717 | 0.0010166 | 0.00093991 | 0.55444 | 0.57587 | 0.77921 | 0 | 0 | 0.00032461 | 0.00047965 | 0.1283 | 0.00011997 | 0.00013664 | 0.12525 | 0.13005 | 0.1759
|  | 536.3959 | 0 | 0 | 0.0013094 | 0.0018541 | 0.56362 | 4.4921e-05 | 0.00026917 | 0.55384 | 0.57495 | 0.77729 | 0 | 0 | 0.00030747 | 0.00047517 | 0.12683 | 0.00010889 | 0.00011262 | 0.12531 | 0.13024 | 0.17576
|  | 536.622 | 0 | 0 | 0.0014112 | 0.0023503 | 0.55864 | 0.00091861 | 0.00072729 | 0.55496 | 0.57748 | 0.77795 | 0 | 0 | 0.00030146 | 0.00048207 | 0.12517 | 0.00010891 | 0.00011238 | 0.12524 | 0.13033 | 0.17551
|  | 536.848 | 0 | 0 | 0.0012561 | 0.001915 | 0.54885 | 4.5031e-05 | 0.00026703 | 0.55316 | 0.57564 | 0.77492 | 0 | 0 | 0.00031204 | 0.00047254 | 0.12332 | 0.00011571 | 0.00011858 | 0.12503 | 0.13021 | 0.17508
|  | 537.0741 | 0 | 0 | 0.0015046 | 0.0022656 | 0.5422 | 0.00097866 | 0.00078209 | 0.55301 | 0.57637 | 0.77406 | 0 | 0 | 0.00032 | 0.00047363 | 0.12157 | 0.00011925 | 0.00012477 | 0.1248 | 0.13006 | 0.17476
|  | 537.3001 | 0 | 0 | 0.0013264 | 0.0019245 | 0.53327 | 7.6345e-05 | 0.00032176 | 0.55111 | 0.57425 | 0.772 | 0 | 0 | 0.00031395 | 0.00047764 | 0.12013 | 0.00011007 | 0.00013478 | 0.12491 | 0.1303 | 0.17484
|  | 537.5262 | 0 | 0 | 0.0014509 | 0.0023009 | 0.52945 | 0.00089737 | 0.00087059 | 0.55391 | 0.57845 | 0.77475 | 0 | 0 | 0.00030462 | 0.00047042 | 0.11902 | 0.00011276 | 0.00012263 | 0.12531 | 0.13085 | 0.17532
|  | 537.7523 | 0 | 0 | 0.0012437 | 0.0018605 | 0.52337 | 0.00010008 | 0.00021417 | 0.5546 | 0.57908 | 0.77618 | 0 | 0 | 0.00030782 | 0.00047506 | 0.11813 | 0.00012058 | 0.00012163 | 0.12593 | 0.13152 | 0.1761
|  | 537.9784 | 0 | 0 | 0.001479 | 0.0023415 | 0.52151 | 0.0009665 | 0.0008617 | 0.5593 | 0.58428 | 0.78149 | 0 | 0 | 0.00030986 | 0.00046742 | 0.11672 | 0.00011275 | 0.0001386 | 0.12608 | 0.13171 | 0.17619
|  | 538.2045 | 0 | 0 | 0.0012617 | 0.0017928 | 0.5109 | 3.0792e-05 | 0.00036415 | 0.55583 | 0.58068 | 0.77688 | 0 | 0 | 0.00031458 | 0.00047261 | 0.11488 | 0.00011084 | 0.00013427 | 0.12572 | 0.13158 | 0.1757
|  | 538.4307 | 0 | 0 | 0.0015206 | 0.0023872 | 0.50514 | 0.00094954 | 0.00082341 | 0.55608 | 0.58308 | 0.77707 | 0 | 0 | 0.00032111 | 0.0004873 | 0.11361 | 0.00012799 | 0.00010643 | 0.12599 | 0.13197 | 0.17581
|  | 538.6568 | 0 | 0 | 0.0013193 | 0.0019225 | 0.4996 | 0.00018245 | 0.00011785 | 0.55817 | 0.58406 | 0.77784 | 0 | 0 | 0.00033439 | 0.00048079 | 0.11254 | 0.00013832 | 0.00011886 | 0.12638 | 0.1324 | 0.17622
|  | 538.883 | 0 | 0 | 0.0016378 | 0.0023292 | 0.49566 | 0.0010407 | 0.00093323 | 0.55946 | 0.58676 | 0.78055 | 0 | 0 | 0.00032268 | 0.00046194 | 0.1113 | 0.00011418 | 0.00012171 | 0.12658 | 0.13274 | 0.17645
|  | 539.1091 | 0 | 0 | 0.0012156 | 0.0017557 | 0.48852 | -3.1103e-05 | 0.00014304 | 0.55991 | 0.58709 | 0.77981 | 0 | 0 | 0.00030746 | 0.00045928 | 0.11002 | 0.00011307 | 0.00012121 | 0.12683 | 0.13318 | 0.17656
|  | 539.3353 | 0 | 0 | 0.0015032 | 0.0023055 | 0.48434 | 0.0010309 | 0.00092878 | 0.56154 | 0.59054 | 0.78144 | 0 | 0 | 0.00030695 | 0.00045666 | 0.10877 | 0.00011416 | 0.00011188 | 0.12696 | 0.1334 | 0.17674
|  | 539.5615 | 0 | 0 | 0.001211 | 0.0017324 | 0.47746 | -2.1493e-05 | 6.0521e-05 | 0.56107 | 0.58898 | 0.7813 | 0 | 0 | 0.00030382 | 0.00046235 | 0.1074 | 0.00011303 | 0.0001052 | 0.12698 | 0.13342 | 0.17668
|  | 539.7877 | 0 | 0 | 0.0014752 | 0.0023554 | 0.47208 | 0.0010208 | 0.00086961 | 0.56159 | 0.59063 | 0.78076 | 0 | 0 | 0.00030506 | 0.00046983 | 0.10618 | 0.00013128 | 0.00011417 | 0.12724 | 0.13375 | 0.17697
|  | 540.0139 | 0 | 0 | 0.0012219 | 0.0017983 | 0.4667 | 0.00013985 | 0.00013978 | 0.5633 | 0.59185 | 0.78385 | 0 | 0 | 0.00030633 | 0.00046213 | 0.10561 | 0.00014873 | 0.00010484 | 0.12807 | 0.13486 | 0.17831
|  | 540.2402 | 0 | 0 | 0.0014863 | 0.0022872 | 0.46692 | 0.001175 | 0.00078707 | 0.56891 | 0.60038 | 0.79246 | 0 | 0 | 0.00030875 | 0.00045324 | 0.10505 | 0.00012162 | 0.0001023 | 0.12902 | 0.13611 | 0.17951
|  | 540.4664 | 0 | 0 | 0.0012432 | 0.0017196 | 0.46177 | -9.9856e-05 | 0.00011726 | 0.57169 | 0.60285 | 0.79444 | 0 | 0 | 0.00031581 | 0.00046485 | 0.10435 | 0.0001227 | 0.00011276 | 0.12993 | 0.13717 | 0.18045
|  | 540.6927 | 0 | 0 | 0.0015484 | 0.0023894 | 0.46063 | 0.0011845 | 0.00087945 | 0.5768 | 0.60966 | 0.80066 | 0 | 0 | 0.0003086 | 0.00046659 | 0.10313 | 0.00014096 | 0.0001212 | 0.13014 | 0.13758 | 0.18063
|  | 540.9189 | 0 | 0 | 0.0011794 | 0.0017349 | 0.45101 | 6.1506e-05 | 0.00019186 | 0.57358 | 0.60649 | 0.79596 | 0 | 0 | 0.00030156 | 0.00045547 | 0.10178 | 0.00013355 | 0.0001271 | 0.13026 | 0.13772 | 0.18073
|  | 541.1452 | 0 | 0 | 0.0014858 | 0.0022906 | 0.44851 | 0.0011189 | 0.00093143 | 0.57772 | 0.61073 | 0.80138 | 0 | 0 | 0.00030732 | 0.00043741 | 0.10065 | 0.0001114 | 0.00012725 | 0.1306 | 0.13821 | 0.18112
|  | 541.3715 | 0 | 0 | 0.0012303 | 0.0015753 | 0.44107 | -0.00013427 | 0.00019323 | 0.57652 | 0.61079 | 0.79941 | 0 | 0 | 0.0003062 | 0.00045068 | 0.099824 | 0.00010247 | 0.00010039 | 0.1311 | 0.13896 | 0.18195
|  | 541.5978 | 0 | 0 | 0.0014758 | 0.0024077 | 0.44116 | 0.0010398 | 0.000694 | 0.58209 | 0.6173 | 0.80864 | 0 | 0 | 0.00029409 | 0.00046118 | 0.0989 | 0.00011549 | 8.6706e-05 | 0.13149 | 0.13956 | 0.18253
|  | 541.8241 | 0 | 0 | 0.0011231 | 0.0016678 | 0.43282 | -1.9214e-05 | 7.2224e-05 | 0.5799 | 0.616 | 0.80441 | 0 | 0 | 0.00029107 | 0.00045093 | 0.097775 | 0.00013113 | 9.5876e-05 | 0.13182 | 0.1401 | 0.18288
|  | 542.0505 | 0 | 0 | 0.001449 | 0.002317 | 0.43118 | 0.0011779 | 0.000775 | 0.58493 | 0.62204 | 0.81164 | 0 | 0 | 0.00030307 | 0.00045687 | 0.096763 | 0.00011833 | 0.00010935 | 0.13224 | 0.14064 | 0.18348
|  | 542.2768 | 0 | 0 | 0.0012289 | 0.0017199 | 0.42381 | -0.00013235 | 0.00019119 | 0.5835 | 0.62067 | 0.8096 | 0 | 0 | 0.00031015 | 0.00046068 | 0.095796 | 0.00011237 | 0.00012065 | 0.13257 | 0.14124 | 0.18392
|  | 542.5032 | 0 | 0 | 0.0015116 | 0.0023506 | 0.42264 | 0.0011252 | 0.00087489 | 0.58786 | 0.62735 | 0.81551 | 0 | 0 | 0.00030365 | 0.00046056 | 0.094607 | 0.00011304 | 9.79e-05 | 0.13273 | 0.1416 | 0.18391
|  | 542.7295 | 0 | 0 | 0.0011712 | 0.0017185 | 0.41322 | -0.0001265 | -9.9344e-06 | 0.58484 | 0.62373 | 0.80939 | 0 | 0 | 0.00030307 | 0.00045534 | 0.093314 | 0.00010365 | 0.00010306 | 0.13279 | 0.14181 | 0.18383
|  | 542.9559 | 0 | 0 | 0.0015063 | 0.0023043 | 0.41118 | 0.0010422 | 0.00092041 | 0.58834 | 0.62909 | 0.81466 | 0 | 0 | 0.00030319 | 0.00045482 | 0.092349 | 0.0001333 | 0.0001182 | 0.13314 | 0.1423 | 0.1844
|  | 543.1823 | 0 | 0 | 0.0011721 | 0.0017137 | 0.40466 | 0.00013539 | 0.00012384 | 0.58785 | 0.62799 | 0.81441 | 0 | 0 | 0.00029855 | 0.00045325 | 0.091076 | 0.00013496 | 9.7393e-05 | 0.13316 | 0.14236 | 0.18432
|  | 543.4087 | 0 | 0 | 0.0014651 | 0.00229 | 0.39986 | 0.0010568 | 0.00073649 | 0.58844 | 0.62951 | 0.81377 | 0 | 0 | 0.00029407 | 0.00044011 | 0.089804 | 0.00011535 | 8.16e-05 | 0.13301 | 0.14237 | 0.18412
|  | 543.6351 | 0 | 0 | 0.0011324 | 0.0015975 | 0.39339 | -3.7914e-05 | -1.5702e-05 | 0.58643 | 0.62803 | 0.81263 | 0 | 0 | 0.00029101 | 0.00042494 | 0.088535 | 0.00010866 | 6.784e-05 | 0.13287 | 0.14244 | 0.18394
|  | 543.8616 | 0 | 0 | 0.001438 | 0.0021559 | 0.38862 | 0.00099772 | 0.00061492 | 0.58722 | 0.63012 | 0.81207 | 0 | 0 | 0.000294 | 0.00042284 | 0.087316 | 0.00012348 | 7.262e-05 | 0.13296 | 0.14279 | 0.18402
|  | 544.088 | 0 | 0 | 0.0011587 | 0.0015788 | 0.38258 | 9.288e-05 | 2.6495e-05 | 0.58713 | 0.63108 | 0.81324 | 0 | 0 | 0.00030091 | 0.00043675 | 0.086527 | 0.00014521 | 9.9764e-05 | 0.13359 | 0.14375 | 0.18514
|  | 544.3144 | 0 | 0 | 0.001499 | 0.0022786 | 0.38162 | 0.0011896 | 0.00085462 | 0.59277 | 0.63848 | 0.82191 | 0 | 0 | 0.0002994 | 0.00045354 | 0.085603 | 0.00015598 | 0.0001041 | 0.13396 | 0.14435 | 0.18558
|  | 544.5409 | 0 | 0 | 0.0011451 | 0.0017268 | 0.37435 | 0.00018784 | 6.473e-05 | 0.59028 | 0.63628 | 0.81699 | 0 | 0 | 0.00029503 | 0.00044646 | 0.084469 | 0.00014651 | 9.6873e-05 | 0.13404 | 0.14453 | 0.18548
|  | 544.7674 | 0 | 0 | 0.0014603 | 0.0022159 | 0.37157 | 0.0011059 | 0.00079074 | 0.59339 | 0.64007 | 0.82091 | 0 | 0 | 0.00030401 | 0.0004396 | 0.083398 | 0.00012202 | 0.00010819 | 0.13421 | 0.14487 | 0.18555
|  | 544.9939 | 0 | 0 | 0.0012242 | 0.001666 | 0.36486 | -2.8452e-05 | 0.00016459 | 0.59176 | 0.63918 | 0.81756 | 0 | 0 | 0.0002965 | 0.0004299 | 0.082427 | 8.1995e-05 | 9.1674e-05 | 0.13448 | 0.1454 | 0.18578
|  | 545.2204 | 0 | 0 | 0.0013938 | 0.0021299 | 0.36294 | 0.00075243 | 0.00064486 | 0.59563 | 0.64462 | 0.8228 | 0 | 0 | 0.00029588 | 0.00043869 | 0.08149 | 8.1701e-05 | 9.3572e-05 | 0.13481 | 0.14595 | 0.18618
|  | 545.4469 | 0 | 0 | 0.0012188 | 0.0017436 | 0.35659 | -3.1048e-05 | 0.00018135 | 0.59465 | 0.64405 | 0.82108 | 0 | 0 | 0.0002967 | 0.00044758 | 0.08032 | 9.65e-05 | 9.0994e-05 | 0.13467 | 0.14602 | 0.18595
|  | 545.6734 | 0 | 0 | 0.0014007 | 0.0022081 | 0.35255 | 0.00088303 | 0.00062202 | 0.5943 | 0.64517 | 0.82061 | 0 | 0 | 0.00028922 | 0.00043158 | 0.079081 | 0.00010222 | 7.4158e-05 | 0.13438 | 0.14593 | 0.18572
|  | 545.9 | 0 | 0 | 0.0011525 | 0.001602 | 0.34559 | 1.9357e-05 | 3.265e-05 | 0.59202 | 0.64311 | 0.81892 | 0 | 0 | 0.00029356 | 0.00042331 | 0.078184 | 0.00010093 | 9.2825e-05 | 0.13481 | 0.14654 | 0.18626
|  | 546.1265 | 0 | 0 | 0.0014391 | 0.002135 | 0.34462 | 0.00087163 | 0.00078681 | 0.59807 | 0.65055 | 0.82543 | 0 | 0 | 0.00029867 | 0.00043514 | 0.077323 | 0.00010764 | 0.00011151 | 0.1352 | 0.14719 | 0.18671
|  | 546.3531 | 0 | 0 | 0.0011974 | 0.0017061 | 0.33793 | 7.8539e-05 | 0.00019756 | 0.59537 | 0.64874 | 0.82272 | 0 | 0 | 0.00029299 | 0.00043165 | 0.07631 | 0.00012326 | 9.5514e-05 | 0.13525 | 0.14758 | 0.18687
|  | 546.5797 | 0 | 0 | 0.0013889 | 0.0021042 | 0.33568 | 0.0010096 | 0.00064556 | 0.59855 | 0.65396 | 0.82685 | 0 | 0 | 0.00029488 | 0.0004305 | 0.075312 | 0.0001351 | 0.00010103 | 0.13541 | 0.14797 | 0.18696
|  | 546.8063 | 0 | 0 | 0.0012137 | 0.0016955 | 0.32903 | 0.00018284 | 0.00024617 | 0.59662 | 0.65205 | 0.8233 | 0 | 0 | 0.00029925 | 0.00043226 | 0.074054 | 0.00012512 | 0.00011384 | 0.1351 | 0.14777 | 0.18633
|  | 547.0329 | 0 | 0 | 0.0014275 | 0.0021197 | 0.32458 | 0.00092145 | 0.00075858 | 0.59574 | 0.65217 | 0.82126 | 0 | 0 | 0.00030666 | 0.00043817 | 0.072969 | 0.00011516 | 0.00012048 | 0.13501 | 0.14785 | 0.18618
|  | 547.2595 | 0 | 0 | 0.0012789 | 0.0017472 | 0.3194 | 9.4901e-05 | 0.0003047 | 0.59576 | 0.65269 | 0.8218 | 0 | 0 | 0.00030049 | 0.00042606 | 0.071867 | 0.00012211 | 0.00011691 | 0.13483 | 0.1479 | 0.18601
|  | 547.4861 | 0 | 0 | 0.001373 | 0.0020129 | 0.31486 | 0.00098277 | 0.00072704 | 0.59418 | 0.65257 | 0.81981 | 0 | 0 | 0.00028574 | 0.00042116 | 0.070554 | 0.00013127 | 0.00010751 | 0.13428 | 0.14758 | 0.18529
|  | 547.7128 | 0 | 0 | 0.0011486 | 0.0017037 | 0.30775 | 0.00017559 | 0.00022166 | 0.59081 | 0.64976 | 0.81531 | 0 | 0 | 0.00027542 | 0.00042244 | 0.069416 | 0.00011109 | 0.00010324 | 0.13409 | 0.14763 | 0.18494
|  | 547.9394 | 0 | 0 | 0.0012817 | 0.0020239 | 0.30476 | 0.00080466 | 0.00068934 | 0.5924 | 0.65286 | 0.81659 | 0 | 0 | 0.00027415 | 0.0004179 | 0.068487 | 0.00012189 | 0.00010263 | 0.13414 | 0.14794 | 0.18497
|  | 548.1661 | 0 | 0 | 0.0011374 | 0.0016635 | 0.29956 | 0.00027085 | 0.00021621 | 0.59121 | 0.65257 | 0.81552 | 0 | 0 | 0.00027491 | 0.00040928 | 0.067444 | 0.00012052 | 9.2499e-05 | 0.134 | 0.14811 | 0.18482
|  | 548.3928 | 0 | 0 | 0.0012882 | 0.0019475 | 0.2955 | 0.00079249 | 0.00059991 | 0.59109 | 0.65422 | 0.81518 | 0 | 0 | 0.00027643 | 0.00040869 | 0.066341 | 0.00011537 | 0.00010092 | 0.13372 | 0.148 | 0.1843
|  | 548.6195 | 0 | 0 | 0.0011507 | 0.0016582 | 0.2898 | 0.00022535 | 0.00029044 | 0.58867 | 0.65152 | 0.81079 | 0 | 0 | 0.00027645 | 0.00040939 | 0.065272 | 0.00012351 | 9.8816e-05 | 0.13341 | 0.14776 | 0.18366
|  | 548.8461 | 0 | 0 | 0.0012882 | 0.0019535 | 0.28605 | 0.00086427 | 0.00058134 | 0.58834 | 0.65205 | 0.80953 | 0 | 0 | 0.00027717 | 0.00041033 | 0.064337 | 0.00012812 | 9.7302e-05 | 0.13342 | 0.14807 | 0.18363
|  | 549.0729 | 0 | 0 | 0.0011569 | 0.0016662 | 0.2815 | 0.00026593 | 0.000277 | 0.58866 | 0.65416 | 0.81036 | 0 | 0 | 0.00027501 | 0.00040323 | 0.063479 | 0.00012085 | 0.000111 | 0.13361 | 0.14854 | 0.18385
|  | 549.2996 | 0 | 0 | 0.0012691 | 0.0018909 | 0.27848 | 0.00080014 | 0.00070219 | 0.58997 | 0.65618 | 0.8115 | 0 | 0 | 0.00026867 | 0.00039661 | 0.062535 | 0.00012814 | 0.0001175 | 0.13356 | 0.14865 | 0.18376
|  | 549.5263 | 0 | 0 | 0.0011007 | 0.0016075 | 0.27313 | 0.00033018 | 0.00033427 | 0.58808 | 0.65498 | 0.80939 | 0 | 0 | 0.00026193 | 0.00038595 | 0.061684 | 0.00012251 | 0.00010344 | 0.13362 | 0.14902 | 0.1839
|  | 549.7531 | 0 | 0 | 0.0012096 | 0.0017966 | 0.27094 | 0.00075035 | 0.00057812 | 0.59051 | 0.65944 | 0.81267 | 0 | 0 | 0.00026665 | 0.00038859 | 0.061002 | 0.00011522 | 9.719e-05 | 0.13406 | 0.14988 | 0.18446
|  | 549.9799 | 0 | 0 | 0.0011421 | 0.0016305 | 0.26707 | 0.00026583 | 0.00027905 | 0.59188 | 0.66241 | 0.81415 | 0 | 0 | 0.00027465 | 0.00040541 | 0.060441 | 0.00011765 | 0.00010036 | 0.13487 | 0.15108 | 0.1855
|  | 550.2066 | 0 | 0 | 0.0012801 | 0.001945 | 0.26599 | 0.00077174 | 0.00060609 | 0.59758 | 0.67 | 0.82191 | 0 | 0 | 0.00027431 | 0.00041381 | 0.059883 | 0.00013036 | 0.00010899 | 0.13554 | 0.15202 | 0.18635
|  | 550.4334 | 0 | 0 | 0.0011389 | 0.0017043 | 0.2621 | 0.00037784 | 0.00035505 | 0.59768 | 0.67065 | 0.8215 | 0 | 0 | 0.00027202 | 0.00040515 | 0.059065 | 0.00013171 | 0.0001146 | 0.13563 | 0.15235 | 0.18643
|  | 550.6602 | 0 | 0 | 0.0012599 | 0.0018684 | 0.25875 | 0.00078359 | 0.0006555 | 0.59839 | 0.67279 | 0.82255 | 0 | 0 | 0.00027561 | 0.00039876 | 0.058285 | 0.00014215 | 0.00011648 | 0.13585 | 0.15281 | 0.1867
|  | 550.887 | 0 | 0 | 0.0011704 | 0.0016477 | 0.25517 | 0.0004698 | 0.00037158 | 0.59949 | 0.67459 | 0.82368 | 0 | 0 | 0.0002769 | 0.0004007 | 0.057591 | 0.00014103 | 0.00011509 | 0.13624 | 0.15343 | 0.18713
|  | 551.1138 | 0 | 0 | 0.0012712 | 0.0018854 | 0.25264 | 0.00077375 | 0.00064326 | 0.60185 | 0.67828 | 0.82639 | 0 | 0 | 0.00027192 | 0.00040603 | 0.056849 | 0.00013809 | 0.00011761 | 0.13639 | 0.15392 | 0.18735
|  | 551.3407 | 0 | 0 | 0.0011263 | 0.0016944 | 0.24859 | 0.00044374 | 0.00039365 | 0.60067 | 0.67882 | 0.82548 | 0 | 0 | 0.00026814 | 0.00039886 | 0.055964 | 0.00012253 | 0.00011293 | 0.13619 | 0.15404 | 0.18717
|  | 551.5675 | 0 | 0 | 0.0012378 | 0.0018221 | 0.24481 | 0.00063652 | 0.00060196 | 0.60007 | 0.67927 | 0.82466 | 0 | 0 | 0.00027048 | 0.00039101 | 0.055212 | 0.00012395 | 0.00011031 | 0.13637 | 0.1545 | 0.18741
|  | 551.7944 | 0 | 0 | 0.0011468 | 0.0016251 | 0.24194 | 0.0004562 | 0.00037049 | 0.60217 | 0.68279 | 0.82752 | 0 | 0 | 0.00026682 | 0.00039434 | 0.054622 | 0.00014738 | 0.00010251 | 0.13686 | 0.15536 | 0.18814
|  | 552.0213 | 0 | 0 | 0.0012053 | 0.0018511 | 0.23956 | 0.00084301 | 0.00053312 | 0.60432 | 0.68678 | 0.83097 | 0 | 0 | 0.00026865 | 0.00039902 | 0.054036 | 0.0001603 | 0.00010883 | 0.13735 | 0.15621 | 0.1888
|  | 552.2482 | 0 | 0 | 0.0011629 | 0.0016663 | 0.23678 | 0.0005701 | 0.00042621 | 0.60649 | 0.69026 | 0.83337 | 0 | 0 | 0.00027299 | 0.00038967 | 0.053508 | 0.00015089 | 0.00012006 | 0.13798 | 0.15724 | 0.18944
|  | 552.4751 | 0 | 0 | 0.0012433 | 0.0017684 | 0.23486 | 0.00075992 | 0.00063202 | 0.60974 | 0.69572 | 0.83645 | 0 | 0 | 0.00027534 | 0.00039007 | 0.052939 | 0.00014465 | 0.00011696 | 0.13855 | 0.15825 | 0.19003
|  | 552.702 | 0 | 0 | 0.0011835 | 0.0016698 | 0.23175 | 0.00051499 | 0.00039886 | 0.61141 | 0.69908 | 0.83845 | 0 | 0 | 0.00027842 | 0.00040031 | 0.052277 | 0.00013948 | 0.00011348 | 0.13892 | 0.159 | 0.19047
|  | 552.9289 | 0 | 0 | 0.0012703 | 0.0018583 | 0.22899 | 0.0007143 | 0.00060125 | 0.6129 | 0.70225 | 0.84023 | 0 | 0 | 0.00028127 | 0.00040893 | 0.051568 | 0.0001435 | 0.00012613 | 0.13902 | 0.15945 | 0.1906
|  | 553.1558 | 0 | 0 | 0.0012086 | 0.0017458 | 0.22549 | 0.00055037 | 0.00051035 | 0.61233 | 0.70307 | 0.83958 | 0 | 0 | 0.00027356 | 0.00040083 | 0.050813 | 0.00013601 | 0.00011661 | 0.13888 | 0.15968 | 0.19049
|  | 553.3828 | 0 | 0 | 0.0012021 | 0.0017866 | 0.22229 | 0.00064825 | 0.00051728 | 0.61156 | 0.7041 | 0.83907 | 0 | 0 | 0.00027023 | 0.00039244 | 0.05 | 0.00012662 | 0.00010604 | 0.13864 | 0.1597 | 0.19019
|  | 553.6097 | 0 | 0 | 0.0011792 | 0.0016717 | 0.21832 | 0.00046758 | 0.00041719 | 0.6102 | 0.70322 | 0.83693 | 0 | 0 | 0.00026859 | 0.00038504 | 0.049282 | 0.00012607 | 0.00010991 | 0.13874 | 0.16005 | 0.19019
|  | 553.8367 | 0 | 0 | 0.0011875 | 0.0017212 | 0.21595 | 0.00064328 | 0.00055129 | 0.61231 | 0.70712 | 0.83901 | 0 | 0 | 0.000264 | 0.00038579 | 0.048764 | 0.00014631 | 0.00010444 | 0.13936 | 0.16107 | 0.19086
|  | 554.0637 | 0 | 0 | 0.0011386 | 0.0016779 | 0.21371 | 0.00064583 | 0.00036889 | 0.61563 | 0.71208 | 0.84268 | 0 | 0 | 0.00025849 | 0.00038491 | 0.048303 | 0.00015922 | 8.1714e-05 | 0.14016 | 0.16227 | 0.19187
|  | 554.2907 | 0 | 0 | 0.0011389 | 0.0017135 | 0.21188 | 0.00075708 | 0.00035108 | 0.61933 | 0.71766 | 0.84787 | 0 | 0 | 0.00026023 | 0.00038357 | 0.047789 | 0.00015545 | 8.6145e-05 | 0.14071 | 0.16325 | 0.19255
|  | 554.5177 | 0 | 0 | 0.0011537 | 0.0016658 | 0.20915 | 0.00061248 | 0.00040787 | 0.62039 | 0.72061 | 0.84854 | 0 | 0 | 0.000267 | 0.00038707 | 0.047258 | 0.00014146 | 0.00010283 | 0.14114 | 0.16406 | 0.19294
|  | 554.7447 | 0 | 0 | 0.0011984 | 0.001744 | 0.20716 | 0.00063371 | 0.00049797 | 0.62296 | 0.72465 | 0.85118 | 0 | 0 | 0.00026885 | 0.00039469 | 0.046778 | 0.00013305 | 0.00010467 | 0.14174 | 0.165 | 0.19369
|  | 554.9718 | 0 | 0 | 0.0011699 | 0.001733 | 0.20493 | 0.0005384 | 0.00042409 | 0.62567 | 0.72889 | 0.8551 | 0 | 0 | 0.00026526 | 0.00039179 | 0.046222 | 0.0001328 | 9.97e-05 | 0.14204 | 0.16572 | 0.19421
|  | 555.1988 | 0 | 0 | 0.0011668 | 0.0017183 | 0.20224 | 0.00063141 | 0.00045417 | 0.62556 | 0.73097 | 0.85569 | 0 | 0 | 0.00026422 | 0.00039 | 0.045572 | 0.00015445 | 0.00010485 | 0.14199 | 0.16612 | 0.19426
|  | 555.4259 | 0 | 0 | 0.0011606 | 0.0017169 | 0.19917 | 0.00072906 | 0.00046935 | 0.62511 | 0.73223 | 0.85539 | 0 | 0 | 0.0002631 | 0.00038982 | 0.044827 | 0.00015662 | 0.00010006 | 0.14174 | 0.16617 | 0.19384
|  | 555.6529 | 0 | 0 | 0.0011568 | 0.0017166 | 0.19566 | 0.00065045 | 0.00041199 | 0.62334 | 0.73136 | 0.85196 | 0 | 0 | 0.00025594 | 0.00039092 | 0.044029 | 0.00014152 | 8.7472e-05 | 0.14131 | 0.16597 | 0.19313
|  | 555.88 | 0 | 0 | 0.0010973 | 0.0017263 | 0.1921 | 0.00059595 | 0.00035838 | 0.62123 | 0.73038 | 0.84892 | 0 | 0 | 0.00024937 | 0.00038969 | 0.043225 | 0.00013672 | 8.0869e-05 | 0.14089 | 0.16578 | 0.19241
|  | 556.1071 | 0 | 0 | 0.0010989 | 0.0017058 | 0.18858 | 0.00060814 | 0.00035384 | 0.6196 | 0.72966 | 0.84564 | 0 | 0 | 0.00025609 | 0.0003841 | 0.042539 | 0.00014023 | 8.4318e-05 | 0.14066 | 0.16584 | 0.1919
|  | 556.3342 | 0 | 0 | 0.0011563 | 0.0016767 | 0.18603 | 0.00062676 | 0.00038868 | 0.61911 | 0.73082 | 0.84427 | 0 | 0 | 0.00025752 | 0.00036888 | 0.04197 | 0.00013804 | 8.0346e-05 | 0.14062 | 0.16625 | 0.1917
|  | 556.5613 | 0 | 0 | 0.0011114 | 0.0015715 | 0.18355 | 0.00058885 | 0.00031884 | 0.61921 | 0.73316 | 0.84385 | 0 | 0 | 0.00025186 | 0.00036496 | 0.04141 | 0.00014888 | 8.1491e-05 | 0.14071 | 0.16677 | 0.19174
|  | 556.7885 | 0 | 0 | 0.0011063 | 0.0016421 | 0.18108 | 0.00072212 | 0.00039874 | 0.61981 | 0.73531 | 0.84455 | 0 | 0 | 0.00025143 | 0.00037164 | 0.040795 | 0.0001489 | 8.5232e-05 | 0.14077 | 0.1671 | 0.19178
|  | 557.0156 | 0 | 0 | 0.0011075 | 0.0016302 | 0.17813 | 0.00058899 | 0.00035174 | 0.61966 | 0.73598 | 0.84409 | 0 | 0 | 0.00026165 | 0.00037654 | 0.04019 | 0.00014563 | 8.7083e-05 | 0.14085 | 0.16749 | 0.19182
|  | 557.2428 | 0 | 0 | 0.0011961 | 0.001685 | 0.17572 | 0.00069321 | 0.00041497 | 0.62046 | 0.73863 | 0.84476 | 0 | 0 | 0.00026559 | 0.00037383 | 0.039594 | 0.00015018 | 8.2376e-05 | 0.14084 | 0.16785 | 0.1917
|  | 557.4699 | 0 | 0 | 0.0011422 | 0.0016063 | 0.17288 | 0.00062902 | 0.0003103 | 0.61954 | 0.73919 | 0.84304 | 0 | 0 | 0.00026092 | 0.00037778 | 0.039052 | 0.00016368 | 8.6565e-05 | 0.14085 | 0.16827 | 0.19165
|  | 557.6971 | 0 | 0 | 0.0011548 | 0.0017195 | 0.17092 | 0.00081194 | 0.00045178 | 0.62042 | 0.74223 | 0.84418 | 0 | 0 | 0.00025643 | 0.00037794 | 0.038576 | 0.00016072 | 8.8395e-05 | 0.14106 | 0.16901 | 0.19193
|  | 557.9243 | 0 | 0 | 0.0011025 | 0.0016074 | 0.16866 | 0.00060289 | 0.00032635 | 0.6213 | 0.74552 | 0.84539 | 0 | 0 | 0.00025295 | 0.00036715 | 0.038088 | 0.00015286 | 8.5366e-05 | 0.14127 | 0.16967 | 0.19212
|  | 558.1515 | 0 | 0 | 0.0011242 | 0.0016245 | 0.16662 | 0.00074272 | 0.00042512 | 0.6223 | 0.74809 | 0.8458 | 0 | 0 | 0.00024879 | 0.00035519 | 0.0375 | 0.00015419 | 8.3057e-05 | 0.14113 | 0.1699 | 0.1918
|  | 558.3787 | 0 | 0 | 0.0010657 | 0.0015019 | 0.16345 | 0.0006145 | 0.00030595 | 0.61995 | 0.74738 | 0.8424 | 0 | 0 | 0.0002455 | 0.00035733 | 0.036911 | 0.00015293 | 8.8666e-05 | 0.14097 | 0.17011 | 0.19158
|  | 558.606 | 0 | 0 | 0.0010951 | 0.0016431 | 0.16143 | 0.00073157 | 0.00047445 | 0.62084 | 0.74987 | 0.84379 | 0 | 0 | 0.00024054 | 0.00036159 | 0.036442 | 0.00014899 | 8.8519e-05 | 0.14123 | 0.17069 | 0.19189
|  | 558.8332 | 0 | 0 | 0.001022 | 0.0015393 | 0.15931 | 0.00057973 | 0.00030463 | 0.62215 | 0.75243 | 0.84504 | 0 | 0 | 0.00023899 | 0.00036248 | 0.036031 | 0.00016433 | 8.0364e-05 | 0.14164 | 0.1715 | 0.19227
|  | 559.0604 | 0 | 0 | 0.0010814 | 0.0016508 | 0.1578 | 0.00086649 | 0.00040265 | 0.62444 | 0.75691 | 0.84712 | 0 | 0 | 0.00023661 | 0.00035743 | 0.035581 | 0.0001648 | 6.6632e-05 | 0.14192 | 0.17225 | 0.19253
|  | 559.2877 | 0 | 0 | 0.0010009 | 0.0014948 | 0.15533 | 0.0005838 | 0.00018374 | 0.62452 | 0.75894 | 0.84728 | 0 | 0 | 0.00024041 | 0.0003582 | 0.035148 | 0.00016533 | 7.2569e-05 | 0.14212 | 0.17301 | 0.19279
|  | 559.515 | 0 | 0 | 0.0011147 | 0.0016573 | 0.15396 | 0.00087106 | 0.00045484 | 0.6261 | 0.76347 | 0.84923 | 0 | 0 | 0.0002434 | 0.00036418 | 0.034714 | 0.00016534 | 8.0693e-05 | 0.14225 | 0.1736 | 0.19291
|  | 559.7423 | 0 | 0 | 0.0010271 | 0.0015472 | 0.1515 | 0.0005838 | 0.0002552 | 0.62557 | 0.76414 | 0.84829 | 0 | 0 | 0.00024928 | 0.00037132 | 0.034241 | 0.00016865 | 9.1004e-05 | 0.14228 | 0.17404 | 0.19289
|  | 559.9696 | 0 | 0 | 0.0011664 | 0.00172 | 0.14979 | 0.00090017 | 0.00054554 | 0.62638 | 0.76725 | 0.84891 | 0 | 0 | 0.00025561 | 0.00037021 | 0.033753 | 0.00016841 | 9.4982e-05 | 0.14242 | 0.17465 | 0.19302
|  | 560.1969 | 0 | 0 | 0.0010825 | 0.0015372 | 0.14718 | 0.00058155 | 0.00029013 | 0.62663 | 0.76932 | 0.84929 | 0 | 0 | 0.00024861 | 0.00036499 | 0.033323 | 0.00017023 | 8.6719e-05 | 0.1427 | 0.17531 | 0.19333
|  | 560.4242 | 0 | 0 | 0.0011048 | 0.0016741 | 0.14601 | 0.00091619 | 0.00047284 | 0.62886 | 0.77311 | 0.85167 | 0 | 0 | 0.00023945 | 0.00035751 | 0.032902 | 0.00016863 | 8.4552e-05 | 0.14291 | 0.1759 | 0.1935
|  | 560.6516 | 0 | 0 | 0.0010017 | 0.0014711 | 0.14344 | 0.00056734 | 0.000271 | 0.62838 | 0.77437 | 0.85064 | 0 | 0 | 0.00023806 | 0.0003574 | 0.032445 | 0.00016762 | 8.4083e-05 | 0.143 | 0.17648 | 0.19347
|  | 560.8789 | 0 | 0 | 0.0010925 | 0.001673 | 0.14197 | 0.00090725 | 0.00046868 | 0.62963 | 0.77812 | 0.85132 | 0 | 0 | 0.00023587 | 0.00035444 | 0.032012 | 0.0001725 | 7.3392e-05 | 0.14311 | 0.17702 | 0.19344
|  | 561.1063 | 0 | 0 | 0.0009824 | 0.0014449 | 0.13962 | 0.00061016 | 0.00017692 | 0.62927 | 0.77902 | 0.85028 | 0 | 0 | 0.00023604 | 0.00035084 | 0.031599 | 0.00017432 | 6.7599e-05 | 0.14322 | 0.17758 | 0.19348
|  | 561.3337 | 0 | 0 | 0.0010938 | 0.001641 | 0.13832 | 0.00092313 | 0.00041768 | 0.63049 | 0.78293 | 0.85152 | 0 | 0 | 0.00023835 | 0.0003484 | 0.031215 | 0.00016086 | 7.451e-05 | 0.14342 | 0.17831 | 0.19366
|  | 561.561 | 0 | 0 | 0.0010027 | 0.0014234 | 0.13624 | 0.00049174 | 0.0002377 | 0.631 | 0.78544 | 0.85186 | 0 | 0 | 0.0002424 | 0.00034638 | 0.030858 | 0.00016063 | 7.9257e-05 | 0.1438 | 0.17916 | 0.19402
|  | 561.7884 | 0 | 0 | 0.0011292 | 0.001623 | 0.13516 | 0.00092104 | 0.00045937 | 0.63372 | 0.79025 | 0.85454 | 0 | 0 | 0.00023878 | 0.00033895 | 0.030442 | 0.00015849 | 6.758e-05 | 0.14391 | 0.1798 | 0.19404
|  | 562.0158 | 0 | 0 | 0.00097072 | 0.001358 | 0.13257 | 0.00047284 | 0.00013497 | 0.63195 | 0.79102 | 0.85195 | 0 | 0 | 0.00023451 | 0.00034795 | 0.029986 | 0.00016559 | 6.6761e-05 | 0.1438 | 0.18025 | 0.19385
|  | 562.2433 | 0 | 0 | 0.0010916 | 0.001702 | 0.13113 | 0.00098342 | 0.00045214 | 0.63263 | 0.79418 | 0.85283 | 0 | 0 | 0.00023644 | 0.00035763 | 0.029554 | 0.00017802 | 6.3724e-05 | 0.14375 | 0.18064 | 0.1938
|  | 562.4707 | 0 | 0 | 0.00098755 | 0.0014428 | 0.12875 | 0.000582 | 0.00010821 | 0.63142 | 0.79424 | 0.85136 | 0 | 0 | 0.0002353 | 0.00035007 | 0.02914 | 0.00018126 | 5.4709e-05 | 0.14372 | 0.18101 | 0.19366
|  | 562.6982 | 0 | 0 | 0.0010815 | 0.0016354 | 0.12748 | 0.0010119 | 0.00037285 | 0.63234 | 0.7974 | 0.85152 | 0 | 0 | 0.00023305 | 0.00034077 | 0.028713 | 0.00019771 | 5.3998e-05 | 0.14378 | 0.18148 | 0.19354
|  | 562.9256 | 0 | 0 | 0.00096778 | 0.001361 | 0.12499 | 0.00072661 | 0.00010196 | 0.63193 | 0.79841 | 0.85031 | 0 | 0 | 0.00023308 | 0.00033813 | 0.028327 | 0.00020852 | 5.7384e-05 | 0.14395 | 0.18208 | 0.1936
|  | 563.1531 | 0 | 0 | 0.0010814 | 0.0016118 | 0.12406 | 0.0011067 | 0.00040256 | 0.63364 | 0.80248 | 0.85178 | 0 | 0 | 0.00023269 | 0.00033513 | 0.027913 | 0.0002021 | 6.288e-05 | 0.14381 | 0.18244 | 0.19334
|  | 563.3806 | 0 | 0 | 0.00096438 | 0.0013346 | 0.12136 | 0.00067016 | 0.00015028 | 0.63076 | 0.8015 | 0.8481 | 0 | 0 | 0.00023077 | 0.00033901 | 0.027486 | 0.00021556 | 6.8138e-05 | 0.14356 | 0.18268 | 0.19291
|  | 563.6081 | 0 | 0 | 0.0010645 | 0.0016458 | 0.12029 | 0.001225 | 0.00044877 | 0.63134 | 0.80451 | 0.84789 | 0 | 0 | 0.00022533 | 0.0003406 | 0.027084 | 0.00021717 | 5.8632e-05 | 0.14351 | 0.18299 | 0.19266
|  | 563.8356 | 0 | 0 | 0.0009163 | 0.0013484 | 0.1178 | 0.00068408 | 6.6658e-05 | 0.6302 | 0.80409 | 0.84575 | 0 | 0 | 0.00022806 | 0.00034017 | 0.026734 | 0.00020693 | 5.9402e-05 | 0.14359 | 0.18351 | 0.1927
|  | 564.0631 | 0 | 0 | 0.0010885 | 0.0016419 | 0.1172 | 0.0011349 | 0.00045551 | 0.632 | 0.80901 | 0.84813 | 0 | 0 | 0.00023051 | 0.00034025 | 0.026348 | 0.00020181 | 7.3551e-05 | 0.14348 | 0.18398 | 0.19248
|  | 564.2906 | 0 | 0 | 0.00093772 | 0.0013489 | 0.1144 | 0.00063907 | 0.000191 | 0.62921 | 0.80817 | 0.84381 | 0 | 0 | 0.00022666 | 0.00033884 | 0.025961 | 0.00021424 | 7.229e-05 | 0.14339 | 0.18438 | 0.19229
|  | 564.5181 | 0 | 0 | 0.0010545 | 0.0016294 | 0.11379 | 0.001244 | 0.0004444 | 0.63116 | 0.81243 | 0.84636 | 0 | 0 | 0.00022595 | 0.00032408 | 0.025613 | 0.00022444 | 6.8317e-05 | 0.14344 | 0.18492 | 0.19231
|  | 564.7457 | 0 | 0 | 0.00093132 | 0.0012189 | 0.11132 | 0.00072855 | 0.00015603 | 0.62954 | 0.81278 | 0.84381 | 0 | 0 | 0.00023026 | 0.00031638 | 0.025242 | 0.00023281 | 7.7644e-05 | 0.14337 | 0.18526 | 0.19202
|  | 564.9733 | 0 | 0 | 0.0010923 | 0.0015616 | 0.11052 | 0.0013175 | 0.00052635 | 0.63048 | 0.81539 | 0.84374 | 0 | 0 | 0.00022788 | 0.00031951 | 0.024882 | 0.00024306 | 6.3926e-05 | 0.14331 | 0.18559 | 0.19174
|  | 565.2009 | 0 | 0 | 0.00091031 | 0.0012462 | 0.10815 | 0.00081853 | 3.5445e-05 | 0.62892 | 0.8156 | 0.84131 | 0 | 0 | 0.00022776 | 0.00032497 | 0.024517 | 0.00024793 | 5.225e-05 | 0.14348 | 0.18627 | 0.19176
|  | 565.4284 | 0 | 0 | 0.0010912 | 0.0016095 | 0.10731 | 0.0013602 | 0.00042371 | 0.63191 | 0.82132 | 0.84378 | 0 | 0 | 0.00022428 | 0.00032389 | 0.024179 | 0.00023337 | 5.4172e-05 | 0.14351 | 0.18686 | 0.19172
|  | 565.6561 | 0 | 0 | 0.00087968 | 0.0012366 | 0.10517 | 0.0006905 | 5.2315e-05 | 0.62918 | 0.82072 | 0.84097 | 0 | 0 | 0.00022464 | 0.00032376 | 0.023904 | 0.0002558 | 6.0373e-05 | 0.14356 | 0.18748 | 0.19177
|  | 565.8837 | 0 | 0 | 0.0010941 | 0.0016081 | 0.10487 | 0.0015571 | 0.00047816 | 0.63225 | 0.82659 | 0.844 | 0 | 0 | 0.00022549 | 0.00031468 | 0.023579 | 0.00026554 | 5.2863e-05 | 0.14358 | 0.18797 | 0.19165
|  | 566.1113 | 0 | 0 | 0.00088714 | 0.0011568 | 0.10231 | 0.0007761 | -1.3669e-05 | 0.62934 | 0.82498 | 0.83994 | 0 | 0 | 0.00022384 | 0.00032144 | 0.023256 | 0.0002599 | 5.0272e-05 | 0.14364 | 0.18857 | 0.19178
|  | 566.3389 | 0 | 0 | 0.0010795 | 0.0016672 | 0.10201 | 0.0015073 | 0.00045535 | 0.63266 | 0.83172 | 0.84497 | 0 | 0 | 0.00022563 | 0.00032538 | 0.022982 | 0.00026236 | 5.1456e-05 | 0.14394 | 0.18939 | 0.19203
|  | 566.5666 | 0 | 0 | 0.00090269 | 0.0011912 | 0.099888 | 0.00079747 | -3.3058e-06 | 0.63184 | 0.83205 | 0.84205 | 0 | 0 | 0.00021955 | 0.00031511 | 0.022705 | 0.00026613 | 5.9836e-05 | 0.14428 | 0.1904 | 0.19239
|  | 566.7943 | 0 | 0 | 0.0010261 | 0.001577 | 0.099574 | 0.0015405 | 0.00052897 | 0.63569 | 0.84058 | 0.84807 | 0 | 0 | 0.00020957 | 0.00030777 | 0.022427 | 0.0002786 | 6.2607e-05 | 0.14446 | 0.19124 | 0.19269
|  | 567.0219 | 0 | 0 | 0.00081491 | 0.0011267 | 0.097436 | 0.0009069 | 2.1015e-05 | 0.63331 | 0.8394 | 0.84465 | 0 | 0 | 0.00021442 | 0.00031134 | 0.022163 | 0.00029302 | 6.173e-05 | 0.14462 | 0.19193 | 0.19286
|  | 567.2496 | 0 | 0 | 0.0010685 | 0.0016081 | 0.097241 | 0.0016669 | 0.00052122 | 0.63701 | 0.84647 | 0.84937 | 0 | 0 | 0.00021969 | 0.0003053 | 0.021849 | 0.00028623 | 5.051e-05 | 0.14498 | 0.19293 | 0.19308
|  | 567.4773 | 0 | 0 | 0.00086114 | 0.0010735 | 0.094665 | 0.00084714 | -7.756e-05 | 0.63637 | 0.84809 | 0.84658 | 0 | 0 | 0.00021639 | 0.00030575 | 0.021595 | 0.00029944 | 5.1364e-05 | 0.14549 | 0.19415 | 0.19343
|  | 567.705 | 0 | 0 | 0.0010394 | 0.0016119 | 0.09501 | 0.0017829 | 0.0005287 | 0.6415 | 0.85711 | 0.85237 | 0 | 0 | 0.00022145 | 0.00031287 | 0.021339 | 0.00031382 | 6.2185e-05 | 0.14572 | 0.19478 | 0.19355
|  | 567.9328 | 0 | 0 | 0.00090542 | 0.0011358 | 0.092396 | 0.00097323 | 1.7433e-05 | 0.63826 | 0.85354 | 0.84741 | 0 | 0 | 0.00022067 | 0.00030625 | 0.021051 | 0.000323 | 5.7126e-05 | 0.14557 | 0.19521 | 0.19332
|  | 568.1605 | 0 | 0 | 0.0010326 | 0.0015538 | 0.092484 | 0.0018635 | 0.00048427 | 0.64016 | 0.86084 | 0.8504 | 0 | 0 | 0.00022029 | 0.00030551 | 0.020792 | 0.00032331 | 4.5552e-05 | 0.14574 | 0.19608 | 0.19343
|  | 568.3882 | 0 | 0 | 0.00090189 | 0.0011291 | 0.0901 | 0.00097572 | -8.4258e-05 | 0.63968 | 0.86101 | 0.84821 | 0 | 0 | 0.00021923 | 0.0003069 | 0.020443 | 0.00033063 | 4.8828e-05 | 0.14562 | 0.19638 | 0.19314
|  | 568.616 | 0 | 0 | 0.0010232 | 0.0015658 | 0.089412 | 0.0019276 | 0.00051303 | 0.63903 | 0.86342 | 0.84777 | 0 | 0 | 0.00021374 | 0.00030359 | 0.02009 | 0.00035203 | 4.6017e-05 | 0.14522 | 0.19649 | 0.19269
|  | 568.8438 | 0 | 0 | 0.0008536 | 0.0011 | 0.086994 | 0.0011635 | -0.00010896 | 0.63609 | 0.86191 | 0.84423 | 0 | 0 | 0.00022186 | 0.000307 | 0.019824 | 0.00035748 | 5.4845e-05 | 0.14533 | 0.19714 | 0.19263
|  | 569.0716 | 0 | 0 | 0.0010943 | 0.0015955 | 0.08706 | 0.0019751 | 0.0005905 | 0.63987 | 0.86902 | 0.84702 | 0 | 0 | 0.00021916 | 0.0003041 | 0.019541 | 0.00035038 | 6.1062e-05 | 0.14525 | 0.19762 | 0.19238
|  | 569.2993 | 0 | 0 | 0.00082985 | 0.0010746 | 0.084507 | 0.0011012 | -5.4377e-05 | 0.63546 | 0.8661 | 0.84209 | 0 | 0 | 0.00021928 | 0.00030308 | 0.019261 | 0.00037502 | 6.1422e-05 | 0.14509 | 0.19812 | 0.19211
|  | 569.5272 | 0 | 0 | 0.0010953 | 0.0015862 | 0.084589 | 0.0021912 | 0.00059361 | 0.63832 | 0.87324 | 0.84448 | 0 | 0 | 0.00021795 | 0.00030519 | 0.018994 | 0.00038881 | 6.2587e-05 | 0.14483 | 0.19834 | 0.19158
|  | 569.755 | 0 | 0 | 0.0008181 | 0.001093 | 0.08216 | 0.0012222 | -4.4172e-05 | 0.63315 | 0.86793 | 0.83741 | 0 | 0 | 0.00020843 | 0.00030041 | 0.018626 | 0.00038832 | 5.065e-05 | 0.14423 | 0.19813 | 0.19082
|  | 569.9828 | 0 | 0 | 0.0010116 | 0.0015441 | 0.081352 | 0.0021867 | 0.0004888 | 0.63298 | 0.87134 | 0.83774 | 0 | 0 | 0.00021584 | 0.00030006 | 0.018282 | 0.00040624 | 6.2809e-05 | 0.14368 | 0.19793 | 0.19004
|  | 570.2106 | 0 | 0 | 0.00088308 | 0.0010898 | 0.07913 | 0.0013793 | 6.254e-05 | 0.62827 | 0.86611 | 0.83048 | 0 | 0 | 0.00021844 | 0.0002988 | 0.01799 | 0.00040946 | 6.4223e-05 | 0.14307 | 0.19758 | 0.18892
|  | 570.4385 | 0 | 0 | 0.0010342 | 0.0015328 | 0.078771 | 0.0022147 | 0.00050116 | 0.6275 | 0.86812 | 0.8277 | 0 | 0 | 0.00020973 | 0.00029565 | 0.017627 | 0.00040537 | 5.0509e-05 | 0.14225 | 0.19703 | 0.1877
|  | 570.6664 | 0 | 0 | 0.00080666 | 0.0010622 | 0.075947 | 0.0013434 | -5.7835e-05 | 0.62105 | 0.86127 | 0.81983 | 0 | 0 | 0.00020749 | 0.00029412 | 0.017249 | 0.00040459 | 4.5291e-05 | 0.14151 | 0.1965 | 0.18677
|  | 570.8942 | 0 | 0 | 0.0010144 | 0.0015191 | 0.075444 | 0.0022075 | 0.00045534 | 0.62093 | 0.86336 | 0.8194 | 0 | 0 | 0.00020871 | 0.00029791 | 0.016927 | 0.0004255 | 5.3185e-05 | 0.14089 | 0.19625 | 0.18579
|  | 571.1221 | 0 | 0 | 0.00081725 | 0.0010954 | 0.073108 | 0.0015267 | 1.1419e-05 | 0.61552 | 0.85897 | 0.81112 | 0 | 0 | 0.00021063 | 0.00029379 | 0.016687 | 0.00044559 | 6.252e-05 | 0.14068 | 0.19656 | 0.18533
|  | 571.35 | 0 | 0 | 0.0010311 | 0.0014827 | 0.073329 | 0.0023835 | 0.00053722 | 0.61904 | 0.86595 | 0.81524 | 0 | 0 | 0.00020872 | 0.00029283 | 0.016486 | 0.00045686 | 7.3289e-05 | 0.14083 | 0.19722 | 0.18543
|  | 571.5779 | 0 | 0 | 0.00080045 | 0.001087 | 0.071344 | 0.0016256 | 0.00010592 | 0.61677 | 0.86472 | 0.81201 | 0 | 0 | 0.00020262 | 0.00029543 | 0.016255 | 0.00044932 | 7.0126e-05 | 0.14067 | 0.19764 | 0.18511
|  | 571.8059 | 0 | 0 | 0.00097744 | 0.0015053 | 0.071287 | 0.002317 | 0.0005094 | 0.61758 | 0.86946 | 0.81223 | 0 | 0 | 0.0001971 | 0.00029533 | 0.016036 | 0.00045151 | 5.7043e-05 | 0.14069 | 0.1983 | 0.18499
|  | 572.0338 | 0 | 0 | 0.00075195 | 0.001086 | 0.069418 | 0.0016446 | -8.894e-06 | 0.61687 | 0.87045 | 0.81087 | 0 | 0 | 0.00019849 | 0.00028321 | 0.015807 | 0.00046047 | 5.144e-05 | 0.14075 | 0.19905 | 0.18495
|  | 572.2618 | 0 | 0 | 0.00098956 | 0.0013988 | 0.069274 | 0.0023955 | 0.00046022 | 0.61802 | 0.87602 | 0.81183 | 0 | 0 | 0.00020414 | 0.00028243 | 0.015574 | 0.00047 | 5.7388e-05 | 0.14059 | 0.19943 | 0.18465
|  | 572.4897 | 0 | 0 | 0.00080146 | 0.0010791 | 0.067367 | 0.001728 | 4.3263e-05 | 0.61541 | 0.87365 | 0.80815 | 0 | 0 | 0.00020287 | 0.00028303 | 0.015326 | 0.00046708 | 5.4305e-05 | 0.1403 | 0.19952 | 0.18421
|  | 572.7177 | 0 | 0 | 0.00097826 | 0.0014038 | 0.067087 | 0.0023695 | 0.00043314 | 0.61542 | 0.87671 | 0.80786 | 0 | 0 | 0.00020097 | 0.00027766 | 0.015054 | 0.00049067 | 5.5809e-05 | 0.13983 | 0.19951 | 0.18349
|  | 572.9457 | 0 | 0 | 0.00078477 | 0.001032 | 0.064977 | 0.001935 | 5.6459e-05 | 0.61129 | 0.87351 | 0.80183 | 0 | 0 | 0.00020131 | 0.00027141 | 0.014781 | 0.00051429 | 5.6291e-05 | 0.13944 | 0.19949 | 0.18279
|  | 573.1737 | 0 | 0 | 0.00098112 | 0.0013488 | 0.064682 | 0.0025763 | 0.00043732 | 0.61189 | 0.87643 | 0.80157 | 0 | 0 | 0.00019957 | 0.00027512 | 0.014536 | 0.00053298 | 5.7651e-05 | 0.13907 | 0.1995 | 0.18214
|  | 573.4017 | 0 | 0 | 0.00076944 | 0.0010644 | 0.062819 | 0.0020987 | 6.8368e-05 | 0.60796 | 0.87346 | 0.79607 | 0 | 0 | 0.00019053 | 0.00027262 | 0.014302 | 0.00055697 | 5.4425e-05 | 0.13873 | 0.19962 | 0.18162
|  | 573.6297 | 0 | 0 | 0.00090176 | 0.0013268 | 0.062626 | 0.0027865 | 0.000409 | 0.60884 | 0.87746 | 0.79694 | 0 | 0 | 0.00018943 | 0.00027124 | 0.014073 | 0.00055564 | 4.492e-05 | 0.13858 | 0.20006 | 0.18129
|  | 573.8578 | 0 | 0 | 0.00075962 | 0.001052 | 0.060801 | 0.0020866 | -1.5041e-05 | 0.60653 | 0.87717 | 0.79303 | 0 | 0 | 0.00019799 | 0.00027623 | 0.01386 | 0.00055925 | 4.5927e-05 | 0.13838 | 0.20037 | 0.18098
|  | 574.0858 | 0 | 0 | 0.0009768 | 0.0013706 | 0.060755 | 0.0028182 | 0.00041784 | 0.60715 | 0.88016 | 0.79425 | 0 | 0 | 0.00020742 | 0.00027943 | 0.013678 | 0.00057742 | 5.8286e-05 | 0.13812 | 0.20064 | 0.1806
|  | 574.3139 | 0 | 0 | 0.00084216 | 0.0010799 | 0.059191 | 0.0022456 | 9.3304e-05 | 0.60411 | 0.87936 | 0.78955 | 0 | 0 | 0.00020529 | 0.00027682 | 0.013463 | 0.0005836 | 6.0242e-05 | 0.13777 | 0.20092 | 0.18006
|  | 574.5419 | 0 | 0 | 0.00095809 | 0.0013476 | 0.058868 | 0.0028722 | 0.00043497 | 0.60405 | 0.88256 | 0.78946 | 0 | 0 | 0.00020373 | 0.00027121 | 0.01323 | 0.00061289 | 5.3485e-05 | 0.13732 | 0.20084 | 0.17948
|  | 574.77 | 0 | 0 | 0.00082837 | 0.0010306 | 0.057146 | 0.0025022 | 3.403e-05 | 0.60013 | 0.87854 | 0.78436 | 0 | 0 | 0.00019455 | 0.00026069 | 0.013013 | 0.00064089 | 4.0592e-05 | 0.13692 | 0.20081 | 0.17893
|  | 574.9981 | 0 | 0 | 0.00087745 | 0.0012551 | 0.056956 | 0.0031172 | 0.00032188 | 0.60042 | 0.88215 | 0.78453 | 0 | 0 | 0.00018875 | 0.00026385 | 0.012832 | 0.00065329 | 4.0341e-05 | 0.13682 | 0.20135 | 0.17863
|  | 575.2262 | 0 | 0 | 0.00077753 | 0.0010583 | 0.055559 | 0.002611 | 3.1837e-05 | 0.59926 | 0.88332 | 0.78167 | 0 | 0 | 0.00019558 | 0.00026606 | 0.012649 | 0.00066255 | 4.6023e-05 | 0.13698 | 0.20215 | 0.17859
|  | 575.4543 | 0 | 0 | 0.00093721 | 0.0012743 | 0.055337 | 0.0031978 | 0.00037167 | 0.60168 | 0.88904 | 0.78411 | 0 | 0 | 0.00019826 | 0.0002633 | 0.012456 | 0.00069186 | 4.873e-05 | 0.13697 | 0.20271 | 0.17854
|  | 575.6825 | 0 | 0 | 0.00080091 | 0.001034 | 0.053861 | 0.0028677 | 5.5549e-05 | 0.59912 | 0.88811 | 0.7811 | 0 | 0 | 0.00019403 | 0.00025922 | 0.012258 | 0.00070303 | 5.0487e-05 | 0.1368 | 0.20302 | 0.17822
|  | 575.9106 | 0 | 0 | 0.00090004 | 0.0012384 | 0.053603 | 0.0032954 | 0.00038705 | 0.60015 | 0.89166 | 0.78129 | 0 | 0 | 0.00019748 | 0.00026165 | 0.012112 | 0.00070276 | 6.139e-05 | 0.13682 | 0.20363 | 0.17816
|  | 576.1387 | 0 | 0 | 0.00083113 | 0.0010553 | 0.052576 | 0.0028651 | 0.0001511 | 0.59925 | 0.89336 | 0.78047 | 0 | 0 | 0.00020175 | 0.00026464 | 0.011981 | 0.00070351 | 5.4737e-05 | 0.13686 | 0.20434 | 0.1782
|  | 576.3669 | 0 | 0 | 0.00093729 | 0.0012644 | 0.052441 | 0.0033015 | 0.00032869 | 0.60042 | 0.89772 | 0.78151 | 0 | 0 | 0.00019698 | 0.00027159 | 0.011831 | 0.00073599 | 4.0488e-05 | 0.13692 | 0.20512 | 0.17818
|  | 576.5951 | 0 | 0 | 0.00078928 | 0.0011162 | 0.051267 | 0.0031498 | 2.621e-05 | 0.59975 | 0.90019 | 0.78029 | 0 | 0 | 0.00019294 | 0.00027411 | 0.011638 | 0.00077296 | 3.4584e-05 | 0.13683 | 0.20568 | 0.17799
|  | 576.8233 | 0 | 0 | 0.00090179 | 0.0012862 | 0.050737 | 0.0036249 | 0.0002769 | 0.59955 | 0.9025 | 0.77969 | 0 | 0 | 0.00019232 | 0.00027042 | 0.011433 | 0.00080528 | 3.8785e-05 | 0.13658 | 0.20594 | 0.17759
|  | 577.0515 | 0 | 0 | 0.00078376 | 0.0010838 | 0.049467 | 0.0034327 | 6.3022e-05 | 0.5975 | 0.90237 | 0.77675 | 0 | 0 | 0.00019413 | 0.00026355 | 0.011256 | 0.00083107 | 4.5142e-05 | 0.13637 | 0.2063 | 0.17729
|  | 577.2797 | 0 | 0 | 0.00091755 | 0.001226 | 0.049177 | 0.0038506 | 0.00033259 | 0.59766 | 0.90561 | 0.77702 | 0 | 0 | 0.00020262 | 0.00026709 | 0.011108 | 0.00085823 | 5.9672e-05 | 0.13611 | 0.20665 | 0.17684
|  | 577.5079 | 0 | 0 | 0.00085803 | 0.0011145 | 0.048165 | 0.0036702 | 0.00019032 | 0.59505 | 0.90527 | 0.77268 | 0 | 0 | 0.00019691 | 0.00027019 | 0.010957 | 0.00087963 | 6.3949e-05 | 0.13581 | 0.20695 | 0.17634
|  | 577.7361 | 0 | 0 | 0.00086753 | 0.0012532 | 0.047855 | 0.0040381 | 0.00037008 | 0.59507 | 0.90822 | 0.77264 | 0 | 0 | 0.00019122 | 0.00026856 | 0.010804 | 0.00088565 | 6.3324e-05 | 0.13566 | 0.20726 | 0.17609
|  | 577.9644 | 0 | 0 | 0.00080799 | 0.0011 | 0.046812 | 0.0037222 | 0.00018479 | 0.5936 | 0.90789 | 0.77035 | 0 | 0 | 0.00020149 | 0.00028838 | 0.010657 | 0.00094557 | 8.8887e-05 | 0.13547 | 0.20772 | 0.17578
|  | 578.1927 | 0 | 0 | 0.00095748 | 0.0014268 | 0.046564 | 0.0045628 | 0.00059404 | 0.59337 | 0.91212 | 0.7698 | 0 | 0 | 0.00020595 | 0.00030044 | 0.010428 | 0.0010112 | 9.7851e-05 | 0.13504 | 0.20815 | 0.17522
|  | 578.4209 | 0 | 0 | 0.00084692 | 0.0012056 | 0.044799 | 0.004297 | 0.00026329 | 0.58974 | 0.91156 | 0.76543 | 0 | 0 | 0.00018897 | 0.00026333 | 0.010115 | 0.00097471 | 3.5453e-05 | 0.13439 | 0.20815 | 0.17447
|  | 578.6492 | 0 | 0 | 0.00080865 | 0.0011015 | 0.043822 | 0.0042425 | 4.7319e-05 | 0.58764 | 0.91208 | 0.76313 | 0 | 0 | 0.00019021 | 0.00026264 | 0.0099409 | 0.0010095 | 2.9778e-05 | 0.13401 | 0.20828 | 0.17397
|  | 578.8775 | 0 | 0 | 0.00085763 | 0.0011993 | 0.043264 | 0.0046009 | 0.00021354 | 0.58635 | 0.91252 | 0.76089 | 0 | 0 | 0.00019022 | 0.00026446 | 0.0097785 | 0.0010357 | 4.3087e-05 | 0.1337 | 0.20834 | 0.17339
|  | 579.1058 | 0 | 0 | 0.00080876 | 0.0011175 | 0.0424 | 0.0044727 | 0.00016391 | 0.58491 | 0.91262 | 0.75812 | 0 | 0 | 0.00018836 | 0.00026025 | 0.009641 | 0.0010535 | 4.9954e-05 | 0.13352 | 0.20867 | 0.17299
|  | 579.3341 | 0 | 0 | 0.00084118 | 0.0011622 | 0.042052 | 0.0047554 | 0.00027367 | 0.58469 | 0.91522 | 0.75717 | 0 | 0 | 0.00018875 | 0.00025796 | 0.0095112 | 0.0010833 | 4.9834e-05 | 0.13333 | 0.2091 | 0.1725
|  | 579.5625 | 0 | 0 | 0.00081213 | 0.0010973 | 0.041259 | 0.0047338 | 0.00016285 | 0.58319 | 0.91634 | 0.75381 | 0 | 0 | 0.00018219 | 0.00025404 | 0.0093466 | 0.0011069 | 4.1655e-05 | 0.133 | 0.2093 | 0.17192
|  | 579.7908 | 0 | 0 | 0.00078366 | 0.0011278 | 0.040607 | 0.0049614 | 0.00020201 | 0.58176 | 0.91691 | 0.752 | 0 | 0 | 0.00017309 | 0.00025283 | 0.00919 | 0.0011322 | 4.1759e-05 | 0.13254 | 0.2092 | 0.17139
|  | 580.0192 | 0 | 0 | 0.00073226 | 0.0010865 | 0.03988 | 0.0049546 | 0.00016372 | 0.57906 | 0.91533 | 0.74907 | 0 | 0 | 0.00017355 | 0.00025026 | 0.0090492 | 0.001154 | 4.3202e-05 | 0.13205 | 0.20918 | 0.1708
|  | 580.2475 | 0 | 0 | 0.00078774 | 0.0011053 | 0.039374 | 0.0051519 | 0.00021464 | 0.57747 | 0.9167 | 0.74679 | 0 | 0 | 0.00018038 | 0.00024398 | 0.0089174 | 0.0011947 | 4.7133e-05 | 0.13171 | 0.20945 | 0.17035
|  | 580.4759 | 0 | 0 | 0.00079193 | 0.0010314 | 0.038719 | 0.0053108 | 0.00019812 | 0.57598 | 0.91756 | 0.74498 | 0 | 0 | 0.00018125 | 0.00024354 | 0.0087859 | 0.0012425 | 4.6027e-05 | 0.13136 | 0.2096 | 0.16985
|  | 580.7043 | 0 | 0 | 0.00079525 | 0.0011013 | 0.038218 | 0.0055695 | 0.00020494 | 0.57437 | 0.91793 | 0.74242 | 0 | 0 | 0.00018475 | 0.00024867 | 0.0086415 | 0.0012843 | 4.3017e-05 | 0.131 | 0.20969 | 0.16933
|  | 580.9327 | 0 | 0 | 0.00082253 | 0.0010762 | 0.037452 | 0.0056762 | 0.00017174 | 0.57278 | 0.91823 | 0.74035 | 0 | 0 | 0.00018776 | 0.00024642 | 0.0084772 | 0.0013079 | 3.9948e-05 | 0.13063 | 0.20972 | 0.16885
|  | 581.1611 | 0 | 0 | 0.00082152 | 0.0010815 | 0.036776 | 0.0057758 | 0.00017805 | 0.57106 | 0.91815 | 0.7381 | 0 | 0 | 0.00018432 | 0.00024987 | 0.0083362 | 0.0013326 | 4.4204e-05 | 0.13028 | 0.20975 | 0.16834
|  | 581.3895 | 0 | 0 | 0.00079236 | 0.0011063 | 0.036214 | 0.0058921 | 0.00020899 | 0.56964 | 0.91842 | 0.73588 | 0 | 0 | 0.00017887 | 0.00025172 | 0.0082152 | 0.0013568 | 5.0082e-05 | 0.12996 | 0.20994 | 0.16786
|  | 581.618 | 0 | 0 | 0.00077363 | 0.0010975 | 0.035711 | 0.005987 | 0.00022948 | 0.56817 | 0.91962 | 0.73374 | 0 | 0 | 0.00017756 | 0.00025872 | 0.0081103 | 0.0013949 | 5.1665e-05 | 0.12975 | 0.21042 | 0.16749
|  | 581.8464 | 0 | 0 | 0.00078084 | 0.0011675 | 0.035292 | 0.0062248 | 0.00022283 | 0.56779 | 0.9225 | 0.73256 | 0 | 0 | 0.00017529 | 0.00025571 | 0.00798 | 0.0014368 | 3.6014e-05 | 0.12965 | 0.21093 | 0.16732
|  | 582.0749 | 0 | 0 | 0.00075367 | 0.001071 | 0.034566 | 0.0063532 | 9.2447e-05 | 0.56721 | 0.92401 | 0.7322 | 0 | 0 | 0.00017624 | 0.00024578 | 0.0078593 | 0.0014743 | 4.1674e-05 | 0.1295 | 0.21131 | 0.16716
|  | 582.3033 | 0 | 0 | 0.0007891 | 0.0010805 | 0.034233 | 0.0065523 | 0.00027236 | 0.56638 | 0.92575 | 0.73108 | 0 | 0 | 0.00017886 | 0.00024149 | 0.007754 | 0.0015024 | 6.509e-05 | 0.12912 | 0.21147 | 0.16676
|  | 582.5318 | 0 | 0 | 0.00077655 | 0.0010334 | 0.033642 | 0.0065993 | 0.00029741 | 0.5639 | 0.92533 | 0.72863 | 0 | 0 | 0.00018373 | 0.00024069 | 0.0076296 | 0.0015516 | 6.596e-05 | 0.12871 | 0.21159 | 0.16633
|  | 582.7603 | 0 | 0 | 0.00083163 | 0.0010733 | 0.033138 | 0.0069814 | 0.00027992 | 0.56268 | 0.92669 | 0.72724 | 0 | 0 | 0.00018416 | 0.00023808 | 0.0075065 | 0.0015961 | 4.6847e-05 | 0.12858 | 0.21208 | 0.16612
|  | 582.9888 | 0 | 0 | 0.00078028 | 0.0010105 | 0.032564 | 0.006989 | 0.00013012 | 0.56275 | 0.9296 | 0.7268 | 0 | 0 | 0.00018169 | 0.00024453 | 0.0074224 | 0.0016365 | 4.2888e-05 | 0.12868 | 0.21291 | 0.16615
|  | 583.2173 | 0 | 0 | 0.00080982 | 0.0011295 | 0.032397 | 0.0073333 | 0.00024524 | 0.56347 | 0.93379 | 0.72737 | 0 | 0 | 0.0001782 | 0.00023942 | 0.0073224 | 0.0016823 | 4.5895e-05 | 0.12873 | 0.21369 | 0.16611
|  | 583.4459 | 0 | 0 | 0.0007497 | 0.00096578 | 0.031686 | 0.0073898 | 0.00015642 | 0.56312 | 0.93638 | 0.72632 | 0 | 0 | 0.00018086 | 0.00023552 | 0.007223 | 0.0017312 | 5.7801e-05 | 0.12869 | 0.21425 | 0.16596
|  | 583.6744 | 0 | 0 | 0.00083307 | 0.0010953 | 0.031524 | 0.0077603 | 0.00034941 | 0.56308 | 0.93855 | 0.72599 | 0 | 0 | 0.00018334 | 0.00023421 | 0.0071312 | 0.0017678 | 6.1579e-05 | 0.12853 | 0.21461 | 0.16582
|  | 583.903 | 0 | 0 | 0.00077121 | 0.00095413 | 0.030877 | 0.0077084 | 0.00018943 | 0.56162 | 0.93941 | 0.72497 | 0 | 0 | 0.00017888 | 0.0002343 | 0.0070406 | 0.0018332 | 5.9551e-05 | 0.12849 | 0.21535 | 0.16589
|  | 584.1315 | 0 | 0 | 0.00079408 | 0.0010961 | 0.030731 | 0.008333 | 0.00033167 | 0.56274 | 0.94496 | 0.72667 | 0 | 0 | 0.00017224 | 0.0002332 | 0.0069429 | 0.0019007 | 4.2484e-05 | 0.12858 | 0.21623 | 0.16599
|  | 584.3601 | 0 | 0 | 0.00071294 | 0.00094434 | 0.030016 | 0.0082972 | 4.0057e-05 | 0.5623 | 0.94703 | 0.72569 | 0 | 0 | 0.00017274 | 0.00022487 | 0.0068481 | 0.0019454 | 2.4812e-05 | 0.12861 | 0.21694 | 0.16596
|  | 584.5887 | 0 | 0 | 0.00079844 | 0.0010232 | 0.029902 | 0.0087246 | 0.00017704 | 0.56299 | 0.95115 | 0.72643 | 0 | 0 | 0.00017303 | 0.00021918 | 0.0067576 | 0.0019871 | 2.7386e-05 | 0.1286 | 0.21772 | 0.16594
|  | 584.8173 | 0 | 0 | 0.00071536 | 0.00089445 | 0.02922 | 0.0086605 | 6.2558e-05 | 0.5621 | 0.95369 | 0.72539 | 0 | 0 | 0.0001782 | 0.0002358 | 0.0066951 | 0.0020473 | 4.2086e-05 | 0.12866 | 0.21867 | 0.16609
|  | 585.0459 | 0 | 0 | 0.00084357 | 0.0011684 | 0.02935 | 0.0092493 | 0.00030561 | 0.56341 | 0.95929 | 0.72756 | 0 | 0 | 0.00017718 | 0.00023895 | 0.0066046 | 0.0020955 | 4.0461e-05 | 0.12857 | 0.21932 | 0.16609
|  | 585.2745 | 0 | 0 | 0.00070644 | 0.00092195 | 0.028428 | 0.0090827 | 4.835e-05 | 0.56134 | 0.95932 | 0.72544 | 0 | 0 | 0.00017465 | 0.00023568 | 0.0064911 | 0.0021578 | 3.9658e-05 | 0.1283 | 0.21967 | 0.16583
|  | 585.5032 | 0 | 0 | 0.00082131 | 0.0011396 | 0.028353 | 0.0097925 | 0.00029855 | 0.56097 | 0.96218 | 0.72513 | 0 | 0 | 0.0001767 | 0.00023248 | 0.0063906 | 0.0022284 | 4.102e-05 | 0.12804 | 0.21988 | 0.1654
|  | 585.7318 | 0 | 0 | 0.00072435 | 0.00089395 | 0.027548 | 0.0097 | 6.0268e-05 | 0.55904 | 0.96116 | 0.7217 | 0 | 0 | 0.00017996 | 0.00023119 | 0.0063181 | 0.0022927 | 4.4346e-05 | 0.12778 | 0.22009 | 0.165
|  | 585.9605 | 0 | 0 | 0.00084967 | 0.0011282 | 0.027714 | 0.010354 | 0.00032761 | 0.55864 | 0.96387 | 0.72153 | 0 | 0 | 0.0001794 | 0.00023745 | 0.0062246 | 0.0023575 | 3.7397e-05 | 0.12744 | 0.22015 | 0.16463
|  | 586.1891 | 0 | 0 | 0.00071942 | 0.00094855 | 0.026727 | 0.010265 | -5.1929e-07 | 0.556 | 0.96163 | 0.71839 | 0 | 0 | 0.00017608 | 0.0002425 | 0.0061183 | 0.0024335 | 3.2901e-05 | 0.12692 | 0.21999 | 0.16406
|  | 586.4178 | 0 | 0 | 0.00082054 | 0.0011723 | 0.026782 | 0.011017 | 0.00028827 | 0.55401 | 0.96234 | 0.71642 | 0 | 0 | 0.00017371 | 0.00022892 | 0.0060177 | 0.002498 | 2.9667e-05 | 0.12634 | 0.21987 | 0.16336
|  | 586.6465 | 0 | 0 | 0.00069854 | 0.00082961 | 0.025843 | 0.010828 | -2.8827e-05 | 0.55088 | 0.96046 | 0.71215 | 0 | 0 | 0.0001744 | 0.00022183 | 0.0059241 | 0.0025572 | 3.6714e-05 | 0.12597 | 0.22002 | 0.16291
|  | 586.8752 | 0 | 0 | 0.00082662 | 0.0011103 | 0.025964 | 0.011535 | 0.0003499 | 0.5507 | 0.96366 | 0.71254 | 0 | 0 | 0.0001686 | 0.00022334 | 0.0058214 | 0.0026 | 3.2079e-05 | 0.12567 | 0.22025 | 0.1626
|  | 587.1039 | 0 | 0 | 0.00064767 | 0.00084267 | 0.02494 | 0.0112 | -6.9389e-05 | 0.54822 | 0.96229 | 0.70933 | 0 | 0 | 0.00017251 | 0.0002261 | 0.0057266 | 0.0026895 | 3.0436e-05 | 0.12537 | 0.22038 | 0.16224
|  | 587.3327 | 0 | 0 | 0.00086076 | 0.0011343 | 0.025133 | 0.012316 | 0.00033552 | 0.54798 | 0.96469 | 0.70926 | 0 | 0 | 0.00017807 | 0.00022073 | 0.0056367 | 0.0027754 | 2.9292e-05 | 0.12508 | 0.22046 | 0.16189
|  | 587.5614 | 0 | 0 | 0.00069623 | 0.00079565 | 0.024152 | 0.01195 | -7.9403e-05 | 0.54564 | 0.96287 | 0.70621 | 0 | 0 | 0.00017487 | 0.00021742 | 0.0055691 | 0.0028333 | 2.7137e-05 | 0.12483 | 0.22071 | 0.16166
|  | 587.7902 | 0 | 0 | 0.00083272 | 0.0011053 | 0.02454 | 0.012822 | 0.00031667 | 0.54575 | 0.96684 | 0.70725 | 0 | 0 | 0.00017141 | 0.00022059 | 0.0054736 | 0.0029047 | 3.7603e-05 | 0.12451 | 0.22099 | 0.1614
|  | 588.0189 | 0 | 0 | 0.0006659 | 0.00082329 | 0.023314 | 0.012573 | 1.2089e-05 | 0.54278 | 0.9652 | 0.70379 | 0 | 0 | 0.00016915 | 0.00022778 | 0.0053793 | 0.0029851 | 4.4126e-05 | 0.12423 | 0.22126 | 0.16106
|  | 588.2477 | 0 | 0 | 0.00081282 | 0.001168 | 0.023712 | 0.013522 | 0.00037366 | 0.54327 | 0.96906 | 0.70417 | 0 | 0 | 0.00016913 | 0.00022076 | 0.0053109 | 0.0030662 | 3.964e-05 | 0.12394 | 0.22151 | 0.16074
|  | 588.4765 | 0 | 0 | 0.00066574 | 0.00076192 | 0.022716 | 0.013283 | -2.7123e-05 | 0.54018 | 0.96742 | 0.70099 | 0 | 0 | 0.00017296 | 0.00022342 | 0.0052233 | 0.0031553 | 4.7618e-05 | 0.12365 | 0.22172 | 0.16045
|  | 588.7053 | 0 | 0 | 0.00084614 | 0.0011911 | 0.022942 | 0.014299 | 0.00044336 | 0.5407 | 0.97068 | 0.70151 | 0 | 0 | 0.00017641 | 0.00023169 | 0.0051406 | 0.0032453 | 5.1026e-05 | 0.12337 | 0.22196 | 0.16007
|  | 588.9341 | 0 | 0 | 0.0006958 | 0.00083408 | 0.021991 | 0.014068 | 2.6487e-06 | 0.53763 | 0.96946 | 0.69766 | 0 | 0 | 0.0001702 | 0.00022981 | 0.0050848 | 0.0033383 | 3.8951e-05 | 0.12304 | 0.22214 | 0.15974
|  | 589.1629 | 0 | 0 | 0.0007918 | 0.0011746 | 0.022453 | 0.015111 | 0.0003378 | 0.53784 | 0.97213 | 0.69851 | 0 | 0 | 0.00015847 | 0.00022446 | 0.005027 | 0.0033998 | 3.3077e-05 | 0.12272 | 0.22232 | 0.15951
|  | 589.3918 | 0 | 0 | 0.00059319 | 0.0007871 | 0.021482 | 0.014602 | -4.8716e-05 | 0.53473 | 0.97088 | 0.69554 | 0 | 0 | 0.0001661 | 0.00022407 | 0.0049569 | 0.0034806 | 4.435e-05 | 0.12248 | 0.22264 | 0.15935
|  | 589.6206 | 0 | 0 | 0.00085849 | 0.0011712 | 0.02184 | 0.015818 | 0.00043632 | 0.53571 | 0.97494 | 0.69712 | 0 | 0 | 0.00017106 | 0.00022505 | 0.0048723 | 0.0035959 | 3.919e-05 | 0.12227 | 0.22291 | 0.15911
|  | 589.8495 | 0 | 0 | 0.00063639 | 0.00079553 | 0.020739 | 0.015607 | -9.3838e-05 | 0.53283 | 0.97307 | 0.69335 | 0 | 0 | 0.00017031 | 0.00022855 | 0.0048099 | 0.0036929 | 2.5853e-05 | 0.12215 | 0.2235 | 0.15904
|  | 590.0783 | 0 | 0 | 0.00085198 | 0.0012018 | 0.021295 | 0.016666 | 0.00031976 | 0.5346 | 0.98011 | 0.69646 | 0 | 0 | 0.00016867 | 0.00023231 | 0.0047541 | 0.0037872 | 1.9638e-05 | 0.1221 | 0.22425 | 0.15914
|  | 590.3072 | 0 | 0 | 0.0006219 | 0.0008282 | 0.020247 | 0.016428 | -0.00014816 | 0.53232 | 0.97942 | 0.6941 | 0 | 0 | 0.00016706 | 0.00023128 | 0.0047132 | 0.0039041 | 2.5577e-05 | 0.12195 | 0.22476 | 0.15911
|  | 590.5361 | 0 | 0 | 0.00083781 | 0.0011926 | 0.020935 | 0.017684 | 0.00037164 | 0.53324 | 0.98439 | 0.6961 | 0 | 0 | 0.00016519 | 0.00021468 | 0.0046493 | 0.0040055 | 2.8794e-05 | 0.12181 | 0.22518 | 0.15894
|  | 590.765 | 0 | 0 | 0.00060556 | 0.00068316 | 0.019688 | 0.017313 | -0.00012005 | 0.53107 | 0.98313 | 0.69267 | 0 | 0 | 0.00016503 | 0.00021985 | 0.0045754 | 0.0041217 | 3.2436e-05 | 0.12154 | 0.22544 | 0.15868
|  | 590.9939 | 0 | 0 | 0.00083636 | 0.0012377 | 0.020288 | 0.018698 | 0.00040344 | 0.53083 | 0.98656 | 0.69374 | 0 | 0 | 0.0001621 | 0.00022365 | 0.0044777 | 0.0042384 | 3.6356e-05 | 0.12108 | 0.22539 | 0.15833
|  | 591.2228 | 0 | 0 | 0.00057979 | 0.00071615 | 0.01883 | 0.01833 | -8.5824e-05 | 0.52695 | 0.98252 | 0.68947 | 0 | 0 | 0.00016435 | 0.00021565 | 0.004416 | 0.0043546 | 3.536e-05 | 0.12071 | 0.22541 | 0.15796
|  | 591.4518 | 0 | 0 | 0.00085594 | 0.0011678 | 0.019747 | 0.019712 | 0.00039473 | 0.52753 | 0.98665 | 0.69044 | 0 | 0 | 0.0001734 | 0.00021657 | 0.0043914 | 0.0044735 | 2.6276e-05 | 0.12033 | 0.22552 | 0.15759
|  | 591.6807 | 0 | 0 | 0.00065884 | 0.0007241 | 0.018613 | 0.019367 | -0.00016519 | 0.52365 | 0.98342 | 0.68621 | 0 | 0 | 0.00017125 | 0.0002226 | 0.0043347 | 0.0045858 | 1.9091e-05 | 0.12001 | 0.22556 | 0.15727
|  | 591.9097 | 0 | 0 | 0.00083707 | 0.0012203 | 0.019251 | 0.020691 | 0.00033195 | 0.52465 | 0.98691 | 0.68754 | 0 | 0 | 0.00016186 | 0.00022046 | 0.0042476 | 0.0046943 | 3.2223e-05 | 0.11979 | 0.22582 | 0.15702
|  | 592.1386 | 0 | 0 | 0.00057675 | 0.00070536 | 0.01785 | 0.020312 | -5.0488e-05 | 0.52171 | 0.98557 | 0.68398 | 0 | 0 | 0.00016012 | 0.00021753 | 0.0042015 | 0.0048259 | 4.2744e-05 | 0.11951 | 0.22607 | 0.15684
|  | 592.3676 | 0 | 0 | 0.00082179 | 0.0011946 | 0.018848 | 0.021839 | 0.00042383 | 0.52216 | 0.989 | 0.68588 | 0 | 0 | 0.00017118 | 0.0002167 | 0.0041396 | 0.0049401 | 3.964e-05 | 0.1191 | 0.226 | 0.15649
|  | 592.5966 | 0 | 0 | 0.00067328 | 0.000698 | 0.017306 | 0.021307 | -7.7631e-05 | 0.51799 | 0.98477 | 0.68081 | 0 | 0 | 0.00018099 | 0.00021896 | 0.0040576 | 0.0050621 | 4.8112e-05 | 0.11856 | 0.22575 | 0.15594
|  | 592.8256 | 0 | 0 | 0.00090739 | 0.0012144 | 0.018131 | 0.022904 | 0.00049782 | 0.51743 | 0.98685 | 0.68113 | 0 | 0 | 0.00017141 | 0.00022279 | 0.0039929 | 0.0051743 | 3.5821e-05 | 0.11803 | 0.22552 | 0.15547
|  | 593.0547 | 0 | 0 | 0.00058951 | 0.0007312 | 0.016739 | 0.022283 | -0.00018501 | 0.51335 | 0.98254 | 0.67655 | 0 | 0 | 0.00016884 | 0.00021758 | 0.0039351 | 0.0053091 | 3.409e-05 | 0.11768 | 0.22557 | 0.15525
|  | 593.2837 | 0 | 0 | 0.00088488 | 0.0011688 | 0.017625 | 0.024079 | 0.0004827 | 0.51426 | 0.98722 | 0.67913 | 0 | 0 | 0.00016932 | 0.00020379 | 0.0038901 | 0.005433 | 3.6791e-05 | 0.11726 | 0.22547 | 0.15492
|  | 593.5127 | 0 | 0 | 0.00059364 | 0.00061067 | 0.016344 | 0.023363 | -0.00016143 | 0.50971 | 0.98162 | 0.67362 | 0 | 0 | 0.00016384 | 0.00020126 | 0.0038206 | 0.005556 | 2.607e-05 | 0.11672 | 0.22521 | 0.15431
|  | 593.7418 | 0 | 0 | 0.00083686 | 0.0011466 | 0.017015 | 0.025148 | 0.00038906 | 0.50939 | 0.98474 | 0.67372 | 0 | 0 | 0.00016773 | 0.00021912 | 0.0037618 | 0.0057556 | 4.141e-05 | 0.11616 | 0.22492 | 0.15372
|  | 593.9708 | 0 | 0 | 0.00062769 | 0.00076666 | 0.015831 | 0.025106 | -2.7495e-05 | 0.50485 | 0.97912 | 0.6685 | 0 | 0 | 0.00016726 | 0.00021009 | 0.0037006 | 0.0058811 | 4.649e-05 | 0.11563 | 0.22453 | 0.15314
|  | 594.1999 | 0 | 0 | 0.00083261 | 0.0010676 | 0.016477 | 0.02624 | 0.00043338 | 0.50464 | 0.98115 | 0.66849 | 0 | 0 | 0.00016363 | 0.00019962 | 0.003646 | 0.006014 | 4.2859e-05 | 0.11517 | 0.22437 | 0.15262
|  | 594.429 | 0 | 0 | 0.00059593 | 0.0006751 | 0.015353 | 0.026263 | -5.9214e-05 | 0.50086 | 0.97764 | 0.66393 | 0 | 0 | 0.00016164 | 0.00019792 | 0.0035712 | 0.0061557 | 4.386e-05 | 0.11468 | 0.22417 | 0.1523
|  | 594.6581 | 0 | 0 | 0.00081515 | 0.0010527 | 0.015822 | 0.027475 | 0.00044211 | 0.50029 | 0.97928 | 0.66562 | 0 | 0 | 0.00016491 | 0.0001886 | 0.0035046 | 0.0062607 | 4.778e-05 | 0.11419 | 0.22397 | 0.15196
|  | 594.8872 | 0 | 0 | 0.00062445 | 0.00059359 | 0.014771 | 0.027177 | -2.5015e-05 | 0.4965 | 0.97589 | 0.66087 | 0 | 0 | 0.00016325 | 0.00018729 | 0.0034513 | 0.0064135 | 4.9368e-05 | 0.11396 | 0.22408 | 0.15172
|  | 595.1163 | 0 | 0 | 0.00080056 | 0.0010413 | 0.015356 | 0.028806 | 0.00045595 | 0.49827 | 0.98011 | 0.66347 | 0 | 0 | 0.00016226 | 0.0001876 | 0.0034067 | 0.0066175 | 3.7521e-05 | 0.11367 | 0.22414 | 0.15147
|  | 595.3455 | 0 | 0 | 0.00061572 | 0.00059622 | 0.01438 | 0.028956 | -0.00012845 | 0.49394 | 0.97629 | 0.6587 | 0 | 0 | 0.00016465 | 0.00019265 | 0.0033677 | 0.0068429 | 2.8809e-05 | 0.1132 | 0.22408 | 0.15107
|  | 595.5746 | 0 | 0 | 0.00082133 | 0.0010852 | 0.015013 | 0.030769 | 0.00037989 | 0.49406 | 0.97949 | 0.65979 | 0 | 0 | 0.00016105 | 0.00020142 | 0.0033237 | 0.0070145 | 3.8487e-05 | 0.1129 | 0.22425 | 0.15102
|  | 595.8038 | 0 | 0 | 0.00058425 | 0.00067278 | 0.013996 | 0.030453 | -4.3976e-05 | 0.49134 | 0.97778 | 0.65826 | 0 | 0 | 0.00015823 | 0.00019245 | 0.0032757 | 0.0071749 | 4.4002e-05 | 0.11278 | 0.22472 | 0.15114
|  | 596.0329 | 0 | 0 | 0.00079661 | 0.0010067 | 0.014592 | 0.032163 | 0.00042799 | 0.49293 | 0.98342 | 0.66075 | 0 | 0 | 0.00016384 | 0.00019922 | 0.0032512 | 0.0073823 | 3.7113e-05 | 0.11278 | 0.22547 | 0.1513
|  | 596.2621 | 0 | 0 | 0.00063316 | 0.00073179 | 0.01378 | 0.03226 | -0.00010411 | 0.49129 | 0.98422 | 0.6596 | 0 | 0 | 0.00016525 | 0.00021119 | 0.0032006 | 0.0075717 | 3.5446e-05 | 0.1126 | 0.22593 | 0.15118
|  | 596.4913 | 0 | 0 | 0.00080887 | 0.0011112 | 0.014149 | 0.033813 | 0.00041342 | 0.49129 | 0.98732 | 0.65967 | 0 | 0 | 0.00016637 | 0.00021127 | 0.0031495 | 0.0077835 | 4.4923e-05 | 0.11229 | 0.22599 | 0.151
|  | 596.7205 | 0 | 0 | 0.00064279 | 0.00073227 | 0.013332 | 0.034103 | -2.1443e-05 | 0.48855 | 0.98454 | 0.65791 | 0 | 0 | 0.00015765 | 0.00020022 | 0.0031012 | 0.0080067 | 3.8639e-05 | 0.1121 | 0.22611 | 0.151
|  | 596.9497 | 0 | 0 | 0.00073276 | 0.0010148 | 0.013728 | 0.03576 | 0.0003586 | 0.48956 | 0.98842 | 0.65966 | 0 | 0 | 0.00015 | 0.00019823 | 0.0030568 | 0.0082016 | 3.4879e-05 | 0.11191 | 0.22644 | 0.15093
|  | 597.179 | 0 | 0 | 0.000576 | 0.00071479 | 0.012942 | 0.035798 | -5.4279e-05 | 0.4868 | 0.98726 | 0.65714 | 0 | 0 | 0.00015122 | 0.00019428 | 0.0030178 | 0.0084046 | 2.3067e-05 | 0.11164 | 0.22669 | 0.15086
|  | 597.4082 | 0 | 0 | 0.0007434 | 0.00098029 | 0.013388 | 0.037531 | 0.00025554 | 0.48723 | 0.99055 | 0.65911 | 0 | 0 | 0.00015675 | 0.00018905 | 0.0029889 | 0.0086197 | 2.0339e-05 | 0.11147 | 0.22694 | 0.15099
|  | 597.6374 | 0 | 0 | 0.00062408 | 0.00066902 | 0.012687 | 0.037668 | -7.8099e-05 | 0.48526 | 0.98928 | 0.65815 | 0 | 0 | 0.00015676 | 0.00019098 | 0.0029474 | 0.0088241 | 2.2735e-05 | 0.11124 | 0.22737 | 0.15101
|  | 597.8667 | 0 | 0 | 0.00074346 | 0.000997 | 0.013025 | 0.039311 | 0.00027643 | 0.48516 | 0.99427 | 0.65924 | 0 | 0 | 0.00015212 | 0.00019272 | 0.0028996 | 0.0090616 | 2.5036e-05 | 0.111 | 0.22774 | 0.15094
|  | 598.096 | 0 | 0 | 0.00058356 | 0.00068415 | 0.012269 | 0.039736 | -5.8034e-05 | 0.48312 | 0.99241 | 0.65743 | 0 | 0 | 0.00014996 | 0.00018992 | 0.0028602 | 0.0092856 | 2.5305e-05 | 0.11065 | 0.22761 | 0.15064
|  | 598.3253 | 0 | 0 | 0.00072449 | 0.00097242 | 0.012679 | 0.041258 | 0.00027876 | 0.48199 | 0.99295 | 0.65652 | 0 | 0 | 0.00015436 | 0.00019186 | 0.0028141 | 0.0095079 | 2.9112e-05 | 0.1101 | 0.22707 | 0.15007
|  | 598.5545 | 0 | 0 | 0.00062196 | 0.00070106 | 0.011867 | 0.041676 | -2.4833e-05 | 0.47833 | 0.98768 | 0.65245 | 0 | 0 | 0.00015663 | 0.00019049 | 0.0027761 | 0.0097343 | 3.6809e-05 | 0.10961 | 0.22677 | 0.14968
|  | 598.7839 | 0 | 0 | 0.00074412 | 0.00096039 | 0.012346 | 0.043225 | 0.00034587 | 0.47769 | 0.99017 | 0.65305 | 0 | 0 | 0.00015509 | 0.00019341 | 0.0027527 | 0.0099998 | 4.7013e-05 | 0.10923 | 0.22685 | 0.14956
|  | 599.0132 | 0 | 0 | 0.00060851 | 0.00072646 | 0.011662 | 0.043988 | 6.4147e-05 | 0.47494 | 0.98832 | 0.65131 | 0 | 0 | 0.00015151 | 0.00019343 | 0.0026905 | 0.010265 | 4.6896e-05 | 0.10887 | 0.22692 | 0.14947
|  | 599.2425 | 0 | 0 | 0.00071286 | 0.00096054 | 0.011803 | 0.045541 | 0.00034486 | 0.4746 | 0.99078 | 0.65229 | 0 | 0 | 0.00014982 | 0.0001995 | 0.0026336 | 0.010525 | 4.3599e-05 | 0.10856 | 0.22688 | 0.14921
|  | 599.4719 | 0 | 0 | 0.00059362 | 0.00077918 | 0.011162 | 0.046236 | 3.5338e-05 | 0.47206 | 0.98767 | 0.64885 | 0 | 0 | 0.00014731 | 0.00020002 | 0.0025871 | 0.01079 | 4.1401e-05 | 0.10816 | 0.22658 | 0.14889
|  | 599.7012 | 0 | 0 | 0.000691 | 0.00096508 | 0.011398 | 0.047857 | 0.00032569 | 0.47113 | 0.98822 | 0.64952 | 0 | 0 | 0.00015154 | 0.00019329 | 0.0025779 | 0.011066 | 5.4324e-05 | 0.10776 | 0.22648 | 0.1488
|  | 599.9306 | 0 | 0 | 0.0006304 | 0.00072041 | 0.011081 | 0.048636 | 0.00014801 | 0.46851 | 0.98664 | 0.64803 | 0 | 0 | 0.00015977 | 0.00020242 | 0.002569 | 0.011344 | 7.1255e-05 | 0.10738 | 0.22644 | 0.14863
|  | 600.1599 | 0 | 0 | 0.00076272 | 0.0010446 | 0.011319 | 0.050277 | 0.0004733 | 0.46782 | 0.98779 | 0.64794 | 0 | 0 | 0.00015645 | 0.00020252 | 0.0025198 | 0.011642 | 5.7577e-05 | 0.10709 | 0.22639 | 0.14844
|  | 600.3893 | 0 | 0 | 0.00060132 | 0.00072111 | 0.01065 | 0.051226 | 2.8708e-05 | 0.4659 | 0.98606 | 0.64629 | 0 | 0 | 0.00014585 | 0.00018445 | 0.0024479 | 0.011952 | 2.749e-05 | 0.10683 | 0.22662 | 0.14844
|  | 600.6187 | 0 | 0 | 0.00067028 | 0.00088699 | 0.010691 | 0.052978 | 0.00021096 | 0.46552 | 0.98968 | 0.64787 | 0 | 0 | 0.00014703 | 0.00018713 | 0.0024108 | 0.012248 | 3.2265e-05 | 0.10642 | 0.2266 | 0.14827
|  | 600.8481 | 0 | 0 | 0.00061156 | 0.00074444 | 0.010327 | 0.053799 | 7.0325e-05 | 0.46227 | 0.98585 | 0.64475 | 0 | 0 | 0.00014629 | 0.0001886 | 0.0023893 | 0.01254 | 4.0127e-05 | 0.10592 | 0.22613 | 0.14786
|  | 601.0775 | 0 | 0 | 0.00066372 | 0.00089969 | 0.010502 | 0.055523 | 0.00027949 | 0.46114 | 0.98549 | 0.64424 | 0 | 0 | 0.00014248 | 0.00018916 | 0.0023537 | 0.012891 | 4.778e-05 | 0.10558 | 0.22592 | 0.14763
|  | 601.307 | 0 | 0 | 0.00057834 | 0.00074929 | 0.010015 | 0.05685 | 0.00013702 | 0.4592 | 0.98389 | 0.64265 | 0 | 0 | 0.00013925 | 0.00018086 | 0.002314 | 0.013216 | 3.8956e-05 | 0.10519 | 0.22578 | 0.14741
|  | 601.5364 | 0 | 0 | 0.00063546 | 0.0008272 | 0.010155 | 0.058352 | 0.00020256 | 0.45773 | 0.98422 | 0.64226 | 0 | 0 | 0.0001391 | 0.00017819 | 0.0022865 | 0.013533 | 2.931e-05 | 0.10489 | 0.2259 | 0.14741
|  | 601.7659 | 0 | 0 | 0.00057698 | 0.0007259 | 0.0097744 | 0.059604 | 5.2916e-05 | 0.45653 | 0.98474 | 0.6426 | 0 | 0 | 0.0001385 | 0.00017957 | 0.002247 | 0.013909 | 2.4608e-05 | 0.10483 | 0.22641 | 0.1477
|  | 601.9953 | 0 | 0 | 0.00063018 | 0.00083923 | 0.0098106 | 0.061631 | 0.00016157 | 0.45715 | 0.9887 | 0.64478 | 0 | 0 | 0.00014274 | 0.00017818 | 0.002224 | 0.014328 | 3.0633e-05 | 0.10479 | 0.22695 | 0.14797
|  | 602.2248 | 0 | 0 | 0.00061381 | 0.00071366 | 0.0095722 | 0.063238 | 0.00010541 | 0.45614 | 0.98926 | 0.64487 | 0 | 0 | 0.00014423 | 0.00017655 | 0.0022143 | 0.014726 | 3.8371e-05 | 0.10465 | 0.2273 | 0.14808
|  | 602.4543 | 0 | 0 | 0.00064311 | 0.00082493 | 0.0097251 | 0.065102 | 0.00022899 | 0.45589 | 0.99164 | 0.64562 | 0 | 0 | 0.00013884 | 0.00017964 | 0.002194 | 0.015127 | 3.1041e-05 | 0.10451 | 0.22762 | 0.14822
|  | 602.6838 | 0 | 0 | 0.00056685 | 0.00074055 | 0.0093951 | 0.066721 | 4.1514e-05 | 0.45488 | 0.99202 | 0.64609 | 0 | 0 | 0.0001307 | 0.00017847 | 0.0021521 | 0.015553 | 1.6325e-05 | 0.10437 | 0.2279 | 0.14844
|  | 602.9133 | 0 | 0 | 0.00057207 | 0.0008147 | 0.0093589 | 0.068813 | 0.00010074 | 0.45463 | 0.99396 | 0.64742 | 0 | 0 | 0.00012987 | 0.00018259 | 0.0021279 | 0.015997 | 1.6487e-05 | 0.10427 | 0.22835 | 0.14866
|  | 603.1428 | 0 | 0 | 0.0005596 | 0.00077637 | 0.0091831 | 0.070584 | 4.292e-05 | 0.45398 | 0.99583 | 0.64801 | 0 | 0 | 0.00013503 | 0.000184 | 0.0021043 | 0.016444 | 1.7397e-05 | 0.10415 | 0.22884 | 0.14889
|  | 603.3724 | 0 | 0 | 0.00061689 | 0.00082687 | 0.0091514 | 0.072697 | 0.00010866 | 0.45347 | 0.99803 | 0.64931 | 0 | 0 | 0.00013837 | 0.00018167 | 0.0020782 | 0.016903 | 2.2925e-05 | 0.10397 | 0.22915 | 0.14906
|  | 603.6019 | 0 | 0 | 0.00058874 | 0.00075603 | 0.008956 | 0.074581 | 9.1087e-05 | 0.45245 | 0.99857 | 0.64947 | 0 | 0 | 0.00013569 | 0.00017598 | 0.0020498 | 0.01733 | 2.4963e-05 | 0.10374 | 0.22929 | 0.1491
|  | 603.8315 | 0 | 0 | 0.00059341 | 0.00077719 | 0.0089023 | 0.0764 | 0.0001264 | 0.45136 | 0.99911 | 0.64955 | 0 | 0 | 0.00013537 | 0.0001789 | 0.0020262 | 0.017775 | 2.4962e-05 | 0.10351 | 0.22945 | 0.14915
|  | 604.0611 | 0 | 0 | 0.00058593 | 0.00078139 | 0.00875 | 0.078456 | 9.1066e-05 | 0.45044 | 0.99989 | 0.64987 | 0 | 0 | 0.00013222 | 0.00017777 | 0.0020102 | 0.01828 | 2.025e-05 | 0.10328 | 0.22957 | 0.14923
|  | 604.2906 | 0 | 0 | 0.00056592 | 0.00076728 | 0.0087615 | 0.080794 | 8.5343e-05 | 0.44925 | 1 | 0.65016 | 0 | 0 | 0.00013149 | 0.00017496 | 0.0019995 | 0.01877 | 2.6143e-05 | 0.10289 | 0.22938 | 0.14901
|  | 604.5202 | 0 | 0 | 0.00057948 | 0.00075686 | 0.0086566 | 0.082713 | 0.00014239 | 0.44701 | 0.99816 | 0.64792 | 0 | 0 | 0.00013396 | 0.00017504 | 0.0019633 | 0.019214 | 3.0271e-05 | 0.10242 | 0.22899 | 0.14864
|  | 604.7498 | 0 | 0 | 0.00058741 | 0.00076786 | 0.008445 | 0.084652 | 0.0001213 | 0.4451 | 0.99657 | 0.64685 | 0 | 0 | 0.00013259 | 0.0001753 | 0.001925 | 0.019676 | 2.4713e-05 | 0.102 | 0.22867 | 0.14852
|  | 604.9794 | 0 | 0 | 0.00056743 | 0.00075898 | 0.0083214 | 0.086729 | 9.3954e-05 | 0.44332 | 0.99516 | 0.64673 | 0 | 0 | 0.00013009 | 0.00016313 | 0.0018952 | 0.02014 | 1.8896e-05 | 0.10157 | 0.22832 | 0.14843
|  | 605.2091 | 0 | 0 | 0.00056568 | 0.00066186 | 0.0081858 | 0.08869 | 7.0632e-05 | 0.44134 | 0.99352 | 0.64612 | 0 | 0 | 0.00013604 | 0.00016024 | 0.0018766 | 0.020665 | 2.7418e-05 | 0.10124 | 0.2282 | 0.14835
|  | 605.4387 | 0 | 0 | 0.00061909 | 0.0007337 | 0.0081583 | 0.09129 | 0.00016816 | 0.44035 | 0.99391 | 0.64594 | 0 | 0 | 0.0001382 | 0.00016422 | 0.0018451 | 0.021248 | 3.1006e-05 | 0.10093 | 0.22811 | 0.14822
|  | 605.6684 | 0 | 0 | 0.00058449 | 0.0006965 | 0.0079101 | 0.093754 | 0.00010187 | 0.43864 | 0.99272 | 0.6449 | 0 | 0 | 0.00013594 | 0.00016865 | 0.0018149 | 0.021814 | 3.0805e-05 | 0.10056 | 0.22786 | 0.14811
|  | 605.898 | 0 | 0 | 0.00059935 | 0.00077226 | 0.0078958 | 0.096218 | 0.00016641 | 0.43715 | 0.99171 | 0.64498 | 0 | 0 | 0.00013585 | 0.00016862 | 0.0017851 | 0.02237 | 3.2945e-05 | 0.10019 | 0.2276 | 0.14809
|  | 606.1277 | 0 | 0 | 0.00058359 | 0.00069601 | 0.0076489 | 0.098573 | 0.00012047 | 0.43531 | 0.99021 | 0.64451 | 0 | 0 | 0.00013678 | 0.00017164 | 0.001765 | 0.022964 | 4.0096e-05 | 0.099814 | 0.22745 | 0.14799
|  | 606.3574 | 0 | 0 | 0.00060744 | 0.00079858 | 0.0077206 | 0.10139 | 0.00022867 | 0.43385 | 0.99039 | 0.64411 | 0 | 0 | 0.00013484 | 0.00017083 | 0.0017419 | 0.02356 | 3.4222e-05 | 0.099423 | 0.22734 | 0.14777
|  | 606.587 | 0 | 0 | 0.00056663 | 0.00068888 | 0.0074464 | 0.10376 | 6.9307e-05 | 0.43187 | 0.98915 | 0.64255 | 0 | 0 | 0.00013074 | 0.00016562 | 0.0017176 | 0.024196 | 2.1266e-05 | 0.099126 | 0.22732 | 0.14776
|  | 606.8167 | 0 | 0 | 0.00057173 | 0.00075319 | 0.0075085 | 0.10692 | 0.00011586 | 0.43123 | 0.99011 | 0.64399 | 0 | 0 | 0.00012107 | 0.00016338 | 0.0016885 | 0.024853 | 1.3289e-05 | 0.098908 | 0.22735 | 0.14798
|  | 607.0465 | 0 | 0 | 0.00048236 | 0.0006692 | 0.0071923 | 0.10946 | -1.6152e-07 | 0.42989 | 0.98926 | 0.64436 | 0 | 0 | 0.00012448 | 0.00016935 | 0.0016766 | 0.025524 | 2.6819e-05 | 0.098694 | 0.22743 | 0.14813
|  | 607.2762 | 0 | 0 | 0.00060134 | 0.00080512 | 0.0074043 | 0.11275 | 0.00023365 | 0.42932 | 0.99074 | 0.6452 | 0 | 0 | 0.00012869 | 0.00017169 | 0.001663 | 0.026206 | 3.5037e-05 | 0.098403 | 0.2274 | 0.1481
|  | 607.5059 | 0 | 0 | 0.00051895 | 0.00068954 | 0.0070731 | 0.11538 | 7.1369e-05 | 0.42732 | 0.98892 | 0.64404 | 0 | 0 | 0.00012856 | 0.00016982 | 0.0016417 | 0.026932 | 3.8301e-05 | 0.098183 | 0.22746 | 0.14821
|  | 607.7357 | 0 | 0 | 0.0006002 | 0.00078873 | 0.0072184 | 0.11907 | 0.00026205 | 0.42737 | 0.99117 | 0.6461 | 0 | 0 | 0.00012841 | 0.00016298 | 0.0016211 | 0.027707 | 3.3124e-05 | 0.098083 | 0.22775 | 0.14853
|  | 607.9655 | 0 | 0 | 0.00051755 | 0.00063 | 0.0068933 | 0.12211 | 2.6293e-05 | 0.42642 | 0.99136 | 0.64679 | 0 | 0 | 0.00012708 | 0.0001586 | 0.0016053 | 0.028517 | 2.3326e-05 | 0.097944 | 0.22794 | 0.14883
|  | 608.1952 | 0 | 0 | 0.00058861 | 0.00075053 | 0.0070795 | 0.12611 | 0.00017674 | 0.42612 | 0.99271 | 0.6487 | 0 | 0 | 0.00012746 | 0.00015884 | 0.0015839 | 0.029315 | 2.2183e-05 | 0.09778 | 0.22808 | 0.14907
|  | 608.425 | 0 | 0 | 0.00052081 | 0.00063205 | 0.0067066 | 0.12905 | 1.6337e-05 | 0.42496 | 0.99253 | 0.64883 | 0 | 0 | 0.00012819 | 0.00016155 | 0.0015756 | 0.03013 | 2.9347e-05 | 0.097624 | 0.22831 | 0.1493
|  | 608.6548 | 0 | 0 | 0.00059489 | 0.00077397 | 0.0070063 | 0.13318 | 0.00023908 | 0.42468 | 0.99448 | 0.65057 | 0 | 0 | 0.00012504 | 0.00015701 | 0.0015385 | 0.030931 | 3.2018e-05 | 0.097228 | 0.22807 | 0.14921
|  | 608.8846 | 0 | 0 | 0.0004934 | 0.00059251 | 0.0063837 | 0.13602 | 3.9582e-05 | 0.42152 | 0.99051 | 0.648 | 0 | 0 | 0.00012121 | 0.00016271 | 0.0014927 | 0.031742 | 3.166e-05 | 0.096777 | 0.22767 | 0.149
|  | 609.1144 | 0 | 0 | 0.00056146 | 0.00082345 | 0.0066063 | 0.14022 | 0.00023594 | 0.42069 | 0.99075 | 0.64864 | 0 | 0 | 0.00012068 | 0.00016861 | 0.0014807 | 0.032572 | 2.3492e-05 | 0.096371 | 0.22731 | 0.14891
|  | 609.3442 | 0 | 0 | 0.00048868 | 0.00064381 | 0.0062786 | 0.14323 | -3.1509e-05 | 0.41795 | 0.98733 | 0.64721 | 0 | 0 | 0.00012 | 0.00016557 | 0.0014724 | 0.03344 | 2.1767e-05 | 0.095974 | 0.22696 | 0.14882
|  | 609.5741 | 0 | 0 | 0.00055555 | 0.00079696 | 0.006534 | 0.14776 | 0.00022092 | 0.41719 | 0.98764 | 0.64776 | 0 | 0 | 0.00011821 | 0.00016275 | 0.0014567 | 0.034353 | 3.0881e-05 | 0.095682 | 0.22676 | 0.14874
|  | 609.8039 | 0 | 0 | 0.00047302 | 0.00061915 | 0.0061416 | 0.15115 | 4.779e-05 | 0.41537 | 0.98548 | 0.64645 | 0 | 0 | 0.00012372 | 0.00016495 | 0.0014535 | 0.035299 | 3.5858e-05 | 0.095443 | 0.22675 | 0.14889
|  | 610.0338 | 0 | 0 | 0.00060344 | 0.00081612 | 0.0065053 | 0.15599 | 0.00026421 | 0.41507 | 0.98747 | 0.64902 | 0 | 0 | 0.00012392 | 0.00015932 | 0.0014413 | 0.036258 | 2.0082e-05 | 0.09517 | 0.22665 | 0.14915
|  | 610.2637 | 0 | 0 | 0.00047469 | 0.00057 | 0.0060346 | 0.15947 | -8.9497e-05 | 0.41293 | 0.98446 | 0.64863 | 0 | 0 | 0.00012758 | 0.00015978 | 0.0014315 | 0.037252 | 2.3581e-05 | 0.094848 | 0.22649 | 0.14929
|  | 610.4936 | 0 | 0 | 0.00063528 | 0.00082008 | 0.0064193 | 0.16463 | 0.00029465 | 0.41227 | 0.98604 | 0.65022 | 0 | 0 | 0.00013291 | 0.00016513 | 0.0014042 | 0.038311 | 3.5827e-05 | 0.094581 | 0.22638 | 0.14938
|  | 610.7235 | 0 | 0 | 0.00052094 | 0.00061645 | 0.0057964 | 0.16865 | 1.7022e-05 | 0.41053 | 0.98334 | 0.64933 | 0 | 0 | 0.00013559 | 0.00016965 | 0.0013929 | 0.039388 | 3.9043e-05 | 0.094385 | 0.22633 | 0.14935
|  | 610.9534 | 0 | 0 | 0.00065863 | 0.00085938 | 0.0063207 | 0.174 | 0.00032263 | 0.41057 | 0.98556 | 0.64992 | 0 | 0 | 0.00013385 | 0.00016314 | 0.0013842 | 0.040455 | 3.7072e-05 | 0.094073 | 0.22619 | 0.14927
|  | 611.1833 | 0 | 0 | 0.00050572 | 0.00055971 | 0.0057198 | 0.1779 | -1.5108e-07 | 0.40774 | 0.98199 | 0.64856 | 0 | 0 | 0.00012666 | 0.00015932 | 0.0013594 | 0.041538 | 3.5778e-05 | 0.093588 | 0.22578 | 0.14928
|  | 611.4132 | 0 | 0 | 0.00059601 | 0.00082611 | 0.0061049 | 0.18341 | 0.00031136 | 0.40631 | 0.98191 | 0.64994 | 0 | 0 | 0.00011724 | 0.00016238 | 0.0013326 | 0.042554 | 2.9343e-05 | 0.09301 | 0.22494 | 0.14901
|  | 611.6431 | 0 | 0 | 0.00042378 | 0.0005863 | 0.0054859 | 0.18672 | -5.6131e-05 | 0.40268 | 0.97465 | 0.64618 | 0 | 0 | 0.00011591 | 0.00015446 | 0.0013084 | 0.043594 | 2.3654e-05 | 0.09255 | 0.22427 | 0.14871
|  | 611.8731 | 0 | 0 | 0.00058428 | 0.00075706 | 0.0058933 | 0.19242 | 0.00026185 | 0.40223 | 0.9759 | 0.6472 | 0 | 0 | 0.00012121 | 0.00014426 | 0.0012798 | 0.04471 | 2.4673e-05 | 0.09217 | 0.22389 | 0.14864
|  | 612.1031 | 0 | 0 | 0.00046987 | 0.00049755 | 0.0052377 | 0.19643 | -4.7265e-05 | 0.39939 | 0.97128 | 0.64558 | 0 | 0 | 0.00012134 | 0.00015172 | 0.0012617 | 0.045983 | 3.2504e-05 | 0.091952 | 0.22387 | 0.14883
|  | 612.333 | 0 | 0 | 0.00058539 | 0.00082191 | 0.0057349 | 0.20347 | 0.00032995 | 0.4003 | 0.97571 | 0.64874 | 0 | 0 | 0.00011784 | 0.00014889 | 0.0012485 | 0.047305 | 3.434e-05 | 0.091735 | 0.22396 | 0.14901
|  | 612.563 | 0 | 0 | 0.00043935 | 0.00047285 | 0.0051222 | 0.20789 | -3.1327e-05 | 0.39743 | 0.97188 | 0.64707 | 0 | 0 | 0.0001155 | 0.00015001 | 0.0012295 | 0.04865 | 3.2279e-05 | 0.091544 | 0.22403 | 0.14922
|  | 612.793 | 0 | 0 | 0.00056502 | 0.00083155 | 0.0055692 | 0.21516 | 0.00031202 | 0.39861 | 0.97622 | 0.65045 | 0 | 0 | 0.00011658 | 0.0001521 | 0.0012119 | 0.049995 | 2.7794e-05 | 0.091293 | 0.22402 | 0.14943
|  | 613.023 | 0 | 0 | 0.00044864 | 0.00049097 | 0.0049686 | 0.21956 | -7.0335e-05 | 0.39521 | 0.97167 | 0.64888 | 0 | 0 | 0.00012328 | 0.00015245 | 0.0012209 | 0.051409 | 3.9175e-05 | 0.09104 | 0.22393 | 0.14965
|  | 613.2531 | 0 | 0 | 0.00062323 | 0.00083455 | 0.0056466 | 0.22743 | 0.00041096 | 0.39637 | 0.97535 | 0.65228 | 0 | 0 | 0.00012041 | 0.00015334 | 0.0012068 | 0.052839 | 3.6747e-05 | 0.090853 | 0.22383 | 0.14974
|  | 613.4831 | 0 | 0 | 0.0004237 | 0.00049869 | 0.0048463 | 0.23198 | -9.1461e-05 | 0.39355 | 0.97077 | 0.64965 | 0 | 0 | 0.000118 | 0.00015381 | 0.0011859 | 0.054208 | 2.8573e-05 | 0.090441 | 0.22344 | 0.14984
|  | 613.7131 | 0 | 0 | 0.00060219 | 0.00083859 | 0.0054637 | 0.23932 | 0.00033988 | 0.39276 | 0.97189 | 0.65305 | 0 | 0 | 0.0001181 | 0.00014883 | 0.0011791 | 0.055562 | 2.9023e-05 | 0.089933 | 0.22281 | 0.14972
|  | 613.9432 | 0 | 0 | 0.00042452 | 0.0004553 | 0.004787 | 0.24372 | -8.7562e-05 | 0.3891 | 0.96518 | 0.64858 | 0 | 0 | 0.00011523 | 0.0001437 | 0.0011645 | 0.057024 | 1.9418e-05 | 0.089544 | 0.22232 | 0.14963
|  | 614.1733 | 0 | 0 | 0.00057719 | 0.00079389 | 0.0053359 | 0.25199 | 0.00025637 | 0.38931 | 0.96741 | 0.65213 | 0 | 0 | 0.00011916 | 0.0001446 | 0.0011418 | 0.05858 | 3.0815e-05 | 0.089297 | 0.22208 | 0.14969
|  | 614.4033 | 0 | 0 | 0.00045867 | 0.00046311 | 0.0045898 | 0.25724 | 1.1512e-05 | 0.38696 | 0.96311 | 0.6491 | 0 | 0 | 0.0001202 | 0.00014606 | 0.0011336 | 0.060098 | 4.6849e-05 | 0.088993 | 0.22185 | 0.14973
|  | 614.6334 | 0 | 0 | 0.00058614 | 0.00080651 | 0.0052634 | 0.26514 | 0.00039571 | 0.38659 | 0.96526 | 0.65238 | 0 | 0 | 0.00011679 | 0.00015163 | 0.0011203 | 0.061644 | 3.6161e-05 | 0.088549 | 0.22134 | 0.1497
|  | 614.8635 | 0 | 0 | 0.00042898 | 0.00051141 | 0.004474 | 0.27066 | -8.1401e-05 | 0.38307 | 0.95863 | 0.64876 | 0 | 0 | 0.00011995 | 0.00015886 | 0.0011074 | 0.063356 | 2.8121e-05 | 0.088235 | 0.22115 | 0.14984
|  | 615.0936 | 0 | 0 | 0.0006136 | 0.00086934 | 0.0051508 | 0.28 | 0.00032581 | 0.38383 | 0.96352 | 0.65357 | 0 | 0 | 0.0001214 | 0.00014686 | 0.0010904 | 0.065102 | 1.8595e-05 | 0.08796 | 0.22105 | 0.15007
|  | 615.3237 | 0 | 0 | 0.00044147 | 0.00040703 | 0.0043261 | 0.28581 | -0.0001642 | 0.38064 | 0.95769 | 0.65069 | 0 | 0 | 0.00012174 | 0.00014584 | 0.0010646 | 0.066776 | 1.3595e-05 | 0.087656 | 0.22061 | 0.14998
|  | 615.5539 | 0 | 0 | 0.00061654 | 0.00086043 | 0.0049262 | 0.29453 | 0.00028236 | 0.38115 | 0.95958 | 0.65273 | 0 | 0 | 0.00011801 | 0.00015203 | 0.0010599 | 0.068429 | 3.2971e-05 | 0.087317 | 0.22006 | 0.14989
|  | 615.784 | 0 | 0 | 0.000409 | 0.00046078 | 0.0042843 | 0.30014 | 4.1721e-06 | 0.37766 | 0.95285 | 0.64989 | 0 | 0 | 0.00011321 | 0.00014669 | 0.0010531 | 0.070248 | 4.2237e-05 | 0.087007 | 0.21977 | 0.15005
|  | 616.0142 | 0 | 0 | 0.00057483 | 0.00081395 | 0.0048669 | 0.31031 | 0.00036287 | 0.37843 | 0.95695 | 0.65406 | 0 | 0 | 0.00011025 | 0.00014536 | 0.001034 | 0.072152 | 2.5131e-05 | 0.08673 | 0.2196 | 0.15032
|  | 616.2443 | 0 | 0 | 0.00038318 | 0.00044908 | 0.0041176 | 0.31664 | -0.0001445 | 0.37519 | 0.95121 | 0.6521 | 0 | 0 | 0.00011349 | 0.00013884 | 0.0010238 | 0.074112 | 1.4748e-05 | 0.086445 | 0.2194 | 0.15043
|  | 616.4745 | 0 | 0 | 0.00060296 | 0.0007573 | 0.0047786 | 0.32734 | 0.00027265 | 0.37595 | 0.95525 | 0.65503 | 0 | 0 | 0.00011457 | 0.00013679 | 0.0010046 | 0.076051 | 2.5338e-05 | 0.086131 | 0.21923 | 0.15044
|  | 616.7047 | 0 | 0 | 0.00039247 | 0.00043122 | 0.0039501 | 0.33342 | -5.2504e-05 | 0.37239 | 0.94951 | 0.65204 | 0 | 0 | 0.0001086 | 0.00013978 | 0.0010029 | 0.077918 | 3.2802e-05 | 0.085697 | 0.21859 | 0.15031
|  | 616.9349 | 0 | 0 | 0.00055109 | 0.0007832 | 0.0047634 | 0.34354 | 0.00033749 | 0.37215 | 0.94962 | 0.65385 | 0 | 0 | 0.00011567 | 0.00014335 | 0.0010048 | 0.08 | 2.9591e-05 | 0.085403 | 0.21824 | 0.15042
|  | 617.1651 | 0 | 0 | 0.00045381 | 0.00046215 | 0.0039663 | 0.35148 | -8.0413e-05 | 0.36981 | 0.94641 | 0.65295 | 0 | 0 | 0.00011939 | 0.00014648 | 0.000986 | 0.082201 | 3.4284e-05 | 0.085262 | 0.21821 | 0.15084
|  | 617.3953 | 0 | 0 | 0.00058335 | 0.00081041 | 0.0045994 | 0.36263 | 0.00037825 | 0.37089 | 0.94927 | 0.65744 | 0 | 0 | 0.00011411 | 0.00015054 | 0.00097868 | 0.084271 | 3.1224e-05 | 0.084948 | 0.21791 | 0.15094
|  | 617.6255 | 0 | 0 | 0.00040793 | 0.00049731 | 0.0039024 | 0.36943 | -0.000107 | 0.36705 | 0.94369 | 0.65373 | 0 | 0 | 0.00011094 | 0.00014711 | 0.00096217 | 0.086322 | 2.517e-05 | 0.084539 | 0.21735 | 0.15092
|  | 617.8558 | 0 | 0 | 0.00055576 | 0.00078055 | 0.0044556 | 0.38041 | 0.00032564 | 0.3673 | 0.94436 | 0.65721 | 0 | 0 | 0.00011487 | 0.00014344 | 0.00095201 | 0.088525 | 3.9916e-05 | 0.084252 | 0.21692 | 0.1511
|  | 618.0861 | 0 | 0 | 0.00044198 | 0.00046533 | 0.0038133 | 0.3885 | 2.1064e-05 | 0.3645 | 0.93974 | 0.65525 | 0 | 0 | 0.00011419 | 0.00014404 | 0.00093576 | 0.090786 | 3.4919e-05 | 0.083928 | 0.21658 | 0.15116
|  | 618.3163 | 0 | 0 | 0.00054984 | 0.00078579 | 0.0043145 | 0.40004 | 0.00028224 | 0.36448 | 0.94144 | 0.65772 | 0 | 0 | 0.0001151 | 0.00014397 | 0.00094096 | 0.093001 | 2.8597e-05 | 0.083549 | 0.21613 | 0.1512
|  | 618.5466 | 0 | 0 | 0.00044978 | 0.00046461 | 0.0038578 | 0.40768 | -3.3867e-05 | 0.36114 | 0.93564 | 0.65544 | 0 | 0 | 0.00011243 | 0.0001395 | 0.00092602 | 0.095295 | 3.2284e-05 | 0.083165 | 0.21565 | 0.15113
|  | 618.7769 | 0 | 0 | 0.00052665 | 0.00074693 | 0.0041844 | 0.41993 | 0.00031424 | 0.36112 | 0.93723 | 0.65706 | 0 | 0 | 0.00010996 | 0.00013861 | 0.00090446 | 0.097698 | 3.4865e-05 | 0.082863 | 0.21534 | 0.15119
|  | 619.0072 | 0 | 0 | 0.00042836 | 0.00045687 | 0.0036705 | 0.42854 | -1.1457e-05 | 0.35852 | 0.93292 | 0.65595 | 0 | 0 | 0.00011266 | 0.00013707 | 0.00089601 | 0.10013 | 2.8222e-05 | 0.082606 | 0.21508 | 0.15135
|  | 619.2375 | 0 | 0 | 0.00054997 | 0.00073345 | 0.0041104 | 0.44097 | 0.00025653 | 0.35883 | 0.93481 | 0.65837 | 0 | 0 | 0.000109 | 0.00013683 | 0.00088814 | 0.10258 | 1.0725e-05 | 0.082282 | 0.21466 | 0.15144
|  | 619.4678 | 0 | 0 | 0.00039658 | 0.00045474 | 0.0036019 | 0.44976 | -0.0001634 | 0.35567 | 0.92922 | 0.65669 | 0 | 0 | 0.0001088 | 0.00013124 | 0.00087955 | 0.10501 | 1.1037e-05 | 0.081861 | 0.21401 | 0.1515
|  | 619.6981 | 0 | 0 | 0.00054814 | 0.00068479 | 0.0040351 | 0.46201 | 0.00025924 | 0.35511 | 0.92899 | 0.65872 | 0 | 0 | 0.00011499 | 0.00013618 | 0.00088127 | 0.1076 | 3.3943e-05 | 0.08161 | 0.21368 | 0.15167
|  | 619.9285 | 0 | 0 | 0.00045034 | 0.00049767 | 0.0036168 | 0.47228 | 3.5488e-05 | 0.3535 | 0.92631 | 0.65823 | 0 | 0 | 0.00011362 | 0.00014282 | 0.00086863 | 0.11038 | 3.3181e-05 | 0.081478 | 0.21373 | 0.15197
|  | 620.1588 | 0 | 0 | 0.00053612 | 0.00074237 | 0.003925 | 0.48605 | 0.00025261 | 0.35393 | 0.9294 | 0.66125 | 0 | 0 | 0.00011085 | 0.0001464 | 0.00084776 | 0.11317 | 3.444e-05 | 0.081269 | 0.21368 | 0.15226
|  | 620.3892 | 0 | 0 | 0.00042624 | 0.00052862 | 0.003435 | 0.49643 | 4.6395e-05 | 0.35162 | 0.92573 | 0.66065 | 0 | 0 | 0.00011256 | 0.00015129 | 0.00083772 | 0.11592 | 3.3597e-05 | 0.080973 | 0.21328 | 0.15239
|  | 620.6196 | 0 | 0 | 0.00055098 | 0.00078484 | 0.0038378 | 0.50992 | 0.00024529 | 0.35136 | 0.92594 | 0.66237 | 0 | 0 | 0.00011553 | 0.0001516 | 0.00083374 | 0.1187 | 3.316e-05 | 0.080662 | 0.21286 | 0.15245
|  | 620.85 | 0 | 0 | 0.00045196 | 0.00053115 | 0.0033999 | 0.52055 | 4.2575e-05 | 0.34886 | 0.92184 | 0.66101 | 0 | 0 | 0.0001124 | 0.0001431 | 0.00082304 | 0.1216 | 4.1006e-05 | 0.080362 | 0.21261 | 0.15264
|  | 621.0804 | 0 | 0 | 0.00052376 | 0.00071106 | 0.0037446 | 0.53504 | 0.00031338 | 0.34873 | 0.92369 | 0.66401 | 0 | 0 | 0.00011321 | 0.00014372 | 0.00081717 | 0.12465 | 4.4836e-05 | 0.080161 | 0.21248 | 0.153
|  | 621.3108 | 0 | 0 | 0.00045893 | 0.00053643 | 0.0033486 | 0.54696 | 7.5808e-05 | 0.34708 | 0.92071 | 0.66404 | 0 | 0 | 0.00011071 | 0.0001444 | 0.00080997 | 0.12772 | 3.2352e-05 | 0.079955 | 0.21223 | 0.15328
|  | 621.5412 | 0 | 0 | 0.000502 | 0.00071693 | 0.0036817 | 0.56167 | 0.000205 | 0.34691 | 0.92144 | 0.66637 | 0 | 0 | 0.00010531 | 0.00014347 | 0.00079651 | 0.13074 | 1.8446e-05 | 0.079659 | 0.2118 | 0.15338
|  | 621.7716 | 0 | 0 | 0.00041199 | 0.00052831 | 0.0032315 | 0.57307 | -4.4899e-05 | 0.34448 | 0.91689 | 0.66484 | 0 | 0 | 0.00010518 | 0.00014147 | 0.00077981 | 0.13372 | 1.382e-05 | 0.079316 | 0.2113 | 0.15347
|  | 622.0021 | 0 | 0 | 0.00050088 | 0.00069954 | 0.0035365 | 0.58746 | 0.00016484 | 0.34391 | 0.91702 | 0.66712 | 0 | 0 | 0.00010832 | 0.00014903 | 0.00077695 | 0.1369 | 2.4755e-05 | 0.079085 | 0.21109 | 0.15377
|  | 622.2325 | 0 | 0 | 0.00043919 | 0.00059375 | 0.0032062 | 0.60063 | 4.9988e-05 | 0.34241 | 0.91492 | 0.66734 | 0 | 0 | 0.00010744 | 0.00014704 | 0.00076936 | 0.14012 | 3.0466e-05 | 0.078802 | 0.21076 | 0.15388
|  | 622.463 | 0 | 0 | 0.00049324 | 0.00068233 | 0.0034706 | 0.61533 | 0.00021441 | 0.34145 | 0.91412 | 0.6681 | 0 | 0 | 0.0001083 | 0.00013935 | 0.0007711 | 0.14313 | 2.5066e-05 | 0.078393 | 0.2101 | 0.15377
|  | 622.6934 | 0 | 0 | 0.00044662 | 0.0005269 | 0.003221 | 0.62671 | 3.1116e-06 | 0.33883 | 0.90914 | 0.66627 | 0 | 0 | 0.00011293 | 0.00014126 | 0.00077208 | 0.14622 | 2.629e-05 | 0.078001 | 0.20945 | 0.1538
|  | 622.9239 | 0 | 0 | 0.00053331 | 0.00069886 | 0.0034785 | 0.64204 | 0.00022501 | 0.338 | 0.90829 | 0.6683 | 0 | 0 | 0.00011896 | 0.00014226 | 0.00077908 | 0.14955 | 4.0439e-05 | 0.077719 | 0.20904 | 0.15404
|  | 623.1544 | 0 | 0 | 0.00049884 | 0.00053548 | 0.0032814 | 0.65555 | 0.00012587 | 0.33635 | 0.90554 | 0.6683 | 0 | 0 | 0.00012317 | 0.00013906 | 0.00077157 | 0.15286 | 4.1792e-05 | 0.077439 | 0.20852 | 0.15413
|  | 623.385 | 0 | 0 | 0.00056985 | 0.00067102 | 0.0034131 | 0.67073 | 0.00023674 | 0.33554 | 0.90368 | 0.66896 | 0 | 0 | 0.00012271 | 0.00014362 | 0.00075217 | 0.15612 | 4.2518e-05 | 0.077076 | 0.2078 | 0.1541
|  | 623.6155 | 0 | 0 | 0.00049483 | 0.00057504 | 0.0031127 | 0.68378 | 0.00013215 | 0.33317 | 0.89921 | 0.66803 | 0 | 0 | 0.00011731 | 0.00014461 | 0.00073426 | 0.15945 | 3.819e-05 | 0.076723 | 0.20724 | 0.15408
|  | 623.846 | 0 | 0 | 0.00052293 | 0.00067952 | 0.0032575 | 0.69952 | 0.00019918 | 0.33246 | 0.89878 | 0.66875 | 0 | 0 | 0.0001179 | 0.00014581 | 0.00073409 | 0.16284 | 3.3007e-05 | 0.076447 | 0.20687 | 0.1541
|  | 624.0765 | 0 | 0 | 0.00049987 | 0.00058546 | 0.003111 | 0.7132 | 8.7164e-05 | 0.33074 | 0.89588 | 0.66814 | 0 | 0 | 0.00011741 | 0.00014314 | 0.00072435 | 0.16623 | 3.4084e-05 | 0.076085 | 0.20637 | 0.1542
|  | 624.3071 | 0 | 0 | 0.00051866 | 0.0006563 | 0.0031727 | 0.72881 | 0.00020851 | 0.32929 | 0.89435 | 0.66951 | 0 | 0 | 0.00011622 | 0.00014327 | 0.00071403 | 0.1698 | 3.6146e-05 | 0.075755 | 0.20592 | 0.15444
|  | 624.5377 | 0 | 0 | 0.00048942 | 0.00058644 | 0.0030209 | 0.74404 | 0.00010502 | 0.32782 | 0.89184 | 0.67009 | 0 | 0 | 0.00011356 | 0.00014106 | 0.00071103 | 0.17344 | 3.4504e-05 | 0.075512 | 0.20561 | 0.15474
|  | 624.7682 | 0 | 0 | 0.00049558 | 0.00063715 | 0.0031466 | 0.76044 | 0.00019427 | 0.32718 | 0.89169 | 0.67215 | 0 | 0 | 0.00011296 | 0.00014254 | 0.00070354 | 0.17724 | 3.8305e-05 | 0.075331 | 0.2055 | 0.15508
|  | 624.9988 | 0 | 0 | 0.00048417 | 0.00059917 | 0.0029554 | 0.77681 | 0.00013796 | 0.32619 | 0.89069 | 0.6729 | 0 | 0 | 0.0001149 | 0.00013828 | 0.0006904 | 0.18123 | 3.5612e-05 | 0.075212 | 0.20551 | 0.15553
|  | 625.2294 | 0 | 0 | 0.00051237 | 0.0006002 | 0.0030327 | 0.79509 | 0.00017091 | 0.32615 | 0.8918 | 0.67604 | 0 | 0 | 0.00011419 | 0.0001342 | 0.00068708 | 0.18523 | 2.5112e-05 | 0.075095 | 0.20553 | 0.15605
|  | 625.46 | 0 | 0 | 0.00047798 | 0.00056368 | 0.0029262 | 0.81137 | 4.6874e-05 | 0.32512 | 0.89067 | 0.67735 | 0 | 0 | 0.00011371 | 0.00013859 | 0.00068906 | 0.18902 | 2.1009e-05 | 0.074927 | 0.20532 | 0.15634
|  | 625.6906 | 0 | 0 | 0.00050818 | 0.00063823 | 0.0030496 | 0.82787 | 0.00013532 | 0.32467 | 0.88994 | 0.6785 | 0 | 0 | 0.00011646 | 0.00015094 | 0.00070187 | 0.19281 | 3.6649e-05 | 0.074817 | 0.20516 | 0.15666
|  | 625.9213 | 0 | 0 | 0.00050176 | 0.00067074 | 0.0030369 | 0.84419 | 0.0001825 | 0.32414 | 0.88921 | 0.68006 | 0 | 0 | 0.00011344 | 0.00015645 | 0.00068945 | 0.19645 | 4.0146e-05 | 0.074614 | 0.20494 | 0.15698
|  | 626.1519 | 0 | 0 | 0.00048191 | 0.00068589 | 0.0029416 | 0.85936 | 0.00016563 | 0.32288 | 0.88792 | 0.68122 | 0 | 0 | 0.0001096 | 0.00015204 | 0.00067398 | 0.19987 | 3.7643e-05 | 0.074337 | 0.20457 | 0.15719
|  | 626.3826 | 0 | 0 | 0.00046846 | 0.00063244 | 0.0029026 | 0.87372 | 0.00016078 | 0.32171 | 0.88591 | 0.68183 | 0 | 0 | 0.00010737 | 0.00014482 | 0.00066357 | 0.20313 | 3.557e-05 | 0.074067 | 0.20415 | 0.15737
|  | 626.6132 | 0 | 0 | 0.00046249 | 0.00062325 | 0.0028511 | 0.88754 | 0.00014763 | 0.32051 | 0.88424 | 0.68265 | 0 | 0 | 0.00010862 | 0.00014465 | 0.00064868 | 0.20633 | 3.6905e-05 | 0.073803 | 0.20377 | 0.1576
|  | 626.8439 | 0 | 0 | 0.00047926 | 0.00063089 | 0.002773 | 0.90131 | 0.00017233 | 0.31937 | 0.88245 | 0.68373 | 0 | 0 | 0.00010907 | 0.00013778 | 0.00063739 | 0.20943 | 3.2633e-05 | 0.073511 | 0.2033 | 0.15776
|  | 627.0746 | 0 | 0 | 0.00046639 | 0.00056369 | 0.0027532 | 0.91442 | 0.0001106 | 0.31798 | 0.88013 | 0.68401 | 0 | 0 | 0.00010941 | 0.00013798 | 0.00064785 | 0.21244 | 2.6772e-05 | 0.073276 | 0.20293 | 0.15798
|  | 627.3053 | 0 | 0 | 0.0004821 | 0.00063246 | 0.0028632 | 0.92728 | 0.0001215 | 0.31727 | 0.87912 | 0.68553 | 0 | 0 | 0.0001106 | 0.00014092 | 0.0006457 | 0.21528 | 2.4847e-05 | 0.073092 | 0.2026 | 0.1583
|  | 627.536 | 0 | 0 | 0.00047676 | 0.00058925 | 0.0027345 | 0.93905 | 9.3905e-05 | 0.31638 | 0.8773 | 0.68686 | 0 | 0 | 0.00011251 | 0.00014261 | 0.00064592 | 0.21809 | 2.9088e-05 | 0.072892 | 0.20235 | 0.15867
|  | 627.7667 | 0 | 0 | 0.00049857 | 0.00064693 | 0.0028647 | 0.95143 | 0.00015824 | 0.31549 | 0.87677 | 0.68861 | 0 | 0 | 0.00010762 | 0.00014067 | 0.00064299 | 0.22041 | 2.6975e-05 | 0.072543 | 0.20181 | 0.15878
|  | 627.9974 | 0 | 0 | 0.00043426 | 0.00057242 | 0.0027088 | 0.95911 | 7.558e-05 | 0.31333 | 0.87253 | 0.68769 | 0 | 0 | 0.0001108 | 0.00014321 | 0.00063883 | 0.22244 | 3.1486e-05 | 0.072226 | 0.2012 | 0.1588
|  | 628.2282 | 0 | 0 | 0.00052614 | 0.00066892 | 0.0028285 | 0.96892 | 0.00019733 | 0.31271 | 0.87146 | 0.68875 | 0 | 0 | 0.00011937 | 0.00014613 | 0.00062865 | 0.22438 | 3.381e-05 | 0.072021 | 0.20088 | 0.15901
|  | 628.4589 | 0 | 0 | 0.0005085 | 0.00059763 | 0.0026203 | 0.97588 | 9.5711e-05 | 0.31153 | 0.86968 | 0.68944 | 0 | 0 | 0.00011866 | 0.00014696 | 0.00061547 | 0.22599 | 3.7655e-05 | 0.071778 | 0.20058 | 0.15932
|  | 628.6897 | 0 | 0 | 0.00051994 | 0.0006761 | 0.002714 | 0.98277 | 0.00023065 | 0.31058 | 0.86879 | 0.6914 | 0 | 0 | 0.00011431 | 0.00014529 | 0.00060461 | 0.22732 | 3.947e-05 | 0.071519 | 0.20018 | 0.15958
|  | 628.9204 | 0 | 0 | 0.00047077 | 0.00058307 | 0.0025259 | 0.98731 | 0.00011142 | 0.30925 | 0.86609 | 0.69158 | 0 | 0 | 0.00011441 | 0.00014762 | 0.00060635 | 0.22842 | 4.4021e-05 | 0.071269 | 0.19972 | 0.15974
|  | 629.1512 | 0 | 0 | 0.00052073 | 0.00069626 | 0.0027289 | 0.99221 | 0.00027008 | 0.30839 | 0.86472 | 0.6928 | 0 | 0 | 0.00011006 | 0.00014305 | 0.00059971 | 0.22986 | 3.6831e-05 | 0.071238 | 0.19989 | 0.16045
|  | 629.382 | 0 | 0 | 0.00043301 | 0.0005433 | 0.0024679 | 0.99962 | 4.9077e-05 | 0.30893 | 0.86744 | 0.69757 | 0 | 0 | 0.00010972 | 0.00014492 | 0.00060135 | 0.23076 | 4.109e-05 | 0.071181 | 0.1999 | 0.16109
|  | 629.6128 | 0 | 0 | 0.00051781 | 0.00071246 | 0.0027431 | 1 | 0.00030699 | 0.30789 | 0.86481 | 0.69839 | 0 | 0 | 0.0001123 | 0.00014906 | 0.00059983 | 0.22956 | 3.9877e-05 | 0.070578 | 0.19843 | 0.16046
|  | 629.8437 | 0 | 0 | 0.00045525 | 0.00057912 | 0.0024543 | 0.98912 | 3.8533e-05 | 0.30365 | 0.85453 | 0.69193 | 0 | 0 | 0.00011412 | 0.00015018 | 0.00060634 | 0.22812 | 3.3075e-05 | 0.069995 | 0.19714 | 0.15989
|  | 630.0745 | 0 | 0 | 0.00053355 | 0.00072213 | 0.0027995 | 0.98746 | 0.00024805 | 0.30284 | 0.85364 | 0.69351 | 0 | 0 | 0.00011175 | 0.00014173 | 0.00061626 | 0.2279 | 4.2113e-05 | 0.069867 | 0.19725 | 0.16055
|  | 630.3053 | 0 | 0 | 0.00043463 | 0.00050579 | 0.0025398 | 0.98706 | 0.00011681 | 0.30249 | 0.85538 | 0.69749 | 0 | 0 | 0.00010729 | 0.00013617 | 0.00060361 | 0.22662 | 3.8143e-05 | 0.069514 | 0.19668 | 0.16071
|  | 630.5362 | 0 | 0 | 0.00049491 | 0.00067394 | 0.0026896 | 0.97626 | 0.00021364 | 0.29975 | 0.84862 | 0.6948 | 0 | 0 | 0.00010687 | 0.0001374 | 0.0005728 | 0.22397 | 2.5767e-05 | 0.068926 | 0.19513 | 0.16003
|  | 630.767 | 0 | 0 | 0.00043091 | 0.0005164 | 0.0022727 | 0.96408 | 9.5795e-06 | 0.29738 | 0.84185 | 0.69158 | 0 | 0 | 0.00011479 | 0.00014298 | 0.00056746 | 0.22152 | 3.4972e-05 | 0.068569 | 0.19415 | 0.15979
|  | 630.9979 | 0 | 0 | 0.0005635 | 0.00072223 | 0.0026431 | 0.95495 | 0.00029338 | 0.29663 | 0.84004 | 0.69269 | 0 | 0 | 0.00011947 | 0.00014369 | 0.00055819 | 0.2197 | 3.4871e-05 | 0.068462 | 0.19406 | 0.16037
|  | 631.2288 | 0 | 0 | 0.00047138 | 0.00052245 | 0.0021922 | 0.94817 | 8.6855e-06 | 0.29643 | 0.84101 | 0.69649 | 0 | 0 | 0.00012162 | 0.00014558 | 0.00055782 | 0.2182 | 3.1477e-05 | 0.068507 | 0.19456 | 0.16127
|  | 631.4597 | 0 | 0 | 0.00058213 | 0.00073856 | 0.0026397 | 0.94189 | 0.00026397 | 0.29699 | 0.84434 | 0.70043 | 0 | 0 | 0.00012022 | 0.00014018 | 0.00055471 | 0.21586 | 2.2519e-05 | 0.068411 | 0.19464 | 0.16173
|  | 631.6906 | 0 | 0 | 0.00045912 | 0.00047555 | 0.0021648 | 0.92773 | -6.8926e-05 | 0.29554 | 0.84148 | 0.70039 | 0 | 0 | 0.00012366 | 0.00014421 | 0.00055668 | 0.21246 | 3.5507e-05 | 0.068163 | 0.19415 | 0.16188
|  | 631.9215 | 0 | 0 | 0.00061193 | 0.0007735 | 0.0026568 | 0.91242 | 0.00037647 | 0.29484 | 0.84013 | 0.70174 | 0 | 0 | 0.00012525 | 0.00015112 | 0.00056914 | 0.20948 | 4.4283e-05 | 0.068128 | 0.19437 | 0.16267
|  | 632.1524 | 0 | 0 | 0.00047289 | 0.00053531 | 0.0022725 | 0.90186 | 7.0665e-06 | 0.29521 | 0.84333 | 0.70715 | 0 | 0 | 0.00012437 | 0.00014512 | 0.00056264 | 0.20503 | 3.9126e-05 | 0.067675 | 0.19325 | 0.16242
|  | 632.3833 | 0 | 0 | 0.00060415 | 0.00072146 | 0.0026001 | 0.87373 | 0.00033178 | 0.29087 | 0.8303 | 0.69944 | 0 | 0 | 0.00012566 | 0.00013505 | 0.00053894 | 0.19898 | 4.22e-05 | 0.066775 | 0.19074 | 0.16099
|  | 632.6143 | 0 | 0 | 0.00048401 | 0.00044805 | 0.0020671 | 0.84938 | 3.3674e-05 | 0.2874 | 0.82148 | 0.69469 | 0 | 0 | 0.00012556 | 0.00014199 | 0.00053924 | 0.19469 | 4.5736e-05 | 0.066525 | 0.19027 | 0.1611
|  | 632.8452 | 0 | 0 | 0.00060336 | 0.00078157 | 0.0026027 | 0.83661 | 0.0003624 | 0.2887 | 0.82627 | 0.70046 | 0 | 0 | 0.00012358 | 0.0001338 | 0.00053844 | 0.19051 | 4.0464e-05 | 0.066423 | 0.19024 | 0.16169
|  | 633.0762 | 0 | 0 | 0.00046676 | 0.00037706 | 0.0020597 | 0.813 | -1.2013e-05 | 0.28646 | 0.82102 | 0.69964 | 0 | 0 | 0.00011908 | 0.00014064 | 0.00054491 | 0.18529 | 4.2957e-05 | 0.066017 | 0.18934 | 0.1616
|  | 633.3072 | 0 | 0 | 0.00056435 | 0.00084072 | 0.0026585 | 0.79138 | 0.00038397 | 0.28517 | 0.81841 | 0.69963 | 0 | 0 | 0.00011413 | 0.0001517 | 0.00053642 | 0.17984 | 4.2745e-05 | 0.065534 | 0.18821 | 0.16124
|  | 633.5382 | 0 | 0 | 0.00042386 | 0.00047272 | 0.001986 | 0.76574 | -1.3866e-05 | 0.28225 | 0.81119 | 0.69645 | 0 | 0 | 0.00011513 | 0.00014853 | 0.00052549 | 0.17412 | 4.9464e-05 | 0.065038 | 0.18692 | 0.1607
|  | 633.7692 | 0 | 0 | 0.00057292 | 0.00081322 | 0.0025637 | 0.74176 | 0.00044213 | 0.28085 | 0.80717 | 0.69492 | 0 | 0 | 0.00010896 | 0.00014062 | 0.00053086 | 0.16896 | 5.2508e-05 | 0.06475 | 0.18628 | 0.16065
|  | 634.0002 | 0 | 0 | 0.00037044 | 0.00040419 | 0.0020323 | 0.721 | 1.2468e-05 | 0.27973 | 0.80556 | 0.69592 | 0 | 0 | 0.00010864 | 0.00014837 | 0.00053794 | 0.16388 | 4.7644e-05 | 0.064478 | 0.18566 | 0.16069
|  | 634.2312 | 0 | 0 | 0.00057006 | 0.00088029 | 0.0026248 | 0.69775 | 0.0004 | 0.27847 | 0.80179 | 0.69523 | 0 | 0 | 0.00011736 | 0.00015868 | 0.00051274 | 0.1587 | 3.8482e-05 | 0.064193 | 0.18512 | 0.16084
|  | 634.4623 | 0 | 0 | 0.00044583 | 0.00049332 | 0.0018137 | 0.67603 | -6.688e-05 | 0.27721 | 0.80074 | 0.69712 | 0 | 0 | 0.0001269 | 0.00015063 | 0.00051547 | 0.15418 | 5.4368e-05 | 0.064235 | 0.18547 | 0.16182
|  | 634.6933 | 0 | 0 | 0.00065269 | 0.00081058 | 0.0026485 | 0.6586 | 0.00053752 | 0.27884 | 0.80476 | 0.70369 | 0 | 0 | 0.00013053 | 0.00014536 | 0.00050815 | 0.1489 | 6.5755e-05 | 0.063917 | 0.18478 | 0.1619
|  | 634.9244 | 0 | 0 | 0.00047714 | 0.00044766 | 0.00175 | 0.63027 | 3.1646e-05 | 0.27441 | 0.79465 | 0.69767 | 0 | 0 | 0.00012979 | 0.00013979 | 0.00050253 | 0.14292 | 5.9463e-05 | 0.063283 | 0.1832 | 0.16111
|  | 635.1554 | 0 | 0 | 0.00064629 | 0.0007623 | 0.0025998 | 0.60681 | 0.00048305 | 0.27336 | 0.79104 | 0.69689 | 0 | 0 | 0.00012312 | 0.00013155 | 0.00050309 | 0.13834 | 4.5634e-05 | 0.063308 | 0.18337 | 0.16187
|  | 635.3865 | 0 | 0 | 0.00041932 | 0.00037625 | 0.0017544 | 0.59053 | -8.809e-05 | 0.27457 | 0.79605 | 0.70412 | 0 | 0 | 0.00012079 | 0.00012975 | 0.00051318 | 0.1334 | 4.4454e-05 | 0.063062 | 0.18287 | 0.16207
|  | 635.6176 | 0 | 0 | 0.0006261 | 0.00074671 | 0.002687 | 0.56396 | 0.00047282 | 0.27121 | 0.78666 | 0.6985 | 0 | 0 | 0.0001242 | 0.00013245 | 0.00050924 | 0.12708 | 5.2283e-05 | 0.062147 | 0.18037 | 0.16056
|  | 635.8487 | 0 | 0 | 0.00044877 | 0.0003996 | 0.0017203 | 0.53588 | -2.0331e-05 | 0.26666 | 0.77439 | 0.6911 | 0 | 0 | 0.0001289 | 0.00014713 | 0.00051105 | 0.12188 | 6.6689e-05 | 0.061711 | 0.17921 | 0.16024
|  | 636.0798 | 0 | 0 | 0.00066675 | 0.00087369 | 0.0027023 | 0.51888 | 0.00059745 | 0.26739 | 0.77651 | 0.69562 | 0 | 0 | 0.0001177 | 0.00012916 | 0.00050646 | 0.11753 | 5.6053e-05 | 0.061625 | 0.17924 | 0.16077
|  | 636.3109 | 0 | 0 | 0.00035174 | 0.00024402 | 0.0016803 | 0.49814 | -0.0001124 | 0.26589 | 0.77455 | 0.69561 | 0 | 0 | 8.3238e-05 | 6.3634e-05 | 0.00038713 | 0.11037 | -2.3067e-05 | 0.060955 | 0.1777 | 0.16026
|  | 636.542 | 0 | 0 | 0.00036853 | 0.00030662 | 0.0016696 | 0.45688 | -8.7208e-05 | 0.26156 | 0.76312 | 0.69117 | 0 | 0 | 0.00011387 | 0.00014322 | 0.00049062 | 0.10415 | 5.3458e-05 | 0.060775 | 0.17723 | 0.16068
|  | 636.7732 | 0 | 0 | 0.00061678 | 0.00093264 | 0.0025756 | 0.44432 | 0.00054977 | 0.26431 | 0.77043 | 0.69912 | 0 | 0 | 0.00011355 | 0.0001495 | 0.00048762 | 0.10007 | 5.5878e-05 | 0.060546 | 0.17679 | 0.16084
|  | 637.0043 | 0 | 0 | 0.00036566 | 0.00036085 | 0.0016433 | 0.42147 | -6.6309e-05 | 0.25953 | 0.75916 | 0.69244 | 0 | 0 | 0.00011391 | 0.00014525 | 0.0004944 | 0.095636 | 5.2469e-05 | 0.059945 | 0.17539 | 0.16019
|  | 637.2355 | 0 | 0 | 0.00061986 | 0.00089588 | 0.0026343 | 0.40597 | 0.00052027 | 0.25911 | 0.75834 | 0.69355 | 0 | 0 | 0.00011136 | 0.00013927 | 0.00049314 | 0.092084 | 4.6889e-05 | 0.059909 | 0.17529 | 0.16082
|  | 637.4667 | 0 | 0 | 0.00034362 | 0.00030904 | 0.0016322 | 0.39071 | -0.0001146 | 0.2592 | 0.75818 | 0.69776 | 0 | 0 | 0.00010683 | 0.00013206 | 0.00047759 | 0.088459 | 4.2057e-05 | 0.059756 | 0.17491 | 0.16121
|  | 637.6979 | 0 | 0 | 0.00058054 | 0.00083338 | 0.0024994 | 0.37455 | 0.00047843 | 0.25775 | 0.75496 | 0.69683 | 0 | 0 | 0.00010602 | 0.00013519 | 0.00047508 | 0.084328 | 4.1685e-05 | 0.059072 | 0.17316 | 0.16015
|  | 637.929 | 0 | 0 | 0.00033659 | 0.00033612 | 0.0016105 | 0.35496 | -0.00011782 | 0.25328 | 0.74306 | 0.68862 | 0 | 0 | 0.00011448 | 0.00013918 | 0.00045585 | 0.080543 | 4.5678e-05 | 0.058548 | 0.1719 | 0.15953
|  | 638.1603 | 0 | 0 | 0.00065364 | 0.00086778 | 0.0023327 | 0.34175 | 0.00051294 | 0.25316 | 0.74393 | 0.69137 | 0 | 0 | 0.00012007 | 0.0001392 | 0.00043547 | 0.076736 | 4.6529e-05 | 0.05791 | 0.17019 | 0.1585
|  | 638.3915 | 0 | 0 | 0.00038496 | 0.00033628 | 0.0014342 | 0.32203 | -0.00011046 | 0.24777 | 0.72828 | 0.67968 | 0 | 0 | 0.00011081 | 0.00014093 | 0.00042622 | 0.073384 | 4.2041e-05 | 0.057546 | 0.16915 | 0.15813
|  | 638.6227 | 0 | 0 | 0.0005735 | 0.00088271 | 0.0022523 | 0.31269 | 0.00047408 | 0.24997 | 0.73473 | 0.68808 | 0 | 0 | 0.00011363 | 0.00015723 | 0.00044281 | 0.070775 | 4.2088e-05 | 0.057717 | 0.16965 | 0.15936
|  | 638.8539 | 0 | 0 | 0.00040931 | 0.0004772 | 0.0015776 | 0.29944 | -0.00011006 | 0.24922 | 0.73254 | 0.69022 | 0 | 0 | 0.00012187 | 0.00015207 | 0.00045796 | 0.06744 | 3.5354e-05 | 0.057167 | 0.1682 | 0.15863
|  | 639.0852 | 0 | 0 | 0.00064472 | 0.00083803 | 0.0023832 | 0.28383 | 0.00041582 | 0.2452 | 0.72216 | 0.68173 | 0 | 0 | 0.00011973 | 0.00014476 | 0.00046176 | 0.064675 | 3.7439e-05 | 0.056939 | 0.16785 | 0.15865
|  | 639.3164 | 0 | 0 | 0.00039074 | 0.00041389 | 0.0016103 | 0.2755 | -9.2042e-05 | 0.24723 | 0.72947 | 0.69032 | 0 | 0 | 0.00012399 | 0.00013839 | 0.00046559 | 0.062182 | 4.4399e-05 | 0.056855 | 0.16766 | 0.15918
|  | 639.5477 | 0 | 0 | 0.00068147 | 0.00078286 | 0.0024161 | 0.26224 | 0.000476 | 0.24444 | 0.72043 | 0.68627 | 0 | 0 | 0.00012765 | 0.00014126 | 0.00046366 | 0.059192 | 5.303e-05 | 0.056233 | 0.16592 | 0.15822
|  | 639.779 | 0 | 0 | 0.00042239 | 0.00043871 | 0.0015934 | 0.24962 | -1.7429e-05 | 0.24183 | 0.71434 | 0.68193 | 0 | 0 | 0.00011754 | 0.00014562 | 0.00045315 | 0.056486 | 6.2508e-05 | 0.055738 | 0.16443 | 0.15748
|  | 640.0103 | 0 | 0 | 0.00059402 | 0.00082051 | 0.002325 | 0.23883 | 0.00055794 | 0.24014 | 0.70753 | 0.67978 | 0 | 0 | 0.00011849 | 0.00014072 | 0.0004586 | 0.053834 | 6.659e-05 | 0.05517 | 0.16288 | 0.1567
|  | 640.2416 | 0 | 0 | 0.00043049 | 0.00039621 | 0.0016402 | 0.22665 | 1.7825e-05 | 0.23688 | 0.7008 | 0.67509 | 0 | 0 | 0.00011936 | 0.00013635 | 0.00046197 | 0.051371 | 5.7995e-05 | 0.054642 | 0.16166 | 0.15599
|  | 640.4729 | 0 | 0 | 0.00060153 | 0.00078275 | 0.0023542 | 0.21752 | 0.00048362 | 0.23557 | 0.69696 | 0.67367 | 0 | 0 | 0.00012747 | 0.00013881 | 0.00046289 | 0.049299 | 5.8026e-05 | 0.054508 | 0.16119 | 0.15622
|  | 640.7042 | 0 | 0 | 0.00050056 | 0.00041739 | 0.001648 | 0.20872 | 1.8073e-05 | 0.23571 | 0.69671 | 0.67701 | 0 | 0 | 0.00012979 | 0.00014329 | 0.00045077 | 0.04734 | 5.2175e-05 | 0.054441 | 0.16102 | 0.15679
|  | 640.9356 | 0 | 0 | 0.00062153 | 0.00082137 | 0.0022491 | 0.20055 | 0.000433 | 0.23495 | 0.69532 | 0.67848 | 0 | 0 | 0.00012512 | 0.00014811 | 0.00045135 | 0.045481 | 6.0082e-05 | 0.054386 | 0.16099 | 0.15742
|  | 641.1669 | 0 | 0 | 0.00046015 | 0.00045912 | 0.0016529 | 0.19265 | 8.6425e-05 | 0.23523 | 0.69652 | 0.68243 | 0 | 0 | 0.00011786 | 0.00014063 | 0.0004297 | 0.043524 | 5.6551e-05 | 0.054072 | 0.16023 | 0.15736
|  | 641.3983 | 0 | 0 | 0.0005587 | 0.0007566 | 0.0020616 | 0.18359 | 0.00040244 | 0.23219 | 0.68863 | 0.67789 | 0 | 0 | 0.00011521 | 0.00014041 | 0.00041734 | 0.041762 | 3.8545e-05 | 0.053801 | 0.15975 | 0.15738
|  | 641.6296 | 0 | 0 | 0.00043723 | 0.00045712 | 0.001546 | 0.17741 | -6.9248e-05 | 0.23287 | 0.69226 | 0.68254 | 0 | 0 | 0.00011403 | 0.00014212 | 0.00041433 | 0.039999 | 2.7734e-05 | 0.053532 | 0.15895 | 0.15709
|  | 641.861 | 0 | 0 | 0.00054846 | 0.00077131 | 0.0020354 | 0.16834 | 0.00030898 | 0.22985 | 0.68165 | 0.67529 | 0 | 0 | 0.00011215 | 0.00014504 | 0.00041741 | 0.037957 | 3.9254e-05 | 0.052832 | 0.1569 | 0.15568
|  | 642.0924 | 0 | 0 | 0.00042094 | 0.00048235 | 0.0015726 | 0.15976 | 3.0329e-05 | 0.22682 | 0.67455 | 0.6704 | 0 | 0 | 0.00010943 | 0.00014509 | 0.00040887 | 0.036133 | 4.6966e-05 | 0.052255 | 0.15538 | 0.15466
|  | 642.3238 | 0 | 0 | 0.00052484 | 0.00077166 | 0.0019613 | 0.15254 | 0.0003756 | 0.22482 | 0.66841 | 0.66635 | 0 | 0 | 0.00011171 | 0.00014721 | 0.00040155 | 0.034529 | 5.484e-05 | 0.05191 | 0.15436 | 0.1543
|  | 642.5552 | 0 | 0 | 0.00044063 | 0.0005006 | 0.0015092 | 0.14588 | 9.8364e-05 | 0.22381 | 0.66565 | 0.66722 | 0 | 0 | 0.00011062 | 0.00014488 | 0.00040168 | 0.033172 | 4.8564e-05 | 0.051858 | 0.15426 | 0.15487
|  | 642.7866 | 0 | 0 | 0.00051537 | 0.00075149 | 0.0019622 | 0.1408 | 0.00032134 | 0.22436 | 0.66755 | 0.67125 | 0 | 0 | 0.00010793 | 0.00014447 | 0.00041353 | 0.031873 | 4.0213e-05 | 0.051802 | 0.15418 | 0.15534
|  | 643.0181 | 0 | 0 | 0.00041733 | 0.00049701 | 0.0016115 | 0.13464 | 2.618e-05 | 0.22331 | 0.66484 | 0.67121 | 0 | 0 | 0.00011281 | 0.00014298 | 0.00040966 | 0.030591 | 4.5101e-05 | 0.051528 | 0.15351 | 0.15533
|  | 643.2495 | 0 | 0 | 0.00055745 | 0.00073855 | 0.0019285 | 0.1297 | 0.00036355 | 0.22195 | 0.66164 | 0.67106 | 0 | 0 | 0.00012245 | 0.0001444 | 0.00040981 | 0.029207 | 5.6898e-05 | 0.051003 | 0.15211 | 0.1545
|  | 643.481 | 0 | 0 | 0.0005007 | 0.00050925 | 0.0016128 | 0.12268 | 0.00012812 | 0.21878 | 0.65276 | 0.66402 | 0 | 0 | 0.00012568 | 0.00014582 | 0.00042383 | 0.027884 | 7.0417e-05 | 0.050618 | 0.15106 | 0.15398
|  | 643.7124 | 0 | 0 | 0.00058526 | 0.00075079 | 0.0020495 | 0.11825 | 0.00048034 | 0.21861 | 0.65253 | 0.66653 | 0 | 0 | 0.00012534 | 0.00015727 | 0.00042026 | 0.026694 | 8.1644e-05 | 0.050376 | 0.15037 | 0.15387
|  | 643.9439 | 0 | 0 | 0.00049767 | 0.00060805 | 0.0015816 | 0.11239 | 0.00022507 | 0.21665 | 0.64667 | 0.66292 | 0 | 0 | 0.00012331 | 0.00015651 | 0.00040105 | 0.025528 | 7.3633e-05 | 0.050138 | 0.14954 | 0.15362
|  | 644.1754 | 0 | 0 | 0.0005677 | 0.00074423 | 0.0018835 | 0.10817 | 0.00041112 | 0.21655 | 0.64535 | 0.66433 | 0 | 0 | 0.0001192 | 0.00014636 | 0.0003947 | 0.024424 | 6.1653e-05 | 0.049834 | 0.14865 | 0.15337
|  | 644.4069 | 0 | 0 | 0.00046212 | 0.00052023 | 0.0015264 | 0.10283 | 0.00012151 | 0.21398 | 0.63885 | 0.66069 | 0 | 0 | 0.00011351 | 0.00014278 | 0.00038336 | 0.023311 | 4.5186e-05 | 0.049427 | 0.14759 | 0.15292
|  | 644.6384 | 0 | 0 | 0.00051853 | 0.00071329 | 0.0017855 | 0.09856 | 0.00026886 | 0.21303 | 0.63621 | 0.66044 | 0 | 0 | 0.00011169 | 0.0001546 | 0.00038212 | 0.022395 | 4.8171e-05 | 0.049334 | 0.14748 | 0.15342
|  | 644.8699 | 0 | 0 | 0.0004463 | 0.00062221 | 0.0015154 | 0.094899 | 0.00014727 | 0.21314 | 0.63779 | 0.66491 | 0 | 0 | 0.00011317 | 0.00015496 | 0.00037351 | 0.02147 | 5.7963e-05 | 0.049087 | 0.14691 | 0.15342
|  | 645.1014 | 0 | 0 | 0.00053129 | 0.00071634 | 0.001711 | 0.090562 | 0.00035342 | 0.21088 | 0.63121 | 0.6604 | 0 | 0 | 0.0001141 | 0.00014646 | 0.00036587 | 0.020469 | 5.6026e-05 | 0.048654 | 0.14577 | 0.15271
|  | 645.3329 | 0 | 0 | 0.00045432 | 0.00054885 | 0.0014494 | 0.086255 | 0.00013054 | 0.2094 | 0.62794 | 0.65877 | 0 | 0 | 0.00011082 | 0.00014101 | 0.00036081 | 0.019595 | 3.9089e-05 | 0.048396 | 0.14514 | 0.15259
|  | 645.5645 | 0 | 0 | 0.0005029 | 0.00066913 | 0.0016671 | 0.082995 | 0.00020709 | 0.20862 | 0.6257 | 0.65919 | 0 | 0 | 0.00011416 | 0.0001419 | 0.000373 | 0.018744 | 5.3388e-05 | 0.048138 | 0.14426 | 0.15236
|  | 645.7961 | 0 | 0 | 0.00048313 | 0.00055643 | 0.0015545 | 0.078898 | 0.00025402 | 0.20715 | 0.62029 | 0.65679 | 0 | 0 | 0.00011676 | 0.00013862 | 0.00036747 | 0.017897 | 6.8563e-05 | 0.047831 | 0.14322 | 0.15198
|  | 646.0276 | 0 | 0 | 0.0005253 | 0.00064077 | 0.0016192 | 0.07567 | 0.00033814 | 0.20595 | 0.61668 | 0.65578 | 0 | 0 | 0.00011899 | 0.00014747 | 0.00035862 | 0.017161 | 6.6766e-05 | 0.047571 | 0.14256 | 0.15194
|  | 646.2592 | 0 | 0 | 0.00050237 | 0.00063285 | 0.0014779 | 0.072538 | 0.00023848 | 0.20489 | 0.61449 | 0.65645 | 0 | 0 | 0.00011753 | 0.00014825 | 0.00035105 | 0.016446 | 6.2504e-05 | 0.047359 | 0.14205 | 0.15209
|  | 646.4908 | 0 | 0 | 0.00051259 | 0.00064742 | 0.0015538 | 0.069491 | 0.00030131 | 0.2041 | 0.61221 | 0.65696 | 0 | 0 | 0.00011752 | 0.00014295 | 0.00034726 | 0.015802 | 6.1842e-05 | 0.047203 | 0.14165 | 0.15225
|  | 646.7224 | 0 | 0 | 0.00050224 | 0.00058703 | 0.001445 | 0.06697 | 0.00023274 | 0.20353 | 0.611 | 0.65777 | 0 | 0 | 0.00011692 | 0.00013617 | 0.00034207 | 0.015193 | 6.2435e-05 | 0.047015 | 0.14118 | 0.15229
|  | 646.954 | 0 | 0 | 0.00050739 | 0.00058876 | 0.0015087 | 0.06422 | 0.00030638 | 0.20244 | 0.60809 | 0.65724 | 0 | 0 | 0.00011346 | 0.00013192 | 0.00034931 | 0.014499 | 6.555e-05 | 0.046628 | 0.14009 | 0.15171
|  | 647.1856 | 0 | 0 | 0.00047233 | 0.00055037 | 0.0015076 | 0.060972 | 0.00025963 | 0.20019 | 0.60158 | 0.65279 | 0 | 0 | 0.00010927 | 0.00013052 | 0.00033821 | 0.013818 | 5.992e-05 | 0.04626 | 0.13903 | 0.1512
|  | 647.4173 | 0 | 0 | 0.00047114 | 0.0005766 | 0.0014127 | 0.058341 | 0.00025775 | 0.19924 | 0.59884 | 0.6527 | 0 | 0 | 0.00010959 | 0.00013183 | 0.00032851 | 0.013219 | 6.6639e-05 | 0.045993 | 0.1383 | 0.15099
|  | 647.6489 | 0 | 0 | 0.00047501 | 0.00056161 | 0.0014236 | 0.055785 | 0.0003176 | 0.19784 | 0.59516 | 0.65087 | 0 | 0 | 0.00010862 | 0.00012917 | 0.00032661 | 0.01266 | 6.4806e-05 | 0.045573 | 0.13716 | 0.15016
|  | 647.8806 | 0 | 0 | 0.00046281 | 0.0005536 | 0.0013962 | 0.053521 | 0.00024192 | 0.19562 | 0.58901 | 0.64558 | 0 | 0 | 0.00010974 | 0.0001355 | 0.0003288 | 0.012215 | 5.6266e-05 | 0.045147 | 0.13586 | 0.14921
|  | 648.1122 | 0 | 0 | 0.00048454 | 0.00061621 | 0.0014423 | 0.051935 | 0.00024382 | 0.19413 | 0.58384 | 0.64252 | 0 | 0 | 0.00010604 | 0.00013216 | 0.00032446 | 0.011813 | 4.5691e-05 | 0.044713 | 0.13454 | 0.14829
|  | 648.3439 | 0 | 0 | 0.00043089 | 0.00052474 | 0.0013588 | 0.050044 | 0.00015063 | 0.19188 | 0.57766 | 0.63763 | 0 | 0 | 0.00010044 | 0.00012624 | 0.00033867 | 0.011472 | 5.7014e-05 | 0.044537 | 0.13408 | 0.14827
|  | 648.5756 | 0 | 0 | 0.00043611 | 0.00056501 | 0.0015647 | 0.048983 | 0.00034153 | 0.19258 | 0.57976 | 0.64225 | 0 | 0 | 9.8779e-05 | 0.00012512 | 0.00033117 | 0.011149 | 7.0708e-05 | 0.044708 | 0.13461 | 0.14949
|  | 648.8073 | 0 | 0 | 0.00041653 | 0.000515 | 0.0012939 | 0.04725 | 0.00026881 | 0.19333 | 0.58218 | 0.64815 | 0 | 0 | 0.00010514 | 0.0001331 | 0.00031342 | 0.010732 | 6.9308e-05 | 0.044692 | 0.13463 | 0.15015
|  | 649.039 | 0 | 0 | 0.00049096 | 0.00063381 | 0.0014114 | 0.045386 | 0.00032942 | 0.19242 | 0.57987 | 0.64788 | 0 | 0 | 0.00010514 | 0.00013356 | 0.00030298 | 0.010286 | 6.3154e-05 | 0.044395 | 0.13384 | 0.14979
|  | 649.2707 | 0 | 0 | 0.00041653 | 0.00051901 | 0.0012038 | 0.043401 | 0.00021569 | 0.19077 | 0.57532 | 0.64503 | 0 | 0 | 9.8543e-05 | 0.00012776 | 0.000298 | 0.0099028 | 6.5263e-05 | 0.044184 | 0.13328 | 0.14965
|  | 649.5024 | 0 | 0 | 0.00043396 | 0.00058366 | 0.0013681 | 0.042067 | 0.00034758 | 0.19056 | 0.57502 | 0.64657 | 0 | 0 | 9.498e-05 | 0.00011844 | 0.00029497 | 0.0095193 | 5.4414e-05 | 0.044004 | 0.13287 | 0.1498
|  | 649.7342 | 0 | 0 | 0.00038575 | 0.00043852 | 0.0011776 | 0.040088 | 0.00012203 | 0.18921 | 0.57166 | 0.64624 | 0 | 0 | 9.5067e-05 | 0.00012039 | 0.00030014 | 0.0091601 | 5.3013e-05 | 0.043792 | 0.13227 | 0.14985
|  | 649.9659 | 0 | 0 | 0.00043468 | 0.0006004 | 0.0014126 | 0.038963 | 0.00033547 | 0.18872 | 0.56983 | 0.64696 | 0 | 0 | 8.7495e-05 | 0.00012159 | 0.00028397 | 0.0088031 | 5.5695e-05 | 0.043521 | 0.13135 | 0.14962
|  | 650.1977 | 0 | 0 | 0.00032037 | 0.00044889 | 0.001038 | 0.037004 | 0.00014515 | 0.18685 | 0.5637 | 0.64418 | 0 | 0 | 8.3062e-05 | 0.0001201 | 0.00027401 | 0.0084057 | 5.7347e-05 | 0.043068 | 0.12999 | 0.14882
|  | 650.4295 | 0 | 0 | 0.00039639 | 0.00058746 | 0.0013265 | 0.03553 | 0.00034971 | 0.1848 | 0.55802 | 0.64002 | 0 | 0 | 8.7242e-05 | 0.00011256 | 0.00026582 | 0.008008 | 5.9582e-05 | 0.042675 | 0.12893 | 0.14815
|  | 650.6613 | 0 | 0 | 0.00035638 | 0.00038375 | 0.00096709 | 0.033567 | 0.00016439 | 0.18343 | 0.5545 | 0.6383 | 0 | 0 | 9.6049e-05 | 0.00011462 | 0.0002649 | 0.0076797 | 7.0626e-05 | 0.042405 | 0.1281 | 0.14768
|  | 650.8931 | 0 | 0 | 0.00047238 | 0.00060525 | 0.0013186 | 0.032697 | 0.000445 | 0.18246 | 0.55078 | 0.63592 | 0 | 0 | 8.8977e-05 | 0.00011779 | 0.00025085 | 0.0073905 | 6.3578e-05 | 0.04218 | 0.12749 | 0.14751
|  | 651.1249 | 0 | 0 | 0.00029532 | 0.00041105 | 0.00084576 | 0.031069 | 0.00010356 | 0.18148 | 0.54923 | 0.63685 | 0 | 0 | 7.8639e-05 | 0.00011756 | 0.00024537 | 0.007117 | 5.2928e-05 | 0.042006 | 0.12716 | 0.14773
|  | 651.3567 | 0 | 0 | 0.00038315 | 0.00060319 | 0.0012712 | 0.030335 | 0.0003531 | 0.18094 | 0.54785 | 0.63777 | 0 | 0 | 7.8058e-05 | 0.0001093 | 0.00026111 | 0.0068588 | 6.1729e-05 | 0.041764 | 0.12644 | 0.14755
|  | 651.5885 | 0 | 0 | 0.00029026 | 0.00033977 | 0.00098139 | 0.028836 | 0.00017944 | 0.17936 | 0.54294 | 0.63516 | 0 | 0 | 7.4512e-05 | 0.00010421 | 0.00027005 | 0.0066356 | 6.3405e-05 | 0.041648 | 0.12607 | 0.14775
|  | 651.8203 | 0 | 0 | 0.00035256 | 0.00055923 | 0.0013483 | 0.028409 | 0.00036756 | 0.17994 | 0.54467 | 0.63952 | 0 | 0 | 6.8627e-05 | 9.8519e-05 | 0.0002332 | 0.0064155 | 5.8582e-05 | 0.041746 | 0.12636 | 0.14877
|  | 652.0522 | 0 | 0 | 0.00023944 | 0.00029062 | 0.00066327 | 0.026932 | 0.00013779 | 0.18018 | 0.54531 | 0.64381 | 0 | 0 | 7.035e-05 | 9.6063e-05 | 0.00020799 | 0.0061842 | 7.1198e-05 | 0.041702 | 0.1261 | 0.14917
|  | 652.284 | 0 | 0 | 0.00036742 | 0.00053805 | 0.0011309 | 0.026415 | 0.00047639 | 0.17955 | 0.5425 | 0.64298 | 0 | 0 | 6.1011e-05 | 9.5248e-05 | 0.00021871 | 0.0059725 | 7.1492e-05 | 0.041544 | 0.12566 | 0.14909
|  | 652.5159 | 0 | 0 | 0.00015883 | 0.00028351 | 0.00075558 | 0.025101 | 0.00014026 | 0.17879 | 0.54136 | 0.64299 | 0 | 0 | 4.8164e-05 | 9.0695e-05 | 0.0002225 | 0.0057622 | 6.6363e-05 | 0.041323 | 0.12506 | 0.14876
|  | 652.7478 | 0 | 0 | 0.00025661 | 0.00049878 | 0.0011636 | 0.024601 | 0.00043216 | 0.17765 | 0.53735 | 0.64012 | 0 | 0 | 4.4895e-05 | 8.2388e-05 | 0.00019628 | 0.0055581 | 5.5964e-05 | 0.041169 | 0.12468 | 0.14872
|  | 652.9796 | 0 | 0 | 0.0001306 | 0.0002118 | 0.00052925 | 0.023337 | 5.0521e-05 | 0.17743 | 0.53801 | 0.6426 | 0 | 0 | 5.1512e-05 | 8.5226e-05 | 0.00021534 | 0.0054096 | 5.9826e-05 | 0.041195 | 0.12485 | 0.14946
|  | 653.2115 | 0 | 0 | 0.00031366 | 0.00052323 | 0.0013279 | 0.023318 | 0.00046544 | 0.17786 | 0.53872 | 0.64641 | 0 | 0 | 5.6004e-05 | 8.5398e-05 | 0.00022545 | 0.0052576 | 5.8465e-05 | 0.041122 | 0.12453 | 0.14969
|  | 653.4435 | 0 | 0 | 0.00016932 | 0.00021324 | 0.00061641 | 0.022024 | 3.8761e-05 | 0.17677 | 0.53525 | 0.6445 | 0 | 0 | 5.596e-05 | 8.0742e-05 | 0.00020977 | 0.005101 | 5.4384e-05 | 0.04083 | 0.12371 | 0.14913
|  | 653.6754 | 0 | 0 | 0.00031326 | 0.00048305 | 0.0011926 | 0.021965 | 0.00043023 | 0.17533 | 0.53156 | 0.64151 | 0 | 0 | 4.5679e-05 | 7.1142e-05 | 0.00018472 | 0.0049242 | 5.0464e-05 | 0.040371 | 0.12241 | 0.14806
|  | 653.9073 | 0 | 0 | 8.0638e-05 | 0.00013043 | 0.00040033 | 0.020498 | 4.934e-06 | 0.1728 | 0.52401 | 0.63528 | 0 | 0 | 3.897e-05 | 7.5003e-05 | 0.00018145 | 0.0047386 | 4.648e-05 | 0.039955 | 0.12108 | 0.14703
|  | 654.1392 | 0 | 0 | 0.00025541 | 0.00051635 | 0.0011644 | 0.020365 | 0.00039588 | 0.17175 | 0.52007 | 0.63264 | 0 | 0 | 3.782e-05 | 7.5493e-05 | 0.00018486 | 0.0045341 | 4.2799e-05 | 0.039583 | 0.12002 | 0.14628
|  | 654.3712 | 0 | 0 | 7.0686e-05 | 0.0001346 | 0.00042955 | 0.018731 | -2.6846e-05 | 0.16956 | 0.51484 | 0.62866 | 0 | 0 | 3.8263e-05 | 8.0834e-05 | 0.00018542 | 0.0043535 | 5.0057e-05 | 0.039232 | 0.11893 | 0.14556
|  | 654.6032 | 0 | 0 | 0.00025921 | 0.00056234 | 0.0011691 | 0.018804 | 0.00045843 | 0.16868 | 0.51056 | 0.62632 | 0 | 0 | 4.3384e-05 | 7.8823e-05 | 0.00020152 | 0.0042142 | 5.5504e-05 | 0.039008 | 0.11826 | 0.14536
|  | 654.8351 | 0 | 0 | 0.00011484 | 0.00011726 | 0.0005683 | 0.01753 | 2.0112e-05 | 0.16764 | 0.50902 | 0.62697 | 0 | 0 | 4.4439e-05 | 7.0217e-05 | 0.00020515 | 0.0040508 | 6.3032e-05 | 0.038696 | 0.11736 | 0.14486
|  | 655.0671 | 0 | 0 | 0.00026829 | 0.00048811 | 0.0012004 | 0.017394 | 0.00052331 | 0.16598 | 0.50283 | 0.62194 | 0 | 0 | 4.4185e-05 | 6.4989e-05 | 0.00019576 | 0.0039202 | 6.0747e-05 | 0.038487 | 0.1168 | 0.14465
|  | 655.2991 | 0 | 0 | 0.00011264 | 7.216e-05 | 0.00048728 | 0.016402 | 3.9345e-07 | 0.16582 | 0.50416 | 0.62507 | 0 | 0 | 4.797e-05 | 7.3371e-05 | 0.00019524 | 0.0038127 | 6.279e-05 | 0.038301 | 0.11628 | 0.14457
|  | 655.5311 | 0 | 0 | 0.0003009 | 0.00056035 | 0.0011958 | 0.016466 | 0.0005409 | 0.16436 | 0.49826 | 0.62124 | 0 | 0 | 4.5456e-05 | 7.1355e-05 | 0.00019071 | 0.0036684 | 6.0307e-05 | 0.037989 | 0.11523 | 0.14386
|  | 655.7631 | 0 | 0 | 9.0933e-05 | 5.473e-05 | 0.00044807 | 0.015155 | -2.1062e-05 | 0.1631 | 0.495 | 0.61886 | 0 | 0 | 4.0707e-05 | 6.5672e-05 | 0.0001816 | 0.0035518 | 6.2175e-05 | 0.037862 | 0.11487 | 0.14389
|  | 655.9951 | 0 | 0 | 0.00025995 | 0.00051136 | 0.0011173 | 0.015461 | 0.000557 | 0.16327 | 0.49521 | 0.62147 | 0 | 0 | 3.8138e-05 | 6.7364e-05 | 0.00016278 | 0.0034489 | 5.8086e-05 | 0.037724 | 0.11442 | 0.14395
|  | 656.2272 | 0 | 0 | 6.8776e-05 | 6.9289e-05 | 0.0002858 | 0.014267 | -5.6324e-05 | 0.16189 | 0.49104 | 0.61934 | 0 | 0 | 4.818e-05 | 6.4129e-05 | 0.00017656 | 0.0033481 | 6.0322e-05 | 0.037384 | 0.1134 | 0.14316
|  | 656.4592 | 0 | 0 | 0.00034648 | 0.00048343 | 0.0012359 | 0.01459 | 0.00057623 | 0.16032 | 0.48634 | 0.61458 | 0 | 0 | 5.0997e-05 | 6.344e-05 | 0.00016997 | 0.0032539 | 6.228e-05 | 0.037267 | 0.11308 | 0.14326
|  | 656.6913 | 0 | 0 | 9.3055e-05 | 6.3352e-05 | 0.000229 | 0.013455 | -3.9452e-05 | 0.16088 | 0.48827 | 0.62016 | 0 | 0 | 4.8225e-05 | 6.7072e-05 | 0.00017877 | 0.0031732 | 5.8461e-05 | 0.037364 | 0.1133 | 0.14415
|  | 656.9233 | 0 | 0 | 0.00032255 | 0.00051468 | 0.0013117 | 0.013892 | 0.00054327 | 0.16113 | 0.48818 | 0.62212 | 0 | 0 | 4.3483e-05 | 5.5973e-05 | 0.00016945 | 0.0030708 | 5.7713e-05 | 0.037142 | 0.1128 | 0.14413
|  | 657.1554 | 0 | 0 | 5.2193e-05 | -3.23e-05 | 0.00014868 | 0.012572 | -4.5896e-05 | 0.15896 | 0.48392 | 0.62001 | 0 | 0 | 3.9407e-05 | 5.5001e-05 | 0.00016548 | 0.0029418 | 5.8926e-05 | 0.036465 | 0.11079 | 0.14206
|  | 657.3875 | 0 | 0 | 0.00028739 | 0.00050626 | 0.0012773 | 0.012778 | 0.00055368 | 0.15527 | 0.47078 | 0.60413 | 0 | 0 | 4.3687e-05 | 5.8635e-05 | 0.00018352 | 0.0028318 | 4.8245e-05 | 0.036215 | 0.10986 | 0.14142
|  | 657.6196 | 0 | 0 | 8.907e-05 | -9.7773e-07 | 0.00030419 | 0.011624 | -0.00013793 | 0.1568 | 0.47593 | 0.61449 | 0 | 0 | 4.9104e-05 | 6.6888e-05 | 0.00018031 | 0.0027464 | 4.8741e-05 | 0.036381 | 0.11031 | 0.14268
|  | 657.8517 | 0 | 0 | 0.00033404 | 0.00057733 | 0.0012495 | 0.01204 | 0.00055791 | 0.15667 | 0.4746 | 0.61491 | 0 | 0 | 4.2744e-05 | 7.5236e-05 | 0.00016686 | 0.0026603 | 4.9776e-05 | 0.036066 | 0.10937 | 0.14189
|  | 658.0838 | 0 | 0 | 3.4255e-05 | 7.0921e-05 | 0.00018824 | 0.010882 | -0.00012903 | 0.15408 | 0.46775 | 0.60764 | 0 | 0 | 3.877e-05 | 6.4749e-05 | 0.00015437 | 0.0026139 | 4.3715e-05 | 0.035968 | 0.10906 | 0.14192
|  | 658.316 | 0 | 0 | 0.00029978 | 0.00048695 | 0.0011418 | 0.011639 | 0.00050567 | 0.15582 | 0.47193 | 0.6151 | 0 | 0 | 4.5597e-05 | 6.9523e-05 | 0.00016151 | 0.0025448 | 5.6173e-05 | 0.035953 | 0.10898 | 0.14235
|  | 658.5481 | 0 | 0 | 9.3056e-05 | 0.00011203 | 0.00024972 | 0.010286 | -2.1711e-05 | 0.15393 | 0.46697 | 0.61134 | 0 | 0 | 4.3588e-05 | 6.9801e-05 | 0.00016606 | 0.0024494 | 5.357e-05 | 0.035623 | 0.10801 | 0.1416
|  | 658.7802 | 0 | 0 | 0.00028248 | 0.00048935 | 0.001181 | 0.010817 | 0.00048325 | 0.15297 | 0.46361 | 0.60863 | 0 | 0 | 4.573e-05 | 5.9357e-05 | 0.00017613 | 0.0023858 | 4.1459e-05 | 0.035391 | 0.1074 | 0.14127
|  | 659.0124 | 0 | 0 | 0.00011147 | 2.2002e-05 | 0.00033634 | 0.0097364 | -0.00012609 | 0.15191 | 0.46157 | 0.60841 | 0 | 0 | 4.6025e-05 | 5.6373e-05 | 0.00016267 | 0.0023006 | 3.1841e-05 | 0.035033 | 0.10637 | 0.14041
|  | 659.2446 | 0 | 0 | 0.000285 | 0.00046361 | 0.001065 | 0.010082 | 0.00040038 | 0.14987 | 0.45476 | 0.60111 | 0 | 0 | 4.6322e-05 | 6.125e-05 | 0.00016933 | 0.0022274 | 5.2885e-05 | 0.034772 | 0.10554 | 0.13974
|  | 659.4767 | 0 | 0 | 0.00011402 | 6.3995e-05 | 0.00039362 | 0.0091054 | 5.517e-05 | 0.14965 | 0.45438 | 0.60264 | 0 | 0 | 4.451e-05 | 5.8496e-05 | 0.00014732 | 0.0021651 | 5.5355e-05 | 0.034711 | 0.10533 | 0.13986
|  | 659.7089 | 0 | 0 | 0.00026938 | 0.00043987 | 0.00087534 | 0.0095441 | 0.00042163 | 0.14933 | 0.45287 | 0.60208 | 0 | 0 | 4.1638e-05 | 5.5095e-05 | 0.00013641 | 0.0020991 | 4.3909e-05 | 0.034556 | 0.10478 | 0.13966
|  | 659.9411 | 0 | 0 | 8.9264e-05 | 3.4676e-05 | 0.00029957 | 0.008536 | -4.3438e-05 | 0.14831 | 0.44965 | 0.60085 | 0 | 0 | 4.0583e-05 | 5.5242e-05 | 0.00015869 | 0.0020246 | 5.2526e-05 | 0.034573 | 0.10467 | 0.1402
|  | 660.1733 | 0 | 0 | 0.00026028 | 0.00044111 | 0.0010672 | 0.0089016 | 0.00049584 | 0.14947 | 0.45183 | 0.60664 | 0 | 0 | 4.0392e-05 | 5.9374e-05 | 0.0001585 | 0.0019625 | 5.8994e-05 | 0.03456 | 0.10464 | 0.14077
|  | 660.4056 | 0 | 0 | 8.7589e-05 | 7.0228e-05 | 0.00029777 | 0.0079993 | 1.2229e-05 | 0.14817 | 0.44931 | 0.60569 | 0 | 0 | 4.2081e-05 | 6.2627e-05 | 0.00015045 | 0.0019114 | 5.1656e-05 | 0.034353 | 0.10401 | 0.14047
|  | 660.6378 | 0 | 0 | 0.00027482 | 0.00046913 | 0.00099797 | 0.0084617 | 0.00043264 | 0.14768 | 0.44647 | 0.60409 | 0 | 0 | 4.5425e-05 | 6.4828e-05 | 0.0001544 | 0.0018511 | 5.7784e-05 | 0.034266 | 0.10366 | 0.14046
|  | 660.87 | 0 | 0 | 0.00011638 | 8.916e-05 | 0.00033173 | 0.0074791 | 6.4987e-05 | 0.14741 | 0.44623 | 0.60553 | 0 | 0 | 4.5861e-05 | 5.5848e-05 | 0.00015727 | 0.0017913 | 5.3821e-05 | 0.034297 | 0.10381 | 0.14115
|  | 661.1023 | 0 | 0 | 0.00027855 | 0.00039177 | 0.0010226 | 0.0079468 | 0.00039849 | 0.14794 | 0.4477 | 0.61 | 0 | 0 | 4.3303e-05 | 5.7847e-05 | 0.00015241 | 0.001741 | 5.5504e-05 | 0.034052 | 0.1031 | 0.14073
|  | 661.3346 | 0 | 0 | 9.433e-05 | 0.00010635 | 0.00028985 | 0.0070446 | 7.9461e-05 | 0.14529 | 0.44013 | 0.60184 | 0 | 0 | 3.6096e-05 | 6.2273e-05 | 0.00015269 | 0.0016722 | 5.4396e-05 | 0.033692 | 0.10198 | 0.13976
|  | 661.5668 | 0 | 0 | 0.00021647 | 0.00042983 | 0.0010248 | 0.0073531 | 0.00038891 | 0.14481 | 0.43799 | 0.60152 | 0 | 0 | 3.3313e-05 | 6.0413e-05 | 0.00016774 | 0.0016231 | 4.1337e-05 | 0.033572 | 0.10168 | 0.13986
|  | 661.7991 | 0 | 0 | 7.0371e-05 | 9.0336e-05 | 0.00041942 | 0.0066222 | -3.298e-05 | 0.14425 | 0.43748 | 0.60276 | 0 | 0 | 3.0595e-05 | 5.329e-05 | 0.00015333 | 0.0015725 | 4.2454e-05 | 0.033536 | 0.10158 | 0.14024
|  | 662.0314 | 0 | 0 | 0.00019303 | 0.00036847 | 0.00090068 | 0.0069163 | 0.00039849 | 0.14448 | 0.43711 | 0.60468 | 0 | 0 | 3.5781e-05 | 5.5191e-05 | 0.00014791 | 0.0015297 | 5.4498e-05 | 0.033374 | 0.10103 | 0.14003
|  | 662.2637 | 0 | 0 | 0.00011503 | 0.0001067 | 0.0003728 | 0.006254 | 7.072e-05 | 0.14285 | 0.43275 | 0.60095 | 0 | 0 | 3.7874e-05 | 6.0386e-05 | 0.00013877 | 0.0014659 | 5.8817e-05 | 0.033086 | 0.10015 | 0.13921
|  | 662.496 | 0 | 0 | 0.00021103 | 0.00041315 | 0.00082185 | 0.0063656 | 0.00043563 | 0.14198 | 0.42941 | 0.59745 | 0 | 0 | 3.1186e-05 | 5.9416e-05 | 0.00013584 | 0.001408 | 6.5323e-05 | 0.032844 | 0.099386 | 0.13859
|  | 662.7283 | 0 | 0 | 5.7447e-05 | 9.8349e-05 | 0.00034755 | 0.0057553 | 0.00012673 | 0.14077 | 0.42619 | 0.59563 | 0 | 0 | 3.1534e-05 | 5.3411e-05 | 0.00013813 | 0.0013705 | 6.0428e-05 | 0.032707 | 0.098951 | 0.13857
|  | 662.9607 | 0 | 0 | 0.000214 | 0.00036142 | 0.00084153 | 0.0060421 | 0.00039344 | 0.14078 | 0.42559 | 0.59723 | 0 | 0 | 3.6009e-05 | 5.3287e-05 | 0.00014231 | 0.0013316 | 5.9073e-05 | 0.032656 | 0.098722 | 0.13879
|  | 663.193 | 0 | 0 | 9.5974e-05 | 9.7286e-05 | 0.00038347 | 0.0054204 | 0.00011506 | 0.14033 | 0.42422 | 0.59745 | 0 | 0 | 3.899e-05 | 5.2887e-05 | 0.00014295 | 0.0012797 | 4.9165e-05 | 0.032527 | 0.098226 | 0.13863
|  | 663.4254 | 0 | 0 | 0.00023963 | 0.00035793 | 0.00084695 | 0.0055942 | 0.00030811 | 0.13965 | 0.42125 | 0.59576 | 0 | 0 | 4.482e-05 | 6.4262e-05 | 0.00014443 | 0.0012386 | 4.9969e-05 | 0.032429 | 0.097872 | 0.1386
|  | 663.6577 | 0 | 0 | 0.00014615 | 0.00019519 | 0.00039623 | 0.0050672 | 0.00012199 | 0.13948 | 0.42116 | 0.59721 | 0 | 0 | 4.2342e-05 | 6.1166e-05 | 0.00014392 | 0.001189 | 5.5172e-05 | 0.032134 | 0.097038 | 0.13786
|  | 663.8901 | 0 | 0 | 0.00021827 | 0.00033124 | 0.00084242 | 0.0051664 | 0.00035286 | 0.13709 | 0.414 | 0.58926 | 0 | 0 | 3.9104e-05 | 6.052e-05 | 0.00015344 | 0.0011394 | 6.2488e-05 | 0.031743 | 0.09583 | 0.13671
|  | 664.1225 | 0 | 0 | 0.00011826 | 0.00018961 | 0.00047816 | 0.0046392 | 0.00018493 | 0.1361 | 0.41073 | 0.58727 | 0 | 0 | 3.2051e-05 | 6.5025e-05 | 0.00014109 | 0.001106 | 6.0508e-05 | 0.031518 | 0.09511 | 0.13618
|  | 664.3549 | 0 | 0 | 0.00015756 | 0.00036999 | 0.00073602 | 0.0048792 | 0.00033579 | 0.13514 | 0.40777 | 0.58469 | 0 | 0 | 2.8717e-05 | 6.2687e-05 | 0.00013319 | 0.0010771 | 5.4591e-05 | 0.031288 | 0.094456 | 0.13572
|  | 664.5873 | 0 | 0 | 8.9578e-05 | 0.00016949 | 0.00041022 | 0.0043899 | 0.00013401 | 0.13412 | 0.40511 | 0.58326 | 0 | 0 | 3.4316e-05 | 5.5759e-05 | 0.0001291 | 0.0010507 | 5.9575e-05 | 0.03121 | 0.094136 | 0.13574
|  | 664.8197 | 0 | 0 | 0.00020572 | 0.00031033 | 0.00070074 | 0.0046513 | 0.00037864 | 0.13445 | 0.40494 | 0.58478 | 0 | 0 | 3.7722e-05 | 5.7588e-05 | 0.00013527 | 0.0010384 | 6.6774e-05 | 0.031146 | 0.093907 | 0.13579
|  | 665.0522 | 0 | 0 | 0.00011887 | 0.00018521 | 0.00046322 | 0.0042835 | 0.00019594 | 0.13355 | 0.40311 | 0.58367 | 0 | 0 | 3.6259e-05 | 5.2337e-05 | 0.00013461 | 0.0010125 | 6.2209e-05 | 0.03116 | 0.094048 | 0.13639
|  | 665.2846 | 0 | 0 | 0.00019312 | 0.00026512 | 0.00069503 | 0.0044282 | 0.00033934 | 0.13456 | 0.40612 | 0.58991 | 0 | 0 | 4.3789e-05 | 4.9792e-05 | 0.00013191 | 0.00099093 | 6.4499e-05 | 0.031065 | 0.093658 | 0.13636
|  | 665.5171 | 0 | 0 | 0.00018364 | 0.00016329 | 0.00043995 | 0.0040978 | 0.00021561 | 0.13272 | 0.39971 | 0.58334 | 0 | 0 | 4.4259e-05 | 4.8954e-05 | 0.00012488 | 0.00095423 | 5.9937e-05 | 0.030782 | 0.092704 | 0.13553
|  | 665.7495 | 0 | 0 | 0.00019715 | 0.00025789 | 0.00063448 | 0.0041121 | 0.00030006 | 0.13211 | 0.39787 | 0.58274 | 0 | 0 | 3.7204e-05 | 5.1835e-05 | 0.00012864 | 0.00091096 | 5.4473e-05 | 0.03069 | 0.092395 | 0.1356
|  | 665.982 | 0 | 0 | 0.00012293 | 0.00018806 | 0.00047224 | 0.0037252 | 0.00016859 | 0.13192 | 0.39702 | 0.58384 | 0 | 0 | 3.1269e-05 | 4.9534e-05 | 0.00012818 | 0.00086767 | 4.6276e-05 | 0.030492 | 0.091731 | 0.13514
|  | 666.2145 | 0 | 0 | 0.00014607 | 0.00023808 | 0.00063045 | 0.0037393 | 0.00022952 | 0.1304 | 0.39213 | 0.57876 | 0 | 0 | 3.1535e-05 | 5.1096e-05 | 0.00012873 | 0.00084258 | 4.3967e-05 | 0.03018 | 0.090792 | 0.13416
|  | 666.447 | 0 | 0 | 0.00012521 | 0.00020148 | 0.00047698 | 0.003509 | 0.00014871 | 0.12923 | 0.38891 | 0.57538 | 0 | 0 | 3.3708e-05 | 5.6788e-05 | 0.00012393 | 0.00082221 | 4.0009e-05 | 0.029916 | 0.090041 | 0.13341
|  | 666.6795 | 0 | 0 | 0.00016475 | 0.00028702 | 0.00058907 | 0.0035637 | 0.00019546 | 0.12811 | 0.38563 | 0.57222 | 0 | 0 | 3.239e-05 | 5.9667e-05 | 0.00012863 | 0.00080817 | 4.0133e-05 | 0.029673 | 0.089356 | 0.13282
|  | 666.912 | 0 | 0 | 0.00011386 | 0.00022623 | 0.00051741 | 0.003388 | 0.00014976 | 0.12713 | 0.38299 | 0.5703 | 0 | 0 | 2.9621e-05 | 5.4114e-05 | 0.00012657 | 0.00077261 | 5.129e-05 | 0.029519 | 0.088858 | 0.13255
|  | 667.1445 | 0 | 0 | 0.00014092 | 0.00023923 | 0.0005713 | 0.0032576 | 0.00029141 | 0.12677 | 0.38132 | 0.56982 | 0 | 0 | 3.4348e-05 | 4.8119e-05 | 0.00013004 | 0.00074232 | 6.3733e-05 | 0.029399 | 0.088415 | 0.13231
|  | 667.377 | 0 | 0 | 0.00015451 | 0.00017465 | 0.00054721 | 0.0031271 | 0.00025675 | 0.12609 | 0.37914 | 0.56818 | 0 | 0 | 3.4026e-05 | 4.1023e-05 | 0.00013048 | 0.0007291 | 6.0306e-05 | 0.029242 | 0.087909 | 0.13198
|  | 667.6096 | 0 | 0 | 0.00013814 | 0.00017818 | 0.000575 | 0.0031436 | 0.00026192 | 0.12541 | 0.37694 | 0.56698 | 0 | 0 | 2.9335e-05 | 4.2309e-05 | 0.00012489 | 0.00071698 | 5.6543e-05 | 0.029088 | 0.08738 | 0.13171
|  | 667.8421 | 0 | 0 | 0.00011415 | 0.0001857 | 0.00049907 | 0.0030226 | 0.00022437 | 0.12475 | 0.37455 | 0.56576 | 0 | 0 | 2.9682e-05 | 4.6011e-05 | 0.00011538 | 0.00068775 | 4.8261e-05 | 0.028932 | 0.086895 | 0.13142
|  | 668.0747 | 0 | 0 | 0.00014111 | 0.00020999 | 0.00049319 | 0.002892 | 0.00019067 | 0.12406 | 0.37274 | 0.56442 | 0 | 0 | 3.6435e-05 | 5.5538e-05 | 0.00012395 | 0.0006809 | 5.0519e-05 | 0.028776 | 0.086435 | 0.13117
|  | 668.3072 | 0 | 0 | 0.00017221 | 0.00026759 | 0.00057266 | 0.0029631 | 0.00024375 | 0.12339 | 0.37053 | 0.56355 | 0 | 0 | 3.6531e-05 | 6.1589e-05 | 0.00013246 | 0.00068362 | 5.5248e-05 | 0.028596 | 0.085831 | 0.13084
|  | 668.5398 | 0 | 0 | 0.00014193 | 0.00026203 | 0.00056637 | 0.0029154 | 0.00023133 | 0.12252 | 0.36755 | 0.56159 | 0 | 0 | 3.6175e-05 | 6.3431e-05 | 0.00013544 | 0.00066567 | 6.3156e-05 | 0.028441 | 0.085281 | 0.13046
|  | 668.7724 | 0 | 0 | 0.00016913 | 0.00028341 | 0.00059823 | 0.0028085 | 0.00031174 | 0.12204 | 0.36577 | 0.56024 | 0 | 0 | 3.4979e-05 | 5.7409e-05 | 0.00012381 | 0.00063205 | 6.6481e-05 | 0.028317 | 0.084808 | 0.1302
|  | 669.005 | 0 | 0 | 0.00013164 | 0.00021023 | 0.0004663 | 0.0026261 | 0.00025989 | 0.12144 | 0.36344 | 0.55925 | 0 | 0 | 3.7315e-05 | 5.6911e-05 | 0.00012254 | 0.00061418 | 6.815e-05 | 0.028182 | 0.084364 | 0.12997
|  | 669.2376 | 0 | 0 | 0.00018919 | 0.00027908 | 0.00058729 | 0.0026544 | 0.00032605 | 0.12086 | 0.3619 | 0.55823 | 0 | 0 | 3.9883e-05 | 5.8707e-05 | 0.0001218 | 0.00058876 | 6.2294e-05 | 0.027999 | 0.08385 | 0.12962
|  | 669.4703 | 0 | 0 | 0.00015371 | 0.00022566 | 0.00045993 | 0.0024075 | 0.00020954 | 0.11987 | 0.35902 | 0.55618 | 0 | 0 | 3.222e-05 | 5.2574e-05 | 0.00012062 | 0.0005587 | 4.8747e-05 | 0.027814 | 0.083299 | 0.12926
|  | 669.7029 | 0 | 0 | 0.00012328 | 0.00022632 | 0.00057705 | 0.0023956 | 0.00020954 | 0.11925 | 0.35709 | 0.55504 | 0 | 0 | 2.5019e-05 | 4.3673e-05 | 0.00011408 | 0.00053575 | 3.2332e-05 | 0.027661 | 0.08277 | 0.12883
|  | 669.9355 | 0 | 0 | 9.1808e-05 | 0.00014914 | 0.00040366 | 0.0022102 | 6.8417e-05 | 0.11855 | 0.35447 | 0.55247 | 0 | 0 | 3.3147e-05 | 4.6727e-05 | 0.00011894 | 0.00053328 | 3.6708e-05 | 0.027538 | 0.082285 | 0.12843
|  | 670.1682 | 0 | 0 | 0.00019314 | 0.00025255 | 0.00061885 | 0.0023742 | 0.00024715 | 0.11819 | 0.3529 | 0.55161 | 0 | 0 | 3.7891e-05 | 5.0476e-05 | 0.00011909 | 0.00052007 | 4.6901e-05 | 0.027385 | 0.081833 | 0.12811
|  | 670.4009 | 0 | 0 | 0.00013256 | 0.00018133 | 0.00040487 | 0.0020963 | 0.00015601 | 0.11721 | 0.35053 | 0.54963 | 0 | 0 | 3.6789e-05 | 5.2336e-05 | 0.00011433 | 0.00050428 | 5.2752e-05 | 0.027232 | 0.081393 | 0.12783
|  | 670.6335 | 0 | 0 | 0.00018367 | 0.00026855 | 0.00057788 | 0.0022385 | 0.00029744 | 0.11687 | 0.34911 | 0.54922 | 0 | 0 | 3.5468e-05 | 5.3767e-05 | 0.00011167 | 0.0004825 | 5.163e-05 | 0.027077 | 0.080863 | 0.12744
|  | 670.8662 | 0 | 0 | 0.00012118 | 0.00019359 | 0.00038196 | 0.0019087 | 0.00014632 | 0.11586 | 0.34591 | 0.54612 | 0 | 0 | 3.5604e-05 | 5.7245e-05 | 0.00012842 | 0.00047014 | 5.5168e-05 | 0.026903 | 0.08031 | 0.12694
|  | 671.0989 | 0 | 0 | 0.00018484 | 0.00029844 | 0.00072184 | 0.0021322 | 0.00032786 | 0.11538 | 0.34436 | 0.54492 | 0 | 0 | 3.5094e-05 | 4.9437e-05 | 0.00013383 | 0.00047295 | 5.984e-05 | 0.026741 | 0.079769 | 0.12652
|  | 671.3316 | 0 | 0 | 0.00011678 | 0.00012644 | 0.00042837 | 0.0019325 | 0.00018643 | 0.11444 | 0.34121 | 0.54246 | 0 | 0 | 3.0957e-05 | 4.5335e-05 | 0.00011649 | 0.00047846 | 5.4147e-05 | 0.026589 | 0.079216 | 0.12616
|  | 671.5643 | 0 | 0 | 0.00014928 | 0.00026319 | 0.00057277 | 0.0021795 | 0.00027894 | 0.11408 | 0.33961 | 0.54184 | 0 | 0 | 2.7702e-05 | 4.2775e-05 | 9.3872e-05 | 0.00045612 | 5.249e-05 | 0.026413 | 0.078691 | 0.12574
|  | 671.7971 | 0 | 0 | 8.8784e-05 | 0.0001044 | 0.00023393 | 0.0017402 | 0.00017214 | 0.11291 | 0.33664 | 0.5387 | 0 | 0 | 2.8153e-05 | 4.0313e-05 | 0.00010189 | 0.00043814 | 5.3907e-05 | 0.02626 | 0.078194 | 0.12529
|  | 672.0298 | 0 | 0 | 0.00015315 | 0.00024204 | 0.00064168 | 0.002025 | 0.00029111 | 0.11276 | 0.33533 | 0.538 | 0 | 0 | 2.6667e-05 | 3.8167e-05 | 0.0001126 | 0.00042797 | 3.4806e-05 | 0.026122 | 0.077698 | 0.125
|  | 672.2625 | 0 | 0 | 7.5992e-05 | 8.5931e-05 | 0.0003259 | 0.0016524 | 7.969e-06 | 0.1117 | 0.33232 | 0.53608 | 0 | 0 | 2.7684e-05 | 4.665e-05 | 0.00011183 | 0.00041726 | 3.2135e-05 | 0.025964 | 0.077285 | 0.12479
|  | 672.4953 | 0 | 0 | 0.00016189 | 0.00031491 | 0.00063498 | 0.0019329 | 0.00026815 | 0.1114 | 0.33175 | 0.53617 | 0 | 0 | 2.9398e-05 | 5.1953e-05 | 0.00010874 | 0.00039797 | 4.038e-05 | 0.025821 | 0.076841 | 0.1244
|  | 672.7281 | 0 | 0 | 9.072e-05 | 0.0001315 | 0.00029938 | 0.0014867 | 7.8817e-05 | 0.11046 | 0.32851 | 0.53272 | 0 | 0 | 3.1331e-05 | 5.4184e-05 | 0.00010583 | 0.00039577 | 4.4039e-05 | 0.025728 | 0.076406 | 0.12405
|  | 672.9608 | 0 | 0 | 0.00017847 | 0.00033404 | 0.00060988 | 0.0019137 | 0.00029956 | 0.11059 | 0.32796 | 0.53308 | 0 | 0 | 2.5401e-05 | 4.8446e-05 | 9.6142e-05 | 0.00039631 | 4.3814e-05 | 0.025593 | 0.075942 | 0.1237
|  | 673.1936 | 0 | 0 | 3.9775e-05 | 8.2197e-05 | 0.00021615 | 0.0014912 | 7.688e-05 | 0.10931 | 0.32452 | 0.52971 | 0 | 0 | 2.3622e-05 | 4.6163e-05 | 0.00010234 | 0.0003952 | 4.3634e-05 | 0.025428 | 0.075457 | 0.12336
|  | 673.4264 | 0 | 0 | 0.00016316 | 0.00031439 | 0.00066303 | 0.001904 | 0.00029799 | 0.10915 | 0.32374 | 0.53004 | 0 | 0 | 2.8373e-05 | 4.563e-05 | 0.0001061 | 0.00038276 | 4.4782e-05 | 0.025256 | 0.074952 | 0.12297
|  | 673.6592 | 0 | 0 | 8.0585e-05 | 7.7604e-05 | 0.00024844 | 0.0013842 | 8.6726e-05 | 0.10782 | 0.32015 | 0.52635 | 0 | 0 | 3.2964e-05 | 4.5856e-05 | 0.00010694 | 0.0003687 | 5.024e-05 | 0.025065 | 0.074397 | 0.12241
|  | 673.8921 | 0 | 0 | 0.00020259 | 0.00031631 | 0.0006702 | 0.001783 | 0.00034486 | 0.10749 | 0.31895 | 0.52515 | 0 | 0 | 3.3582e-05 | 4.8208e-05 | 0.00010594 | 0.00036097 | 5.9021e-05 | 0.024879 | 0.073833 | 0.12175
|  | 674.1249 | 0 | 0 | 8.5892e-05 | 9.7815e-05 | 0.00023983 | 0.0013178 | 0.00016216 | 0.10622 | 0.3153 | 0.5207 | 0 | 0 | 3.3366e-05 | 5.0962e-05 | 0.00010864 | 0.00036043 | 7.4174e-05 | 0.024745 | 0.073344 | 0.12121
|  | 674.3577 | 0 | 0 | 0.0002007 | 0.00033993 | 0.00069337 | 0.0017781 | 0.00047497 | 0.10633 | 0.3147 | 0.52042 | 0 | 0 | 3.1244e-05 | 4.9919e-05 | 0.00010261 | 0.00034578 | 6.2934e-05 | 0.024625 | 0.072955 | 0.12099
|  | 674.5906 | 0 | 0 | 6.7661e-05 | 8.8842e-05 | 0.00018801 | 0.0011919 | 6.5588e-05 | 0.10518 | 0.31193 | 0.51881 | 0 | 0 | 2.8632e-05 | 5.0299e-05 | 0.00010114 | 0.00034634 | 5.0645e-05 | 0.024508 | 0.072531 | 0.12071
|  | 674.8234 | 0 | 0 | 0.00017826 | 0.00034317 | 0.00068069 | 0.0017828 | 0.0003694 | 0.10532 | 0.31103 | 0.51791 | 0 | 0 | 2.7161e-05 | 4.956e-05 | 0.00010037 | 0.00033665 | 4.3733e-05 | 0.024375 | 0.072018 | 0.12025
|  | 675.0563 | 0 | 0 | 5.503e-05 | 8.2493e-05 | 0.0001814 | 0.0011086 | 6.2194e-06 | 0.10404 | 0.30753 | 0.51488 | 0 | 0 | 3.6065e-05 | 5.653e-05 | 0.00010897 | 0.00032867 | 5.0686e-05 | 0.024234 | 0.071543 | 0.12
|  | 675.2892 | 0 | 0 | 0.0002547 | 0.000403 | 0.00075447 | 0.001714 | 0.00042907 | 0.10408 | 0.30689 | 0.51566 | 0 | 0 | 4.3016e-05 | 5.2675e-05 | 0.00011247 | 0.00033123 | 5.8493e-05 | 0.024084 | 0.071048 | 0.11962
|  | 675.5221 | 0 | 0 | 0.00011471 | 4.9361e-05 | 0.00021139 | 0.0011305 | 7.3245e-05 | 0.10274 | 0.30325 | 0.51161 | 0 | 0 | 3.7925e-05 | 5.0278e-05 | 0.00011224 | 0.00031605 | 5.8274e-05 | 0.023942 | 0.070581 | 0.1192
|  | 675.755 | 0 | 0 | 0.00021097 | 0.00038239 | 0.00075245 | 0.0015836 | 0.00042717 | 0.10286 | 0.30285 | 0.512 | 0 | 0 | 2.8453e-05 | 5.159e-05 | 9.9888e-05 | 0.00030996 | 4.8844e-05 | 0.023782 | 0.070066 | 0.11867
|  | 675.9879 | 0 | 0 | 3.3353e-05 | 6.0607e-05 | 0.00010529 | 0.001078 | -7.7482e-06 | 0.10136 | 0.29881 | 0.50704 | 0 | 0 | 2.6522e-05 | 5.1433e-05 | 8.5059e-05 | 0.00030695 | 4.3196e-05 | 0.023639 | 0.069568 | 0.11831
|  | 676.2208 | 0 | 0 | 0.00019439 | 0.00038105 | 0.00062511 | 0.0015578 | 0.00037867 | 0.10163 | 0.29858 | 0.5089 | 0 | 0 | 2.9105e-05 | 4.7926e-05 | 8.2727e-05 | 0.00029233 | 3.9694e-05 | 0.023492 | 0.069169 | 0.11789
|  | 676.4537 | 0 | 0 | 5.5511e-05 | 3.0456e-05 | 8.5204e-05 | 0.00095221 | -3.7852e-05 | 0.10008 | 0.29532 | 0.50334 | 0 | 0 | 2.943e-05 | 4.7724e-05 | 0.00010289 | 0.00029868 | 4.4991e-05 | 0.023341 | 0.068774 | 0.11732
|  | 676.6866 | 0 | 0 | 0.00019717 | 0.0003793 | 0.00079816 | 0.0016122 | 0.00042414 | 0.10032 | 0.29517 | 0.504 | 0 | 0 | 3.3984e-05 | 4.6183e-05 | 0.00010358 | 0.00028347 | 5.4365e-05 | 0.023228 | 0.068239 | 0.11691
|  | 676.9196 | 0 | 0 | 9.4592e-05 | 1.7204e-05 | 9.1153e-05 | 0.00082153 | 4.2605e-05 | 0.099101 | 0.2907 | 0.49974 | 0 | 0 | 3.4554e-05 | 4.3789e-05 | 9.9861e-05 | 0.00026574 | 5.8769e-05 | 0.02312 | 0.067788 | 0.1166
|  | 677.1526 | 0 | 0 | 0.00020206 | 0.00035873 | 0.00076617 | 0.0014599 | 0.00046194 | 0.099392 | 0.29127 | 0.50131 | 0 | 0 | 2.753e-05 | 3.9459e-05 | 0.0001121 | 0.00026637 | 5.8992e-05 | 0.022991 | 0.067412 | 0.11633
|  | 677.3855 | 0 | 0 | 3.4282e-05 | -1.9979e-05 | 0.00019615 | 0.00082684 | 4.4493e-05 | 0.097984 | 0.28745 | 0.49737 | 0 | 0 | 3.2795e-05 | 5.0351e-05 | 0.00011758 | 0.00026999 | 7.5193e-05 | 0.022889 | 0.067019 | 0.116
|  | 677.6185 | 0 | 0 | 0.00024724 | 0.00045221 | 0.00081318 | 0.0014909 | 0.00060099 | 0.098505 | 0.28787 | 0.49847 | 0 | 0 | 3.2076e-05 | 4.5359e-05 | 9.8091e-05 | 0.00026447 | 6.5782e-05 | 0.022737 | 0.066598 | 0.11554
|  | 677.8515 | 0 | 0 | 2.81e-05 | -6.2847e-05 | 2.8838e-05 | 0.00077935 | -3.6316e-05 | 0.096668 | 0.28381 | 0.49334 | 0 | 0 | 2.553e-05 | 4.5635e-05 | 0.00010538 | 0.0002653 | 5.7701e-05 | 0.022614 | 0.066195 | 0.1152
|  | 678.0845 | 0 | 0 | 0.00019105 | 0.00045456 | 0.00087568 | 0.0014979 | 0.00053161 | 0.097445 | 0.28439 | 0.49547 | 0 | 0 | 2.3955e-05 | 5.2557e-05 | 0.00011444 | 0.00024672 | 6.1029e-05 | 0.022502 | 0.065714 | 0.11497
|  | 678.3175 | 0 | 0 | 1.4567e-05 | -3.448e-06 | 0.00010659 | 0.00061981 | -7.7768e-06 | 0.095693 | 0.27966 | 0.49135 | 0 | 0 | 2.845e-05 | 4.5066e-05 | 9.8959e-05 | 0.00023066 | 5.0181e-05 | 0.022316 | 0.065263 | 0.11453
|  | 678.5505 | 0 | 0 | 0.00022963 | 0.00039026 | 0.00074281 | 0.00136 | 0.0004385 | 0.095852 | 0.28052 | 0.49171 | 0 | 0 | 3.696e-05 | 4.9967e-05 | 0.00010171 | 0.0002431 | 6.025e-05 | 0.022192 | 0.064894 | 0.11402
|  | 678.7835 | 0 | 0 | 8.7589e-05 | 3.8584e-05 | 0.00013009 | 0.0007264 | 7.8602e-05 | 0.09461 | 0.27645 | 0.48691 | 0 | 0 | 3.4015e-05 | 5.2433e-05 | 0.00011044 | 0.00024149 | 6.7092e-05 | 0.022077 | 0.064376 | 0.11356
|  | 679.0166 | 0 | 0 | 0.00020434 | 0.00041141 | 0.00081773 | 0.0013461 | 0.00049719 | 0.094857 | 0.27604 | 0.48769 | 0 | 0 | 2.2484e-05 | 4.3775e-05 | 0.00010263 | 0.00023321 | 4.8975e-05 | 0.0219 | 0.063924 | 0.11316
|  | 679.2496 | 0 | 0 | -1.1383e-05 | -3.5743e-05 | 6.3039e-05 | 0.00065526 | -7.6896e-05 | 0.093088 | 0.27254 | 0.48345 | 0 | 0 | 2.1904e-05 | 4.0645e-05 | 0.00010173 | 0.00022049 | 3.3074e-05 | 0.021745 | 0.063582 | 0.11275
|  | 679.4827 | 0 | 0 | 0.00019935 | 0.00038454 | 0.00080993 | 0.0012369 | 0.00036072 | 0.093513 | 0.27309 | 0.48415 | 0 | 0 | 2.4345e-05 | 4.5541e-05 | 0.00010259 | 0.00022249 | 4.5289e-05 | 0.021623 | 0.063129 | 0.11228
|  | 679.7158 | 0 | 0 | 9.5535e-06 | 6.2605e-06 | 7.0441e-05 | 0.00067235 | 2.7912e-05 | 0.092032 | 0.26863 | 0.4793 | 0 | 0 | 2.3492e-05 | 4.332e-05 | 8.5528e-05 | 0.00021172 | 6.1324e-05 | 0.021492 | 0.06265 | 0.11178
|  | 679.9488 | 0 | 0 | 0.00019203 | 0.00036546 | 0.00066345 | 0.0011444 | 0.0004983 | 0.092384 | 0.26896 | 0.4799 | 0 | 0 | 2.4823e-05 | 4.0419e-05 | 8.7321e-05 | 0.00020226 | 5.2808e-05 | 0.021392 | 0.062277 | 0.11127
|  | 680.1819 | 0 | 0 | 2.0963e-05 | -1.8649e-05 | 8.5788e-05 | 0.00059109 | -4.5185e-05 | 0.091163 | 0.2654 | 0.47483 | 0 | 0 | 2.5313e-05 | 3.9294e-05 | 8.4316e-05 | 0.00019366 | 4.0863e-05 | 0.021246 | 0.061792 | 0.11082
|  | 680.415 | 0 | 0 | 0.00019622 | 0.00035579 | 0.00063765 | 0.0010705 | 0.00039579 | 0.091125 | 0.26478 | 0.47605 | 0 | 0 | 2.361e-05 | 4.6822e-05 | 7.2784e-05 | 0.00018758 | 4.0145e-05 | 0.021104 | 0.061345 | 0.1105
|  | 680.6481 | 0 | 0 | 6.342e-06 | 4.5922e-05 | -1.3187e-05 | 0.00053888 | -5.1358e-05 | 0.089941 | 0.26154 | 0.47198 | 0 | 0 | 2.3181e-05 | 5.2151e-05 | 7.3582e-05 | 0.00019645 | 3.9411e-05 | 0.020996 | 0.060959 | 0.1101
|  | 680.8813 | 0 | 0 | 0.00019253 | 0.00040149 | 0.00064447 | 0.0011465 | 0.00038948 | 0.09019 | 0.26144 | 0.47258 | 0 | 0 | 2.7197e-05 | 4.5379e-05 | 8.733e-05 | 0.00019812 | 4.8699e-05 | 0.020857 | 0.060518 | 0.10964
|  | 681.1144 | 0 | 0 | 4.0783e-05 | -1.2194e-05 | 0.00010473 | 0.00055319 | 2.8301e-05 | 0.088741 | 0.25773 | 0.46803 | 0 | 0 | 2.2177e-05 | 3.5406e-05 | 8.027e-05 | 0.00018491 | 4.4694e-05 | 0.020697 | 0.060067 | 0.10923
|  | 681.3475 | 0 | 0 | 0.00014947 | 0.00031592 | 0.00058387 | 0.0010331 | 0.00035511 | 0.088808 | 0.25756 | 0.469 | 0 | 0 | 2.3394e-05 | 3.6468e-05 | 8.1105e-05 | 0.00018798 | 5.0968e-05 | 0.020588 | 0.059678 | 0.10883
|  | 681.5807 | 0 | 0 | 5.1211e-05 | -3.0887e-06 | 0.00011186 | 0.00057947 | 8.2102e-05 | 0.0878 | 0.25437 | 0.46458 | 0 | 0 | 2.5205e-05 | 2.8429e-05 | 8.2595e-05 | 0.00019932 | 4.9251e-05 | 0.02047 | 0.059254 | 0.10837
|  | 681.8138 | 0 | 0 | 0.00016499 | 0.00024695 | 0.00059662 | 0.0011302 | 0.00034036 | 0.087791 | 0.2539 | 0.46503 | 0 | 0 | 2.6053e-05 | 3.168e-05 | 7.6768e-05 | 0.00020264 | 4.7248e-05 | 0.020356 | 0.058836 | 0.10799
|  | 682.047 | 0 | 0 | 5.8482e-05 | 2.4782e-05 | 6.1847e-05 | 0.00060792 | 6.4909e-05 | 0.086812 | 0.25076 | 0.46124 | 0 | 0 | 3.0051e-05 | 3.7333e-05 | 7.9254e-05 | 0.00018295 | 5.2128e-05 | 0.020226 | 0.05839 | 0.10744
|  | 682.2802 | 0 | 0 | 0.00019927 | 0.00029542 | 0.00061792 | 0.00096127 | 0.0003822 | 0.086663 | 0.25005 | 0.46032 | 0 | 0 | 3.5151e-05 | 4.7019e-05 | 0.00010512 | 0.00016744 | 6.684e-05 | 0.020114 | 0.057975 | 0.10692
|  | 682.5134 | 0 | 0 | 0.00010221 | 0.00010784 | 0.00028364 | 0.00047477 | 0.00019107 | 0.085848 | 0.24718 | 0.45672 | 0 | 0 | 3.3117e-05 | 5.2135e-05 | 0.0001101 | 0.00016303 | 7.2254e-05 | 0.019995 | 0.057578 | 0.1065
|  | 682.7466 | 0 | 0 | 0.00018181 | 0.00033928 | 0.00066064 | 0.00092347 | 0.0004286 | 0.085634 | 0.24663 | 0.45662 | 0 | 0 | 3.1336e-05 | 5.4447e-05 | 0.00010645 | 0.00017025 | 6.4173e-05 | 0.019853 | 0.057166 | 0.10609
|  | 682.9798 | 0 | 0 | 8.6927e-05 | 0.00012765 | 0.00025231 | 0.00053655 | 0.00012174 | 0.084623 | 0.24362 | 0.45319 | 0 | 0 | 3.0592e-05 | 4.7044e-05 | 9.2562e-05 | 0.00016583 | 5.9545e-05 | 0.019741 | 0.056799 | 0.10576
|  | 683.213 | 0 | 0 | 0.00017542 | 0.00027578 | 0.00054147 | 0.00088558 | 0.00038889 | 0.08467 | 0.24346 | 0.45376 | 0 | 0 | 2.8384e-05 | 4.301e-05 | 8.6534e-05 | 0.0001689 | 5.9654e-05 | 0.019624 | 0.056509 | 0.10543
|  | 683.4462 | 0 | 0 | 6.7981e-05 | 9.304e-05 | 0.00020058 | 0.00056281 | 0.00012266 | 0.08361 | 0.24112 | 0.45035 | 0 | 0 | 2.729e-05 | 4.4258e-05 | 8.5354e-05 | 0.00017332 | 4.8745e-05 | 0.019473 | 0.056088 | 0.10493
|  | 683.6795 | 0 | 0 | 0.00016602 | 0.00028647 | 0.00053132 | 0.00092337 | 0.00029532 | 0.083367 | 0.23983 | 0.44941 | 0 | 0 | 2.9228e-05 | 4.259e-05 | 8.631e-05 | 0.00017 | 5.0236e-05 | 0.019371 | 0.055708 | 0.10458
|  | 683.9127 | 0 | 0 | 8.4591e-05 | 7.8725e-05 | 0.00020874 | 0.00053427 | 0.00013542 | 0.082729 | 0.23784 | 0.44734 | 0 | 0 | 2.5584e-05 | 3.9085e-05 | 8.5354e-05 | 0.0001565 | 5.2731e-05 | 0.019267 | 0.055363 | 0.1042
|  | 684.146 | 0 | 0 | 0.00013477 | 0.00025639 | 0.0005231 | 0.00080755 | 0.00031669 | 0.082467 | 0.23685 | 0.44611 | 0 | 0 | 2.1698e-05 | 3.8143e-05 | 8.3422e-05 | 0.00015456 | 5.4631e-05 | 0.019146 | 0.054978 | 0.10374
|  | 684.3793 | 0 | 0 | 5.1264e-05 | 7.0638e-05 | 0.00019215 | 0.00051759 | 0.0001517 | 0.081685 | 0.23452 | 0.44335 | 0 | 0 | 2.1575e-05 | 3.5986e-05 | 7.6528e-05 | 0.00014841 | 5.2565e-05 | 0.019026 | 0.054586 | 0.10336
|  | 684.6125 | 0 | 0 | 0.00013371 | 0.00023789 | 0.00046396 | 0.00075482 | 0.00029896 | 0.081431 | 0.23347 | 0.4428 | 0 | 0 | 2.4875e-05 | 3.6909e-05 | 7.6651e-05 | 0.00014674 | 5.262e-05 | 0.018918 | 0.054176 | 0.10293
|  | 684.8458 | 0 | 0 | 7.955e-05 | 7.8535e-05 | 0.00019317 | 0.00050318 | 0.00015215 | 0.080757 | 0.23099 | 0.43961 | 0 | 0 | 2.6467e-05 | 3.6277e-05 | 7.6539e-05 | 0.00015146 | 5.7874e-05 | 0.018808 | 0.053792 | 0.10242
|  | 685.0791 | 0 | 0 | 0.00014734 | 0.00023246 | 0.00046297 | 0.00079521 | 0.00034398 | 0.080477 | 0.23015 | 0.43837 | 0 | 0 | 2.3318e-05 | 3.8983e-05 | 7.927e-05 | 0.00015813 | 6.2787e-05 | 0.018705 | 0.053485 | 0.10198
|  | 685.3124 | 0 | 0 | 5.2539e-05 | 0.00010171 | 0.00021656 | 0.00056031 | 0.00019424 | 0.079867 | 0.22834 | 0.43587 | 0 | 0 | 1.4533e-05 | 3.2852e-05 | 6.4782e-05 | 0.00014736 | 6.1967e-05 | 0.018594 | 0.053121 | 0.10146
|  | 685.5458 | 0 | 0 | 7.2041e-05 | 0.00017989 | 0.00033874 | 0.00070285 | 0.00033694 | 0.079517 | 0.22701 | 0.43385 | 0 | 0 | 1.3379e-05 | 2.9254e-05 | 6.5607e-05 | 0.0001413 | 5.9386e-05 | 0.018453 | 0.052685 | 0.10093
|  | 685.7791 | 0 | 0 | 4.264e-05 | 7.0858e-05 | 0.00022361 | 0.00050828 | 0.00017209 | 0.078655 | 0.22458 | 0.43126 | 0 | 0 | 1.5838e-05 | 3.0655e-05 | 7.6673e-05 | 0.00014242 | 5.3513e-05 | 0.018297 | 0.052252 | 0.10046
|  | 686.0124 | 0 | 0 | 9.3109e-05 | 0.00019189 | 0.00043357 | 0.00071242 | 0.00028658 | 0.078171 | 0.22328 | 0.42982 | 0 | 0 | 1.5755e-05 | 3.592e-05 | 7.9114e-05 | 0.00013822 | 5.5325e-05 | 0.018157 | 0.051858 | 0.099996
|  | 686.2458 | 0 | 0 | 4.1926e-05 | 0.00011597 | 0.00024451 | 0.00047222 | 0.0001876 | 0.077446 | 0.22118 | 0.42723 | 0 | 0 | 1.5635e-05 | 3.5108e-05 | 7.0615e-05 | 0.00012403 | 5.3382e-05 | 0.018041 | 0.051485 | 0.09954
|  | 686.4791 | 0 | 0 | 9.2075e-05 | 0.00018492 | 0.0003607 | 0.00059081 | 0.00026991 | 0.077172 | 0.22007 | 0.42587 | 0 | 0 | 1.9137e-05 | 3.4894e-05 | 6.6584e-05 | 0.00012654 | 5.2851e-05 | 0.017949 | 0.051119 | 0.099121
|  | 686.7125 | 0 | 0 | 7.1934e-05 | 0.00011412 | 0.00020994 | 0.00049369 | 0.00018303 | 0.076654 | 0.21803 | 0.4236 | 0 | 0 | 1.9977e-05 | 3.007e-05 | 6.8818e-05 | 0.00012519 | 4.5994e-05 | 0.017856 | 0.050722 | 0.0987
|  | 686.9459 | 0 | 0 | 9.9265e-05 | 0.00014357 | 0.00037982 | 0.00057912 | 0.00021112 | 0.076371 | 0.21665 | 0.42223 | 0 | 0 | 2.2198e-05 | 2.943e-05 | 9.1869e-05 | 0.00013071 | 4.7962e-05 | 0.017768 | 0.050368 | 0.098292
|  | 687.1793 | 0 | 0 | 9.096e-05 | 0.00010863 | 0.00040744 | 0.00054099 | 0.00019988 | 0.075893 | 0.21497 | 0.42007 | 0 | 0 | 2.4379e-05 | 3.5997e-05 | 9.7139e-05 | 0.00012904 | 5.8334e-05 | 0.017665 | 0.050032 | 0.097821
|  | 687.4127 | 0 | 0 | 0.00011794 | 0.00019983 | 0.00042494 | 0.00056479 | 0.00029998 | 0.075474 | 0.21375 | 0.41816 | 0 | 0 | 2.7786e-05 | 4.0684e-05 | 8.3602e-05 | 0.0001249 | 6.9215e-05 | 0.017565 | 0.049737 | 0.097392
|  | 687.6461 | 0 | 0 | 0.00012015 | 0.00014878 | 0.00029141 | 0.00050543 | 0.0002931 | 0.07503 | 0.21243 | 0.41635 | 0 | 0 | 2.6084e-05 | 3.3267e-05 | 7.7373e-05 | 0.00012634 | 6.4241e-05 | 0.017462 | 0.049395 | 0.096968
|  | 687.8795 | 0 | 0 | 0.00010335 | 0.00013627 | 0.00037154 | 0.00057709 | 0.00025733 | 0.074587 | 0.2108 | 0.41449 | 0 | 0 | 2.3252e-05 | 3.1072e-05 | 8.8851e-05 | 0.00013057 | 5.2653e-05 | 0.017344 | 0.049039 | 0.096584
|  | 688.1129 | 0 | 0 | 9.5867e-05 | 0.00012996 | 0.00038973 | 0.00054158 | 0.0001938 | 0.074012 | 0.20937 | 0.41303 | 0 | 0 | 2.3017e-05 | 3.3072e-05 | 8.5501e-05 | 0.00012332 | 4.6034e-05 | 0.017217 | 0.048709 | 0.096246
|  | 688.3464 | 0 | 0 | 0.00010133 | 0.00015338 | 0.0003428 | 0.00051494 | 0.0002006 | 0.073498 | 0.20795 | 0.41156 | 0 | 0 | 2.2215e-05 | 3.2784e-05 | 8.1836e-05 | 0.00012493 | 5.3045e-05 | 0.017117 | 0.048394 | 0.095856
|  | 688.5798 | 0 | 0 | 8.8997e-05 | 0.0001275 | 0.00035833 | 0.00055542 | 0.00025387 | 0.07315 | 0.20667 | 0.40969 | 0 | 0 | 2.0263e-05 | 2.6079e-05 | 8.0484e-05 | 0.00013024 | 5.5454e-05 | 0.017038 | 0.048103 | 0.095418
|  | 688.8133 | 0 | 0 | 8.4591e-05 | 9.5914e-05 | 0.00033116 | 0.0005603 | 0.0002212 | 0.072812 | 0.20542 | 0.40773 | 0 | 0 | 2.3655e-05 | 3.0813e-05 | 8.6059e-05 | 0.00013802 | 5.4358e-05 | 0.016962 | 0.047836 | 0.095039
|  | 689.0467 | 0 | 0 | 0.00011805 | 0.00016805 | 0.00040606 | 0.00062205 | 0.00024445 | 0.072491 | 0.20436 | 0.40641 | 0 | 0 | 2.3774e-05 | 3.7813e-05 | 7.9246e-05 | 0.00012997 | 5.0364e-05 | 0.016842 | 0.047508 | 0.094679
|  | 689.2802 | 0 | 0 | 8.56e-05 | 0.00015586 | 0.00027277 | 0.00049132 | 0.00018697 | 0.071777 | 0.20259 | 0.40461 | 0 | 0 | 1.9243e-05 | 4.3816e-05 | 7.1169e-05 | 0.00012666 | 5.0629e-05 | 0.016714 | 0.0471 | 0.094309
|  | 689.5137 | 0 | 0 | 7.9231e-05 | 0.00021945 | 0.00033684 | 0.0005936 | 0.00024671 | 0.071394 | 0.20085 | 0.40321 | 0 | 0 | 1.2912e-05 | 3.4225e-05 | 6.0724e-05 | 0.0001267 | 5.2938e-05 | 0.016613 | 0.046691 | 0.093877
|  | 689.7472 | 0 | 0 | 3.1364e-05 | 7.3699e-05 | 0.00018328 | 0.00049158 | 0.00020672 | 0.070899 | 0.19907 | 0.40087 | 0 | 0 | 1.3675e-05 | 2.9214e-05 | 5.9421e-05 | 0.00012753 | 6.27e-05 | 0.016521 | 0.046369 | 0.093406
|  | 689.9807 | 0 | 0 | 8.5759e-05 | 0.00017652 | 0.00032566 | 0.0006007 | 0.0003303 | 0.070603 | 0.19808 | 0.39915 | 0 | 0 | 1.6085e-05 | 3.2531e-05 | 5.7641e-05 | 0.00011806 | 5.7593e-05 | 0.016424 | 0.046045 | 0.092891
|  | 690.2142 | 0 | 0 | 5.2006e-05 | 0.0001021 | 0.00016803 | 0.00041051 | 0.00016298 | 0.070067 | 0.19629 | 0.39646 | 0 | 0 | 2.1167e-05 | 3.7539e-05 | 6.2801e-05 | 0.00011444 | 5.5e-05 | 0.016332 | 0.045712 | 0.092452
|  | 690.4478 | 0 | 0 | 0.00012927 | 0.00021939 | 0.0003698 | 0.00056955 | 0.00030805 | 0.069807 | 0.19519 | 0.39532 | 0 | 0 | 2.2789e-05 | 3.5523e-05 | 6.4997e-05 | 0.00010447 | 6.0243e-05 | 0.016211 | 0.045349 | 0.091987
|  | 690.6813 | 0 | 0 | 6.5885e-05 | 8.4822e-05 | 0.00018682 | 0.00032509 | 0.00020787 | 0.069017 | 0.19317 | 0.39244 | 0 | 0 | 1.9505e-05 | 3.4029e-05 | 6.9695e-05 | 0.00010203 | 6.0722e-05 | 0.016077 | 0.044976 | 0.09146
|  | 690.9149 | 0 | 0 | 0.00010115 | 0.00020658 | 0.00041001 | 0.00054866 | 0.00031213 | 0.068658 | 0.19199 | 0.39077 | 0 | 0 | 1.9119e-05 | 3.7472e-05 | 6.3633e-05 | 0.00010236 | 5.4531e-05 | 0.015954 | 0.044631 | 0.090992
|  | 691.1484 | 0 | 0 | 6.2568e-05 | 0.00011429 | 0.00013489 | 0.00032783 | 0.00015482 | 0.067954 | 0.19019 | 0.3884 | 0 | 0 | 1.8521e-05 | 3.8584e-05 | 6.1892e-05 | 0.00010009 | 5.1014e-05 | 0.01584 | 0.044345 | 0.090591
|  | 691.382 | 0 | 0 | 9.6027e-05 | 0.00021611 | 0.0003951 | 0.00052923 | 0.00028201 | 0.067688 | 0.18954 | 0.38734 | 0 | 0 | 1.0837e-05 | 2.7824e-05 | 5.256e-05 | 9.2859e-05 | 4.3432e-05 | 0.015726 | 0.043997 | 0.090163
|  | 691.6156 | 0 | 0 | -3.2382e-06 | 2.2126e-05 | 5.4937e-05 | 0.00026586 | 8.9869e-05 | 0.066964 | 0.18719 | 0.38467 | 0 | 0 | 1.1398e-05 | 2.9551e-05 | 5.654e-05 | 9.3514e-05 | 4.8396e-05 | 0.015635 | 0.043632 | 0.089683
|  | 691.8492 | 0 | 0 | 0.00010083 | 0.00023089 | 0.00042916 | 0.00053481 | 0.0003245 | 0.066901 | 0.18639 | 0.38321 | 0 | 0 | 1.2975e-05 | 3.2939e-05 | 7.0993e-05 | 9.4376e-05 | 4.9388e-05 | 0.015526 | 0.043302 | 0.089167
|  | 692.0827 | 0 | 0 | 1.0268e-05 | 5.1138e-05 | 0.00017869 | 0.00027324 | 9.8363e-05 | 0.066029 | 0.18436 | 0.38024 | 0 | 0 | 1.3284e-05 | 2.9079e-05 | 7.2557e-05 | 0.00010067 | 5.4222e-05 | 0.015427 | 0.043001 | 0.088748
|  | 692.3164 | 0 | 0 | 0.00010346 | 0.00019781 | 0.00044249 | 0.0005886 | 0.00036584 | 0.066045 | 0.18379 | 0.37955 | 0 | 0 | 1.3923e-05 | 2.875e-05 | 6.4376e-05 | 0.00010535 | 6.1499e-05 | 0.015336 | 0.042689 | 0.088355
|  | 692.55 | 0 | 0 | 1.5736e-05 | 4.8314e-05 | 0.00010863 | 0.00031327 | 0.00016065 | 0.065245 | 0.18166 | 0.37685 | 0 | 0 | 1.1936e-05 | 3.8423e-05 | 7.1451e-05 | 0.00011422 | 6.9741e-05 | 0.01526 | 0.042398 | 0.087965
|  | 692.7836 | 0 | 0 | 8.6447e-05 | 0.00028062 | 0.00050306 | 0.00066452 | 0.0004364 | 0.065395 | 0.1813 | 0.37622 | 0 | 0 | 9.8882e-06 | 3.1314e-05 | 6.2897e-05 | 0.00011398 | 7.0951e-05 | 0.015181 | 0.042087 | 0.087569
|  | 693.0172 | 0 | 0 | -1.8027e-06 | -1.2571e-05 | 3.5348e-05 | 0.00031113 | 0.00017095 | 0.064556 | 0.17897 | 0.37339 | 0 | 0 | 1.2607e-05 | 2.5409e-05 | 5.9279e-05 | 0.0001093 | 6.3612e-05 | 0.015081 | 0.041767 | 0.087107
|  | 693.2509 | 0 | 0 | 0.00010972 | 0.00023007 | 0.00047207 | 0.00062447 | 0.00037356 | 0.064532 | 0.17855 | 0.37222 | 0 | 0 | 1.2124e-05 | 2.656e-05 | 5.2725e-05 | 9.319e-05 | 5.6959e-05 | 0.014967 | 0.041436 | 0.086554
|  | 693.4845 | 0 | 0 | -5.9419e-06 | -2.7219e-06 | -2.0753e-05 | 0.00017321 | 0.000114 | 0.063581 | 0.17614 | 0.36866 | 0 | 0 | 1.7745e-05 | 3.2321e-05 | 5.6231e-05 | 0.00010069 | 5.8363e-05 | 0.014893 | 0.041162 | 0.086146
|  | 693.7182 | 0 | 0 | 0.00015783 | 0.00027936 | 0.00050204 | 0.00068859 | 0.00038553 | 0.063889 | 0.17617 | 0.36867 | 0 | 0 | 2.0182e-05 | 3.2026e-05 | 5.5358e-05 | 0.0001101 | 5.6746e-05 | 0.014811 | 0.040864 | 0.085715
|  | 693.9519 | 0 | 0 | 1.4913e-05 | -5.2448e-06 | -2.8224e-05 | 0.00025378 | 0.00010016 | 0.06288 | 0.17359 | 0.36498 | 0 | 0 | 1.789e-05 | 3.1939e-05 | 5.7394e-05 | 0.00010922 | 6.7636e-05 | 0.014718 | 0.040569 | 0.085219
|  | 694.1856 | 0 | 0 | 0.00013819 | 0.00027859 | 0.00051942 | 0.00068096 | 0.00047869 | 0.063079 | 0.17361 | 0.36435 | 0 | 0 | 1.0557e-05 | 2.6322e-05 | 5.3677e-05 | 0.00010115 | 6.4809e-05 | 0.014625 | 0.040255 | 0.084801
|  | 694.4193 | 0 | 0 | -4.784e-05 | -5.3319e-05 | -6.0034e-05 | 0.00018472 | 7.5969e-05 | 0.062091 | 0.1709 | 0.36141 | 0 | 0 | 1.2121e-05 | 2.3691e-05 | 5.3877e-05 | 9.8729e-05 | 5.8824e-05 | 0.014535 | 0.039996 | 0.08455
|  | 694.653 | 0 | 0 | 0.00015156 | 0.00025605 | 0.00052109 | 0.00066016 | 0.00042743 | 0.062297 | 0.17138 | 0.36214 | 0 | 0 | 1.8539e-05 | 2.0808e-05 | 5.8994e-05 | 9.4837e-05 | 6.0106e-05 | 0.014454 | 0.039809 | 0.084336
|  | 694.8867 | 0 | 0 | 7.0834e-06 | -7.7983e-05 | -1.6239e-05 | 0.00015141 | 8.6932e-05 | 0.061396 | 0.1693 | 0.35957 | 0 | 0 | 1.6788e-05 | 2.5708e-05 | 6.1999e-05 | 0.00010561 | 7.2158e-05 | 0.014378 | 0.039541 | 0.084013
|  | 695.1204 | 0 | 0 | 0.00013657 | 0.00029796 | 0.00054676 | 0.00075226 | 0.00053051 | 0.061635 | 0.16905 | 0.35932 | 0 | 0 | 3.3195e-05 | 6.47e-05 | 0.00013571 | 0.00019219 | 0.0001195 | 0.014305 | 0.039183 | 0.08341
|  | 695.3541 | 0 | 0 | 0.00014748 | 0.00025567 | 0.00061451 | 0.00089233 | 0.000492 | 0.060771 | 0.16623 | 0.35441 | 0 | 0 | 1.0442e-05 | 2.4759e-05 | 7.3585e-05 | 0.00010815 | 5.868e-05 | 0.014015 | 0.038477 | 0.08217
|  | 695.5879 | 0 | 0 | -5.8134e-05 | -4.3831e-05 | 1.5091e-05 | 3.3036e-05 | 1.0074e-05 | 0.059146 | 0.16298 | 0.34865 | 0 | 0 | 7.2072e-06 | 2.8732e-05 | 7.6617e-05 | 8.4886e-05 | 6.4601e-05 | 0.01389 | 0.03813 | 0.081525
|  | 695.8216 | 0 | 0 | 0.0001198 | 0.00028967 | 0.00064046 | 0.00069326 | 0.00054266 | 0.059695 | 0.16327 | 0.34889 | 0 | 0 | 5.6783e-06 | 1.9303e-05 | 6.4962e-05 | 8.4892e-05 | 7.2513e-05 | 0.013828 | 0.037868 | 0.081163
|  | 696.0554 | 0 | 0 | -7.1219e-05 | -0.00012453 | -8.4682e-05 | 3.3027e-05 | 7.7716e-05 | 0.058612 | 0.16071 | 0.34549 | 0 | 0 | 1.0021e-05 | 2.3196e-05 | 6.077e-05 | 8.2967e-05 | 6.7642e-05 | 0.013734 | 0.037571 | 0.080777
|  | 696.2892 | 0 | 0 | 0.00015695 | 0.00032297 | 0.00060459 | 0.00067679 | 0.00050099 | 0.058891 | 0.16072 | 0.34559 | 0 | 0 | 9.9127e-06 | 2.963e-05 | 4.7435e-05 | 7.9664e-05 | 6.2413e-05 | 0.013639 | 0.037196 | 0.08024
|  | 696.523 | 0 | 0 | -7.2147e-05 | -6.9486e-05 | -0.00019879 | 4.7406e-06 | 3.2958e-05 | 0.057792 | 0.15749 | 0.34087 | 0 | 0 | 1.313e-05 | 3.1997e-05 | 4.7642e-05 | 9.8239e-05 | 6.3139e-05 | 0.013571 | 0.03695 | 0.079905
|  | 696.7568 | 0 | 0 | 0.00018446 | 0.0003432 | 0.00060633 | 0.00083562 | 0.00050716 | 0.058302 | 0.15859 | 0.34266 | 0 | 0 | 1.2941e-05 | 2.3775e-05 | 5.2684e-05 | 0.00010519 | 6.1628e-05 | 0.013484 | 0.036751 | 0.079563
|  | 696.9905 | 0 | 0 | -7.3763e-05 | -0.00013982 | -0.00015565 | 6.4176e-05 | 2.0032e-05 | 0.057047 | 0.15579 | 0.33795 | 0 | 0 | 6.775e-06 | 8.6873e-06 | 6.8725e-05 | 9.8859e-05 | 6.736e-05 | 0.013393 | 0.036511 | 0.079132
|  | 697.2244 | 0 | 0 | 0.00013172 | 0.00021413 | 0.00074353 | 0.00078146 | 0.00055617 | 0.057514 | 0.15652 | 0.33895 | 0 | 0 | 1.1518e-05 | 1.1947e-05 | 7.9399e-05 | 8.6379e-05 | 6.6785e-05 | 0.013298 | 0.036228 | 0.078744
|  | 697.4582 | 0 | 0 | -3.3193e-05 | -0.00011194 | -6.4378e-05 | -4.2613e-05 | 1.5081e-05 | 0.056228 | 0.15336 | 0.3346 | 0 | 0 | 9.8069e-06 | 2.2096e-05 | 5.8213e-05 | 9.3856e-05 | 6.3402e-05 | 0.013195 | 0.035961 | 0.078338
|  | 697.692 | 0 | 0 | 0.00011707 | 0.00030093 | 0.00056227 | 0.00084535 | 0.00052718 | 0.056628 | 0.15421 | 0.33542 | 0 | 0 | 9.9247e-06 | 1.9215e-05 | 5.0429e-05 | 9.1062e-05 | 7.4021e-05 | 0.013132 | 0.035671 | 0.077976
|  | 697.9259 | 0 | 0 | -3.2185e-05 | -0.00013658 | -0.00013095 | -6.6505e-05 | 0.00010591 | 0.05569 | 0.15088 | 0.3315 | 0 | 0 | 9.5121e-06 | 2.1103e-05 | 6.8068e-05 | 9.0776e-05 | 7.5058e-05 | 0.013074 | 0.035345 | 0.077538
|  | 698.1597 | 0 | 0 | 0.00011354 | 0.00031706 | 0.00071311 | 0.00084287 | 0.00053603 | 0.056122 | 0.15141 | 0.33164 | 0 | 0 | 1.8055e-06 | 2.0567e-05 | 6.134e-05 | 9.6577e-05 | 6.71e-05 | 0.012958 | 0.035041 | 0.07699
|  | 698.3936 | 0 | 0 | -9.8097e-05 | -0.00014117 | -0.00018852 | -1.6931e-05 | 3.7816e-05 | 0.054696 | 0.14827 | 0.32679 | 0 | 0 | 8.1632e-06 | 1.9114e-05 | 6.4297e-05 | 9.6624e-05 | 6.0948e-05 | 0.012851 | 0.034745 | 0.076466
|  | 698.6274 | 0 | 0 | 0.00016791 | 0.00030463 | 0.00073837 | 0.00084323 | 0.0004834 | 0.0552 | 0.14887 | 0.32713 | 0 | 0 | 1.2163e-05 | 2.2099e-05 | 6.5584e-05 | 0.00010131 | 5.0008e-05 | 0.012754 | 0.034439 | 0.076065
|  | 698.8613 | 0 | 0 | -6.3895e-05 | -0.00011566 | -0.00017753 | 2.311e-05 | -5.5758e-05 | 0.053863 | 0.14563 | 0.32333 | 0 | 0 | 1.204e-05 | 2.9489e-05 | 5.0485e-05 | 0.00010235 | 6.0912e-05 | 0.01268 | 0.034208 | 0.075765
|  | 699.0952 | 0 | 0 | 0.00016685 | 0.00036782 | 0.00060923 | 0.00085206 | 0.00057662 | 0.054567 | 0.14689 | 0.32454 | 0 | 0 | 1.8045e-05 | 2.86e-05 | 5.6744e-05 | 9.8546e-05 | 8.8141e-05 | 0.012618 | 0.034019 | 0.075379
|  | 699.3291 | 0 | 0 | -1.2551e-05 | -0.00012327 | -0.00012403 | -9.4277e-06 | 0.00017704 | 0.053327 | 0.144 | 0.32 | 0 | 0 | 1.3707e-05 | 1.6041e-05 | 5.6576e-05 | 8.0538e-05 | 9.125e-05 | 0.012523 | 0.033719 | 0.074884
|  | 699.563 | 0 | 0 | 0.00012975 | 0.00026043 | 0.00060777 | 0.00069806 | 0.00060318 | 0.053746 | 0.1443 | 0.32028 | 0 | 0 | 1.31e-05 | 1.5291e-05 | 5.3869e-05 | 9.0543e-05 | 8.2353e-05 | 0.012452 | 0.03346 | 0.074502
|  | 699.7969 | 0 | 0 | -1.7751e-05 | -0.00012969 | -0.00014719 | 7.6077e-05 | 0.00010093 | 0.052718 | 0.14178 | 0.31671 | 0 | 0 | 1.5481e-05 | 1.7349e-05 | 4.7253e-05 | 0.00010027 | 7.6389e-05 | 0.012369 | 0.033191 | 0.074052
|  | 700.0309 | 0 | 0 | 0.0001501 | 0.00027802 | 0.00055119 | 0.00078119 | 0.00055216 | 0.053033 | 0.14199 | 0.3164 | 0 | 0 | 6.1487e-06 | 1.9196e-05 | 4.8386e-05 | 9.7505e-05 | 6.3562e-05 | 0.012279 | 0.03294 | 0.073506
|  | 700.2648 | 0 | 0 | -9.7536e-05 | -0.00011391 | -0.00013753 | 5.2398e-05 | -8.764e-06 | 0.051943 | 0.13962 | 0.31202 | 0 | 0 | -2.7576e-07 | 1.1609e-05 | 4.5765e-05 | 9.0296e-05 | 6.5323e-05 | 0.012186 | 0.032645 | 0.073026
|  | 700.4988 | 0 | 0 | 9.5179e-05 | 0.00021315 | 0.00052877 | 0.00071952 | 0.0005672 | 0.052234 | 0.13946 | 0.31228 | 0 | 0 | 4.6404e-06 | 1.6259e-05 | 5.4251e-05 | 8.3882e-05 | 8.371e-05 | 0.012096 | 0.032364 | 0.072666
|  | 700.7327 | 0 | 0 | -5.551e-05 | -7.4166e-05 | -6.5005e-05 | -2.4603e-06 | 0.00014839 | 0.051165 | 0.13721 | 0.3089 | 0 | 0 | 6.9063e-06 | 2.4377e-05 | 5.343e-05 | 7.3618e-05 | 7.3244e-05 | 0.012 | 0.032109 | 0.072212
|  | 700.9667 | 0 | 0 | 0.00011455 | 0.00028254 | 0.00052173 | 0.00063176 | 0.0004777 | 0.051412 | 0.13727 | 0.30837 | 0 | 0 | 9.7123e-06 | 2.4152e-05 | 5.6686e-05 | 8.5812e-05 | 6.5957e-05 | 0.011916 | 0.031823 | 0.071682
|  | 701.2007 | 0 | 0 | -3.1524e-05 | -7.6092e-05 | -3.7173e-05 | 0.00010177 | 8.6104e-05 | 0.05045 | 0.13476 | 0.30438 | 0 | 0 | 1.622e-05 | 3.1828e-05 | 5.6096e-05 | 9.6602e-05 | 8.1509e-05 | 0.01184 | 0.031586 | 0.07119
|  | 701.4347 | 0 | 0 | 0.00017016 | 0.00034814 | 0.00051664 | 0.00072392 | 0.00061058 | 0.050754 | 0.13522 | 0.30411 | 0 | 0 | 1.5644e-05 | 2.8434e-05 | 4.25e-05 | 9.4372e-05 | 8.9694e-05 | 0.011761 | 0.03139 | 0.070773
|  | 701.6686 | 0 | 0 | -3.6457e-05 | -0.00010512 | -0.00015339 | 8.2678e-05 | 0.00015603 | 0.049771 | 0.13308 | 0.30078 | 0 | 0 | 1.1065e-05 | 1.3593e-05 | 3.622e-05 | 8.2169e-05 | 8.2235e-05 | 0.011689 | 0.031125 | 0.070467
|  | 701.9027 | 0 | 0 | 0.00013103 | 0.00022129 | 0.00046295 | 0.00061959 | 0.0005468 | 0.050129 | 0.13294 | 0.30147 | 0 | 0 | 1.1562e-05 | 1.3532e-05 | 4.4075e-05 | 8.75e-05 | 8.0534e-05 | 0.011617 | 0.030842 | 0.070101
|  | 702.1367 | 0 | 0 | -3.2212e-05 | -0.00010564 | -8.626e-05 | 0.00012825 | 0.0001415 | 0.049154 | 0.13066 | 0.29766 | 0 | 0 | 1.1752e-05 | 8.0511e-06 | 4.3339e-05 | 8.4722e-05 | 8.322e-05 | 0.011511 | 0.030595 | 0.069655
|  | 702.3707 | 0 | 0 | 0.00013264 | 0.00017444 | 0.00045663 | 0.00059578 | 0.00056969 | 0.049219 | 0.13081 | 0.29761 | 0 | 0 | 1.4708e-05 | 8.5161e-06 | 3.7758e-05 | 7.5266e-05 | 8.5349e-05 | 0.011426 | 0.030351 | 0.069258
|  | 702.6047 | 0 | 0 | -6.9499e-06 | -0.00010166 | -0.00013396 | 4.7436e-05 | 0.00015969 | 0.048424 | 0.12856 | 0.29426 | 0 | 0 | 1.1067e-05 | 1.0155e-05 | 4.5573e-05 | 7.4972e-05 | 7.3525e-05 | 0.011348 | 0.030083 | 0.068808
|  | 702.8388 | 0 | 0 | 0.00010152 | 0.00018844 | 0.00052339 | 0.00059321 | 0.00046859 | 0.048544 | 0.1285 | 0.29371 | 0 | 0 | 8.2973e-06 | 1.8983e-05 | 5.642e-05 | 0.0001005 | 6.9619e-05 | 0.011269 | 0.029872 | 0.068379
|  | 703.0728 | 0 | 0 | -3.0622e-05 | -2.6233e-05 | -4.1292e-05 | 0.00026551 | 0.00012629 | 0.047747 | 0.12676 | 0.29057 | 0 | 0 | 8.6201e-06 | 2.3248e-05 | 3.9616e-05 | 0.00010328 | 6.9846e-05 | 0.011212 | 0.029671 | 0.067998
|  | 703.3069 | 0 | 0 | 0.00010428 | 0.00022488 | 0.0003798 | 0.00061698 | 0.00047054 | 0.048058 | 0.12677 | 0.29045 | 0 | 0 | 1.2962e-05 | 2.6817e-05 | 4.3496e-05 | 9.3309e-05 | 7.8537e-05 | 0.011171 | 0.029493 | 0.067691
|  | 703.541 | 0 | 0 | 6.475e-06 | 4.2557e-06 | -8.1557e-06 | 0.00018029 | 0.00020052 | 0.047396 | 0.12523 | 0.28793 | 0 | 0 | 1.2858e-05 | 2.422e-05 | 4.535e-05 | 8.8929e-05 | 6.977e-05 | 0.011089 | 0.029328 | 0.067363
|  | 703.7751 | 0 | 0 | 0.00010338 | 0.00020268 | 0.00039561 | 0.00057949 | 0.00039557 | 0.047346 | 0.12534 | 0.2876 | 0 | 0 | 1.0236e-05 | 1.3024e-05 | 4.9282e-05 | 8.4804e-05 | 6.3903e-05 | 0.011005 | 0.029102 | 0.066952
|  | 704.0091 | 0 | 0 | -1.5922e-05 | -9.1405e-05 | 2.5441e-05 | 0.00014505 | 0.0001504 | 0.046676 | 0.12329 | 0.28442 | 0 | 0 | 9.5103e-06 | 9.8099e-06 | 5.1934e-05 | 7.3644e-05 | 6.7986e-05 | 0.010921 | 0.028833 | 0.066474
|  | 704.2433 | 0 | 0 | 9.7168e-05 | 0.00017521 | 0.00041823 | 0.0004841 | 0.00043041 | 0.046619 | 0.12303 | 0.28347 | 0 | 0 | 7.2121e-06 | 1.7225e-05 | 4.9566e-05 | 6.9994e-05 | 6.7542e-05 | 0.010803 | 0.028541 | 0.065962
|  | 704.4774 | 0 | 0 | -3.5556e-05 | -2.8061e-05 | 5.207e-06 | 0.00011386 | 0.00014661 | 0.045667 | 0.12079 | 0.28004 | 0 | 0 | -5.2504e-07 | 1.401e-05 | 4.9781e-05 | 6.5017e-05 | 6.5531e-05 | 0.010702 | 0.028225 | 0.065447
|  | 704.7115 | 0 | 0 | 3.107e-05 | 0.00014774 | 0.00042006 | 0.00044155 | 0.0004132 | 0.045753 | 0.12032 | 0.27905 | 0 | 0 | 2.662e-06 | 1.1382e-05 | 5.3352e-05 | 6.7218e-05 | 7.3007e-05 | 0.010652 | 0.028004 | 0.065038
|  | 704.9456 | 0 | 0 | -8.3307e-06 | -5.051e-05 | 3.5691e-05 | 0.00013264 | 0.00021045 | 0.045235 | 0.1189 | 0.27652 | 0 | 0 | 9.4253e-06 | 6.6128e-06 | 4.1009e-05 | 7.439e-05 | 7.5002e-05 | 0.010599 | 0.027821 | 0.064735
|  | 705.1798 | 0 | 0 | 8.8837e-05 | 0.00010699 | 0.00031458 | 0.00050277 | 0.00043019 | 0.045295 | 0.11873 | 0.27641 | 0 | 0 | 8.0769e-06 | 1.0324e-05 | 4.7396e-05 | 8.3013e-05 | 7.7972e-05 | 0.010529 | 0.027674 | 0.06452
|  | 705.4139 | 0 | 0 | -1.9848e-05 | -1.8815e-05 | 9.0252e-05 | 0.00020629 | 0.00023581 | 0.044639 | 0.11764 | 0.27469 | 0 | 0 | 2.4292e-06 | 1.6154e-05 | 5.7357e-05 | 7.2762e-05 | 7.3577e-05 | 0.010466 | 0.02751 | 0.064207
|  | 705.6481 | 0 | 0 | 4.0596e-05 | 0.00015679 | 0.00039965 | 0.00041519 | 0.00039263 | 0.044749 | 0.11732 | 0.27372 | 0 | 0 | 7.2107e-06 | 1.7076e-05 | 6.615e-05 | 6.4415e-05 | 7.5696e-05 | 0.010449 | 0.027327 | 0.063933
|  | 705.8822 | 0 | 0 | 2.0989e-05 | -1.0944e-05 | 0.00016533 | 0.00013497 | 0.00025388 | 0.04449 | 0.11607 | 0.27232 | 0 | 0 | 8.7057e-06 | 1.0054e-05 | 5.2147e-05 | 5.4145e-05 | 7.6667e-05 | 0.010393 | 0.027138 | 0.063657
|  | 706.1164 | 0 | 0 | 5.3361e-05 | 9.6808e-05 | 0.00028003 | 0.00032745 | 0.00040089 | 0.044269 | 0.1157 | 0.27134 | 0 | 0 | 5.863e-06 | 1.7329e-05 | 4.5683e-05 | 6.3353e-05 | 8.1564e-05 | 0.010301 | 0.026938 | 0.063226
|  | 706.3506 | 0 | 0 | -3.2911e-06 | 5.1186e-05 | 0.0001101 | 0.00021359 | 0.00029568 | 0.043699 | 0.11435 | 0.26862 | 0 | 0 | 4.2504e-06 | 1.5664e-05 | 4.33e-05 | 6.3352e-05 | 7.797e-05 | 0.010207 | 0.026631 | 0.062733
|  | 706.5848 | 0 | 0 | 3.9589e-05 | 8.2576e-05 | 0.00025966 | 0.00032741 | 0.00037016 | 0.043468 | 0.11308 | 0.2671 | 0 | 0 | 9.5081e-06 | 1.9192e-05 | 4.6659e-05 | 6.3356e-05 | 7.8729e-05 | 0.010138 | 0.026366 | 0.06231
|  | 706.819 | 0 | 0 | 4.1605e-05 | 8.131e-05 | 0.00013877 | 0.00021361 | 0.00030213 | 0.043106 | 0.11207 | 0.26498 | 0 | 0 | 1.3424e-05 | 2.7203e-05 | 4.4404e-05 | 6.6151e-05 | 8.0968e-05 | 0.010085 | 0.026223 | 0.061957
|  | 707.0533 | 0 | 0 | 7.3022e-05 | 0.00015098 | 0.0002404 | 0.00035125 | 0.00038926 | 0.043009 | 0.11185 | 0.26407 | 0 | 0 | 7.2032e-06 | 1.7594e-05 | 3.7264e-05 | 6.6155e-05 | 7.6457e-05 | 0.010007 | 0.026046 | 0.061596
|  | 707.2875 | 0 | 0 | -1.1516e-05 | -7.5398e-07 | 7.7787e-05 | 0.00021362 | 0.00026358 | 0.042434 | 0.11055 | 0.26188 | 0 | 0 | 1.43e-07 | 3.1453e-06 | 2.6126e-05 | 7.116e-05 | 6.759e-05 | 0.0099127 | 0.025811 | 0.06118
|  | 707.5217 | 0 | 0 | 1.2737e-05 | 2.761e-05 | 0.00014529 | 0.00039399 | 0.00031354 | 0.042207 | 0.10984 | 0.26052 | 0 | 0 | 4.8392e-06 | 4.4243e-06 | 2.9746e-05 | 8.0621e-05 | 7.8217e-05 | 0.0098692 | 0.02562 | 0.060884
|  | 707.756 | 0 | 0 | 2.8579e-05 | 1.0164e-05 | 0.00010868 | 0.00029434 | 0.00035427 | 0.042056 | 0.1089 | 0.2593 | 0 | 0 | 3.0245e-06 | 8.2881e-06 | 2.9899e-05 | 6.7588e-05 | 9.0003e-05 | 0.0098425 | 0.025436 | 0.060597
|  | 707.9902 | 0 | 0 | -2.7576e-06 | 6.0596e-05 | 0.00014658 | 0.00028269 | 0.00041413 | 0.041975 | 0.10826 | 0.25805 | 0 | 0 | 4.2925e-07 | 1.9102e-05 | 4.0825e-05 | 7.2358e-05 | 9.2619e-05 | 0.0098092 | 0.025275 | 0.060291
|  | 708.2245 | 0 | 0 | 6.4222e-06 | 0.00010248 | 0.00020194 | 0.00033504 | 0.00037657 | 0.041768 | 0.10752 | 0.25667 | 0 | 0 | 7.3726e-06 | 2.5221e-05 | 4.0449e-05 | 7.4033e-05 | 8.9377e-05 | 0.0097453 | 0.025077 | 0.059905
|  | 708.4588 | 0 | 0 | 5.6519e-05 | 0.00011283 | 0.00014338 | 0.00029699 | 0.00038646 | 0.041429 | 0.10657 | 0.25475 | 0 | 0 | 1.409e-05 | 2.3095e-05 | 3.7464e-05 | 8.2346e-05 | 8.9809e-05 | 0.0096615 | 0.024861 | 0.059443
|  | 708.693 | 0 | 0 | 6.3762e-05 | 8.4312e-05 | 0.00017643 | 0.00040595 | 0.00038019 | 0.041045 | 0.10565 | 0.25268 | 0 | 0 | 1.5172e-05 | 1.5735e-05 | 4.1454e-05 | 8.4533e-05 | 8.6934e-05 | 0.0095707 | 0.024637 | 0.058998
|  | 708.9273 | 0 | 0 | 6.5752e-05 | 5.0009e-05 | 0.00017744 | 0.00031565 | 0.00036191 | 0.040655 | 0.10466 | 0.25095 | 0 | 0 | 1.5036e-05 | 2.4573e-05 | 5.0527e-05 | 8.1234e-05 | 8.5213e-05 | 0.0094894 | 0.024417 | 0.058579
|  | 709.1617 | 0 | 0 | 6.2594e-05 | 0.00015974 | 0.00025384 | 0.00037774 | 0.00036544 | 0.040344 | 0.10376 | 0.24906 | 0 | 0 | 8.8129e-06 | 2.711e-05 | 4.8911e-05 | 8.8262e-05 | 7.659e-05 | 0.0093976 | 0.024152 | 0.058059
|  | 709.396 | 0 | 0 | 1.263e-05 | 7.1667e-05 | 0.00016364 | 0.00037564 | 0.00028831 | 0.039871 | 0.10239 | 0.24652 | 0 | 0 | 6.3575e-06 | 2.0275e-05 | 5.3563e-05 | 0.00010048 | 8.3266e-05 | 0.0093263 | 0.023924 | 0.057585
|  | 709.6303 | 0 | 0 | 4.1631e-05 | 0.00010138 | 0.00029351 | 0.00048193 | 0.00042236 | 0.039728 | 0.1018 | 0.24497 | 0 | 0 | 5.6052e-06 | 1.5998e-05 | 4.3399e-05 | 7.8427e-05 | 8.6898e-05 | 0.0092446 | 0.0237 | 0.057206
|  | 709.8646 | 0 | 0 | 6.209e-06 | 3.5163e-05 | 7.6902e-05 | 0.00018744 | 0.00031932 | 0.039174 | 0.10048 | 0.24328 | 0 | 0 | 6.613e-06 | 2.5594e-05 | 3.797e-05 | 5.7848e-05 | 8.6662e-05 | 0.0091722 | 0.023498 | 0.056876
|  | 710.099 | 0 | 0 | 5.023e-05 | 0.00018327 | 0.00024716 | 0.00030626 | 0.00042031 | 0.039108 | 0.10007 | 0.24214 | 0 | 0 | 1.2515e-05 | 2.8455e-05 | 4.7989e-05 | 5.9268e-05 | 9.0625e-05 | 0.0091474 | 0.023365 | 0.056565
|  | 710.3333 | 0 | 0 | 5.6572e-05 | 5.9561e-05 | 0.00016237 | 0.00019952 | 0.00035308 | 0.038955 | 0.099329 | 0.24058 | 0 | 0 | 1.9614e-05 | 2.2681e-05 | 6.9815e-05 | 7.855e-05 | 0.00010411 | 0.0091162 | 0.023234 | 0.056286
|  | 710.5677 | 0 | 0 | 0.00011081 | 0.000134 | 0.00043342 | 0.00047081 | 0.00053534 | 0.038841 | 0.098949 | 0.23976 | 0 | 0 | 1.5634e-05 | 1.5329e-05 | 6.296e-05 | 6.6056e-05 | 9.6439e-05 | 0.0090496 | 0.023049 | 0.055984
|  | 710.8021 | 0 | 0 | 2.2606e-05 | -3.1901e-06 | 0.00010385 | 9.2885e-05 | 0.00028762 | 0.038383 | 0.097745 | 0.23799 | 0 | 0 | 1.3517e-05 | 1.6488e-05 | 5.7262e-05 | 4.8458e-05 | 9.3528e-05 | 0.0089773 | 0.022872 | 0.055705
|  | 711.0364 | 0 | 0 | 9.2736e-05 | 0.00014389 | 0.00038477 | 0.00032061 | 0.00051046 | 0.038221 | 0.097422 | 0.23735 | 0 | 0 | 1.2805e-05 | 1.4644e-05 | 4.5207e-05 | 6.0697e-05 | 9.8168e-05 | 0.0089115 | 0.022699 | 0.055399
|  | 711.2708 | 0 | 0 | 1.653e-05 | -1.8937e-05 | 9.75e-07 | 0.0001973 | 0.00032718 | 0.037819 | 0.096268 | 0.23535 | 0 | 0 | 1.4283e-05 | 1.4185e-05 | 5.1679e-05 | 8.185e-05 | 9.2456e-05 | 0.008888 | 0.022532 | 0.055109
|  | 711.5052 | 0 | 0 | 0.00010534 | 0.00013997 | 0.00043998 | 0.00050108 | 0.00046169 | 0.038017 | 0.095986 | 0.23486 | 0 | 0 | 1.2222e-05 | 1.0134e-05 | 4.7966e-05 | 7.0954e-05 | 8.4539e-05 | 0.0088489 | 0.022327 | 0.054747
|  | 711.7396 | 0 | 0 | -1.061e-06 | -5.3506e-05 | -3.0725e-05 | 0.0001043 | 0.0002596 | 0.037482 | 0.094505 | 0.23225 | 0 | 0 | 1.1013e-05 | 3.7432e-06 | 3.365e-05 | 6.0037e-05 | 9.2019e-05 | 0.0087811 | 0.022164 | 0.054363
|  | 711.9741 | 0 | 0 | 9.5019e-05 | 8.5441e-05 | 0.00031782 | 0.00040791 | 0.00052548 | 0.037436 | 0.094589 | 0.23156 | 0 | 0 | 9.3089e-06 | 5.4783e-07 | 3.1281e-05 | 5.5315e-05 | 0.00010085 | 0.0086933 | 0.022032 | 0.05404
|  | 712.2085 | 0 | 0 | -1.5601e-05 | -8.0767e-05 | -5.0947e-05 | 6.4e-05 | 0.00033492 | 0.03673 | 0.093376 | 0.22948 | 0 | 0 | 8.2082e-06 | 1.2849e-05 | 3.9437e-05 | 6.2571e-05 | 0.00010753 | 0.0086518 | 0.021922 | 0.053733
|  | 712.4429 | 0 | 0 | 8.5626e-05 | 0.00019039 | 0.00038738 | 0.00046979 | 0.00058242 | 0.037078 | 0.093636 | 0.22891 | 0 | 0 | 8.9238e-06 | 1.9102e-05 | 4.7943e-05 | 5.089e-05 | 0.00010853 | 0.0086336 | 0.021824 | 0.053446
|  | 712.6774 | 0 | 0 | -9.5001e-06 | -2.7436e-05 | 2.1601e-05 | -3.5665e-05 | 0.00034337 | 0.036571 | 0.092538 | 0.22702 | 0 | 0 | 1.358e-05 | 2.2377e-05 | 5.2014e-05 | 4.5923e-05 | 0.00011659 | 0.0085758 | 0.021662 | 0.05317
|  | 712.9118 | 0 | 0 | 0.00012535 | 0.00021833 | 0.00042211 | 0.00042742 | 0.00065118 | 0.036585 | 0.092248 | 0.22656 | 0 | 0 | 1.3121e-05 | 1.4752e-05 | 5.2566e-05 | 5.8465e-05 | 0.00011693 | 0.0085103 | 0.021484 | 0.052842
|  | 713.1463 | 0 | 0 | -1.3425e-05 | -9.2498e-05 | 2.6267e-05 | 7.1282e-05 | 0.00034619 | 0.036006 | 0.091009 | 0.22418 | 0 | 0 | 8.4398e-06 | 1.2146e-05 | 6.0781e-05 | 7.2944e-05 | 0.00011427 | 0.0084412 | 0.021313 | 0.052551
|  | 713.3808 | 0 | 0 | 8.5412e-05 | 0.00019609 | 0.00049216 | 0.0005509 | 0.00062849 | 0.035993 | 0.090776 | 0.22406 | 0 | 0 | 6.2227e-07 | 1.1509e-05 | 5.9617e-05 | 6.7378e-05 | 0.00010574 | 0.0083505 | 0.021078 | 0.05219
|  | 713.6152 | 0 | 0 | -8.0105e-05 | -9.7928e-05 | 1.6347e-05 | 2.3805e-05 | 0.00027342 | 0.035232 | 0.089012 | 0.22109 | 0 | 0 | 3.3479e-06 | 2.1874e-05 | 6.1589e-05 | 6.5131e-05 | 0.00010282 | 0.0083059 | 0.020927 | 0.051837
|  | 713.8497 | 0 | 0 | 0.00010866 | 0.00028449 | 0.00050893 | 0.00053168 | 0.00060353 | 0.035606 | 0.089473 | 0.22102 | 0 | 0 | 8.3567e-06 | 2.8533e-05 | 4.8366e-05 | 5.5109e-05 | 0.00010696 | 0.0082671 | 0.020756 | 0.051484
|  | 714.0842 | 0 | 0 | -3.7385e-05 | -4.1136e-05 | -9.6434e-05 | -6.1672e-05 | 0.00030868 | 0.034902 | 0.087551 | 0.21808 | 0 | 0 | 1.0071e-05 | 2.4316e-05 | 4.4916e-05 | 5.2052e-05 | 0.00011768 | 0.0082058 | 0.020588 | 0.05118
|  | 714.3188 | 0 | 0 | 0.00012328 | 0.00024852 | 0.0004795 | 0.00050559 | 0.00069492 | 0.03508 | 0.088035 | 0.21841 | 0 | 0 | 9.2941e-06 | 1.4213e-05 | 4.4201e-05 | 5.0113e-05 | 0.00011694 | 0.0081529 | 0.020468 | 0.05092
|  | 714.5533 | 0 | 0 | -4.4021e-05 | -0.00012731 | -0.00010257 | -7.8243e-05 | 0.0003023 | 0.034445 | 0.086508 | 0.21582 | 0 | 0 | 1.318e-05 | 9.3119e-06 | 5.3487e-05 | 7.1839e-05 | 0.00011447 | 0.0081186 | 0.020314 | 0.050666
|  | 714.7878 | 0 | 0 | 0.00015642 | 0.00020672 | 0.00055868 | 0.00069086 | 0.00067387 | 0.034788 | 0.086722 | 0.21624 | 0 | 0 | 7.7821e-06 | 7.5089e-06 | 5.2999e-05 | 7.2616e-05 | 0.00010605 | 0.0080548 | 0.02012 | 0.050382
|  | 715.0224 | 0 | 0 | -9.0058e-05 | -0.00014269 | -0.00010674 | -7.1637e-05 | 0.00023042 | 0.033898 | 0.084845 | 0.21338 | 0 | 0 | 2.1188e-06 | 7.4245e-06 | 4.3359e-05 | 5.9304e-05 | 0.00011188 | 0.0079989 | 0.019967 | 0.050074
|  | 715.2569 | 0 | 0 | 0.00010812 | 0.000206 | 0.00047645 | 0.0005773 | 0.00072357 | 0.034305 | 0.085409 | 0.21358 | 0 | 0 | 8.8685e-06 | 1.0898e-05 | 4.4812e-05 | 4.8725e-05 | 0.00012038 | 0.0079632 | 0.019826 | 0.04979
|  | 715.4915 | 0 | 0 | -3.2505e-05 | -0.00011308 | -9.4353e-05 | -0.00016184 | 0.00030284 | 0.033595 | 0.08364 | 0.21096 | 0 | 0 | 1.1306e-05 | 1.5066e-05 | 4.8666e-05 | 5.4158e-05 | 0.00010439 | 0.0078893 | 0.019651 | 0.049468
|  | 715.726 | 0 | 0 | 0.0001289 | 0.00024153 | 0.00050929 | 0.0006236 | 0.00058721 | 0.033672 | 0.083909 | 0.21082 | 0 | 0 | 8.337e-06 | 8.5596e-06 | 2.5647e-05 | 6.3375e-05 | 9.9831e-05 | 0.0078238 | 0.019464 | 0.049137
|  | 715.9606 | 0 | 0 | -5.7819e-05 | -0.00016855 | -0.00029063 | -8.3271e-05 | 0.00026394 | 0.033033 | 0.082042 | 0.20811 | 0 | 0 | 5.5731e-08 | 1.0216e-05 | 4.4014e-05 | 5.7311e-05 | 0.00011791 | 0.0077777 | 0.019321 | 0.048772
|  | 716.1952 | 0 | 0 | 5.8295e-05 | 0.00025564 | 0.00066587 | 0.00057188 | 0.00074132 | 0.033276 | 0.082675 | 0.2077 | 0 | 0 | 1.2232e-06 | 1.4367e-05 | 6.4777e-05 | 5.9572e-05 | 0.00012134 | 0.0077233 | 0.019175 | 0.048508
|  | 716.4298 | 0 | 0 | -4.7867e-05 | -0.00013317 | -0.00011364 | -6.4016e-05 | 0.00029314 | 0.032567 | 0.080791 | 0.20584 | 0 | 0 | 6.406e-06 | 1.4165e-05 | 6.6574e-05 | 7.3278e-05 | 0.00012047 | 0.0076616 | 0.019026 | 0.048174
|  | 716.6644 | 0 | 0 | 0.00010248 | 0.00025392 | 0.00068117 | 0.0006887 | 0.00073383 | 0.032747 | 0.081398 | 0.20483 | 0 | 0 | -1.4096e-06 | 1.3033e-05 | 3.8257e-05 | 7.236e-05 | 0.0001043 | 0.0075736 | 0.018867 | 0.047791
|  | 716.899 | 0 | 0 | -0.00011449 | -0.00014282 | -0.00035504 | -7.1844e-05 | 0.00015528 | 0.031817 | 0.079437 | 0.20257 | 0 | 0 | 2.7614e-06 | 1.8482e-05 | 3.2101e-05 | 5.5949e-05 | 0.00011442 | 0.0075601 | 0.018741 | 0.047621
|  | 717.1337 | 0 | 0 | 0.00013803 | 0.00030035 | 0.00062867 | 0.00054875 | 0.00082007 | 0.032626 | 0.080314 | 0.20335 | 0 | 0 | 3.692e-06 | 1.3266e-05 | 4.1867e-05 | 3.3689e-05 | 0.00012057 | 0.0075368 | 0.018631 | 0.047313
|  | 717.3683 | 0 | 0 | -0.00010656 | -0.00018728 | -0.0002718 | -0.0002616 | 0.00020761 | 0.031615 | 0.078495 | 0.19993 | 0 | 0 | 8.4048e-06 | 1.3185e-05 | 4.9654e-05 | 4.4251e-05 | 0.00012485 | 0.0074981 | 0.018478 | 0.047018
|  | 717.6029 | 0 | 0 | 0.0001782 | 0.00029966 | 0.00069504 | 0.00063878 | 0.00085654 | 0.032296 | 0.079003 | 0.20084 | 0 | 0 | 5.3577e-06 | 5.441e-06 | 4.206e-05 | 4.709e-05 | 0.00012147 | 0.0074373 | 0.018292 | 0.04672
|  | 717.8376 | 0 | 0 | -0.00013254 | -0.00025329 | -0.00033656 | -0.00023743 | 0.00017875 | 0.031092 | 0.076895 | 0.19735 | 0 | 0 | -3.0226e-06 | 9.1205e-06 | 2.1295e-05 | 5.9088e-05 | 0.00010631 | 0.0073792 | 0.018187 | 0.046371
|  | 718.0723 | 0 | 0 | 0.00010678 | 0.00033102 | 0.00051805 | 0.00074103 | 0.00072733 | 0.031801 | 0.078108 | 0.19786 | 0 | 0 | 3.7084e-06 | 2.2623e-05 | 3.8903e-05 | 5.4662e-05 | 0.0001081 | 0.0073745 | 0.018063 | 0.046192
|  | 718.307 | 0 | 0 | -7.5172e-05 | -0.00013822 | -0.00018652 | -0.00027519 | 0.0001939 | 0.031046 | 0.075832 | 0.19579 | 0 | 0 | 7.6996e-06 | 2.2666e-05 | 4.7143e-05 | 4.8667e-05 | 0.00011534 | 0.0073314 | 0.017914 | 0.045938
|  | 718.5416 | 0 | 0 | 0.00014079 | 0.00033139 | 0.00058828 | 0.00068994 | 0.00078902 | 0.031434 | 0.076837 | 0.1957 | 0 | 0 | 2.4105e-06 | 1.2304e-05 | 2.1236e-05 | 4.367e-05 | 0.00010875 | 0.0072267 | 0.017762 | 0.045536
|  | 718.7763 | 0 | 0 | -0.00012025 | -0.00022654 | -0.00040733 | -0.00031781 | 0.00013767 | 0.030148 | 0.07452 | 0.19233 | 0 | 0 | -1.2199e-06 | 7.0768e-06 | 3.1249e-05 | 2.3744e-05 | 0.00012619 | 0.0071738 | 0.017592 | 0.045283
|  | 719.011 | 0 | 0 | 0.00010985 | 0.00028684 | 0.00067361 | 0.00052014 | 0.00093767 | 0.030983 | 0.075392 | 0.19355 | 0 | 0 | 8.7253e-06 | 1.633e-05 | 5.9208e-05 | 3.7653e-05 | 0.00016381 | 0.0071697 | 0.017502 | 0.045028
|  | 719.2457 | 0 | 0 | -3.5503e-05 | -0.00014769 | -0.00016909 | -0.00019929 | 0.00045822 | 0.030111 | 0.073749 | 0.19014 | 0 | 0 | 7.0505e-06 | 2.0039e-05 | 4.1599e-05 | 6.3256e-05 | 0.00015103 | 0.0071251 | 0.017354 | 0.044675
|  | 719.4805 | 0 | 0 | 9.5579e-05 | 0.00031844 | 0.00052355 | 0.00073828 | 0.00082872 | 0.0306 | 0.074116 | 0.19053 | 0 | 0 | 1.4111e-06 | 1.3709e-05 | 3.2175e-05 | 7.6929e-05 | 0.00013617 | 0.0070824 | 0.017211 | 0.044416
|  | 719.7152 | 0 | 0 | -8.3555e-05 | -0.00020163 | -0.0002494 | -8.2813e-05 | 0.00033151 | 0.029745 | 0.072528 | 0.18792 | 0 | 0 | 1.0838e-06 | 7.4317e-06 | 4.1474e-05 | 6.5788e-05 | 0.00013248 | 0.0069999 | 0.017081 | 0.044146
|  | 719.9499 | 0 | 0 | 9.279e-05 | 0.00026495 | 0.00060277 | 0.00064333 | 0.00079724 | 0.029894 | 0.073001 | 0.18821 | 0 | 0 | 1.5691e-05 | 1.7812e-05 | 5.413e-05 | 5.9884e-05 | 0.00014895 | 0.0069642 | 0.016965 | 0.043832
|  | 720.1847 | 0 | 0 | 4.089e-05 | -0.0001132 | -0.0001416 | -0.00013314 | 0.00047176 | 0.029439 | 0.071538 | 0.18522 | 0 | 0 | 1.8133e-05 | 8.4914e-06 | 3.8254e-05 | 4.7886e-05 | 0.00014203 | 0.0069061 | 0.016795 | 0.043532
|  | 720.4194 | 0 | 0 | 0.00011359 | 0.00018554 | 0.0004675 | 0.00054109 | 0.00073825 | 0.029397 | 0.071547 | 0.18564 | 0 | 0 | 6.7182e-06 | 3.509e-06 | 3.5296e-05 | 5.1566e-05 | 0.00013175 | 0.0068571 | 0.016627 | 0.043233
|  | 720.6542 | 0 | 0 | -5.6359e-05 | -0.00015565 | -0.00016682 | -0.0001018 | 0.00038409 | 0.029018 | 0.070098 | 0.18267 | 0 | 0 | 1.1378e-05 | 1.1178e-05 | 2.9108e-05 | 4.6864e-05 | 0.00014744 | 0.006852 | 0.016567 | 0.042916
|  | 720.889 | 0 | 0 | 0.00015329 | 0.00025087 | 0.00041477 | 0.00050102 | 0.0008719 | 0.029351 | 0.071033 | 0.18292 | 0 | 0 | 9.5125e-06 | 1.5079e-05 | 2.0439e-05 | 5.1597e-05 | 0.0001433 | 0.0067785 | 0.016429 | 0.042647
|  | 721.1238 | 0 | 0 | -7.2253e-05 | -0.00012242 | -0.00024066 | -6.1485e-05 | 0.0003488 | 0.028392 | 0.068918 | 0.18037 | 0 | 0 | -7.7263e-07 | 1.4704e-05 | 2.32e-05 | 4.5206e-05 | 0.00013031 | 0.0067148 | 0.01623 | 0.042366
|  | 721.3586 | 0 | 0 | 6.5672e-05 | 0.00024767 | 0.00043827 | 0.00044655 | 0.0007612 | 0.028804 | 0.069327 | 0.18049 | 0 | 0 | -2.3458e-06 | 1.5008e-05 | 2.0579e-05 | 2.6459e-05 | 0.00012902 | 0.0066505 | 0.016138 | 0.04206
|  | 721.5934 | 0 | 0 | -8.5653e-05 | -0.00011983 | -0.00026298 | -0.00022117 | 0.00033779 | 0.027845 | 0.068136 | 0.17777 | 0 | 0 | -2.5874e-07 | 9.3222e-06 | 3.0274e-05 | 3.0303e-05 | 0.00014976 | 0.0065921 | 0.016071 | 0.041771
|  | 721.8282 | 0 | 0 | 8.3449e-05 | 0.00019923 | 0.00052083 | 0.00047927 | 0.00093778 | 0.028301 | 0.068747 | 0.178 | 0 | 0 | 2.9472e-06 | 6.0398e-06 | 4.8726e-05 | 4.3367e-05 | 0.00016764 | 0.0065898 | 0.015968 | 0.041596
|  | 722.063 | 0 | 0 | -5.8348e-05 | -0.00014779 | -0.00010582 | -0.0001099 | 0.00049003 | 0.027825 | 0.067256 | 0.17628 | 0 | 0 | 6.3339e-06 | 2.8938e-06 | 4.1725e-05 | 2.9458e-05 | 0.00015433 | 0.0065885 | 0.01583 | 0.041404
|  | 722.2979 | 0 | 0 | 0.00011229 | 0.00017243 | 0.00046117 | 0.00036078 | 0.00082434 | 0.028285 | 0.06756 | 0.17633 | 0 | 0 | 1.0387e-05 | 1.2238e-05 | 3.3633e-05 | 4.0415e-05 | 0.00015199 | 0.0065542 | 0.015743 | 0.041193
|  | 722.5327 | 0 | 0 | -2.3827e-05 | -6.8205e-05 | -0.00017473 | -1.6591e-05 | 0.00047011 | 0.027533 | 0.066516 | 0.17449 | 0 | 0 | 1.046e-05 | 1.3536e-05 | 3.0939e-05 | 5.6065e-05 | 0.00015848 | 0.0064944 | 0.015641 | 0.040998
|  | 722.7675 | 0 | 0 | 0.0001129 | 0.00018348 | 0.00043821 | 0.00049404 | 0.00087948 | 0.027774 | 0.066686 | 0.17466 | 0 | 0 | 1.0681e-05 | 8.7782e-06 | 4.8124e-05 | 5.3259e-05 | 0.00015942 | 0.006464 | 0.01552 | 0.040786
|  | 723.0024 | 0 | 0 | -2.1944e-05 | -0.00010873 | -2.8397e-05 | -4.0509e-05 | 0.00047812 | 0.027272 | 0.065474 | 0.17267 | 0 | 0 | 6.2226e-06 | 4.3978e-06 | 3.407e-05 | 4.3767e-05 | 0.00015158 | 0.0064119 | 0.015398 | 0.040485
|  | 723.2373 | 0 | 0 | 7.4932e-05 | 0.00014618 | 0.00031851 | 0.0004132 | 0.00081261 | 0.027328 | 0.065646 | 0.17208 | 0 | 0 | 7.3138e-06 | 1.0433e-05 | 1.8402e-05 | 5.2737e-05 | 0.00015957 | 0.006357 | 0.015263 | 0.040262
|  | 723.4722 | 0 | 0 | -1.2657e-05 | -5.7344e-05 | -0.00016183 | 3.5832e-05 | 0.00054603 | 0.0268 | 0.064314 | 0.17073 | 0 | 0 | 8.3326e-06 | 1.2753e-05 | 2.2212e-05 | 5.2474e-05 | 0.00015808 | 0.0063244 | 0.015142 | 0.04007
|  | 723.707 | 0 | 0 | 8.3609e-05 | 0.00016593 | 0.00035096 | 0.00041098 | 0.00080005 | 0.027052 | 0.064623 | 0.17047 | 0 | 0 | 2.1225e-06 | 6.7818e-06 | 4.0786e-05 | 3.6024e-05 | 0.00015695 | 0.0063002 | 0.015092 | 0.039856
|  | 723.9419 | 0 | 0 | -6.5538e-05 | -0.00010819 | -3.701e-06 | -0.00010427 | 0.00053623 | 0.02659 | 0.063871 | 0.16888 | 0 | 0 | -2.7828e-06 | -4.3111e-06 | 5.0035e-05 | 2.4021e-05 | 0.00015285 | 0.0062755 | 0.015038 | 0.039639
|  | 724.1768 | 0 | 0 | 4.1845e-05 | 7.1486e-05 | 0.0004297 | 0.00030878 | 0.00076514 | 0.026839 | 0.064158 | 0.1686 | 0 | 0 | 3.3037e-06 | -2.9191e-06 | 5.7896e-05 | 4.912e-05 | 0.00015045 | 0.0062538 | 0.014955 | 0.039433
|  | 724.4118 | 0 | 0 | -1.3719e-05 | -9.6338e-05 | 6.3202e-05 | 0.00010941 | 0.00051572 | 0.026403 | 0.063161 | 0.16711 | 0 | 0 | 7.9603e-06 | 2.8412e-06 | 5.0857e-05 | 5.997e-05 | 0.00014645 | 0.0062192 | 0.014826 | 0.039202
|  | 724.6467 | 0 | 0 | 8.1486e-05 | 0.00012053 | 0.00036975 | 0.00040113 | 0.00073103 | 0.026542 | 0.063052 | 0.16662 | 0 | 0 | 8.7241e-06 | 8.9591e-06 | 5.2018e-05 | 5.855e-05 | 0.00014601 | 0.0061892 | 0.01471 | 0.038991
|  | 724.8816 | 0 | 0 | -7.2169e-06 | -4.4255e-05 | 7.3089e-05 | 9.7316e-05 | 0.00051195 | 0.026148 | 0.062179 | 0.16532 | 0 | 0 | 6.8764e-06 | 9.9622e-06 | 4.3015e-05 | 5.4365e-05 | 0.0001443 | 0.0061362 | 0.01458 | 0.038798
|  | 725.1166 | 0 | 0 | 6.5751e-05 | 0.00012906 | 0.00029308 | 0.00036546 | 0.00071641 | 0.026087 | 0.061932 | 0.16495 | 0 | 0 | 3.5315e-06 | 1.163e-05 | 3.4688e-05 | 5.4083e-05 | 0.00014854 | 0.0060859 | 0.014428 | 0.038536
|  | 725.3515 | 0 | 0 | -3.569e-05 | -3.0056e-05 | 2.206e-06 | 9.4915e-05 | 0.00054802 | 0.025719 | 0.060885 | 0.16308 | 0 | 0 | 2.1788e-06 | 1.183e-05 | 2.8734e-05 | 4.4855e-05 | 0.00014853 | 0.0060448 | 0.014301 | 0.038232
|  | 725.5865 | 0 | 0 | 5.4236e-05 | 0.00013076 | 0.00024238 | 0.00028689 | 0.00071626 | 0.025734 | 0.06085 | 0.16235 | 0 | 0 | 6.3597e-06 | 8.212e-06 | 2.4226e-05 | 3.5904e-05 | 0.00015211 | 0.0060114 | 0.014217 | 0.037974
|  | 725.8215 | 0 | 0 | -1.0659e-07 | -6.0863e-05 | -3.6186e-05 | 1.8696e-05 | 0.00057838 | 0.025431 | 0.060152 | 0.16085 | 0 | 0 | 7.5972e-06 | 1.8385e-06 | 1.7274e-05 | 3.1522e-05 | 0.00015322 | 0.0059743 | 0.014123 | 0.037718
|  | 726.0565 | 0 | 0 | 6.4769e-05 | 7.651e-05 | 0.00018321 | 0.0002496 | 0.00072573 | 0.025419 | 0.060053 | 0.16018 | 0 | 0 | 5.5557e-06 | 3.4039e-06 | 2.0015e-05 | 4.7204e-05 | 0.0001522 | 0.0059336 | 0.014032 | 0.037482
|  | 726.2914 | 0 | 0 | -1.7485e-05 | -4.7539e-05 | -1.2864e-05 | 0.00015215 | 0.00056961 | 0.025082 | 0.059372 | 0.15883 | 0 | 0 | 1.0448e-06 | 1.4671e-06 | 6.032e-06 | 5.748e-05 | 0.00015417 | 0.0058903 | 0.013893 | 0.037252
|  | 726.5264 | 0 | 0 | 2.6377e-05 | 6.0026e-05 | 6.42e-05 | 0.00033704 | 0.00074246 | 0.025048 | 0.058867 | 0.15821 | 0 | 0 | 3.7073e-06 | 5.3471e-06 | 5.6117e-06 | 5.7477e-05 | 0.00016259 | 0.0058589 | 0.013748 | 0.037059
|  | 726.7614 | 0 | 0 | 5.1739e-06 | -1.452e-05 | -1.6443e-05 | 0.00015211 | 0.00064123 | 0.024814 | 0.058129 | 0.15718 | 0 | 0 | 6.501e-06 | 6.1876e-06 | 2.4164e-05 | 5.1914e-05 | 0.00015829 | 0.0058237 | 0.013646 | 0.03682
|  | 726.9965 | 0 | 0 | 5.0149e-05 | 6.7176e-05 | 0.00022208 | 0.00028968 | 0.00070583 | 0.024746 | 0.057994 | 0.15615 | 0 | 0 | 6.9225e-06 | 8.6772e-06 | 4.1461e-05 | 5.9698e-05 | 0.00015711 | 0.0057853 | 0.013571 | 0.036503
|  | 727.2315 | 0 | 0 | 8.7584e-06 | 6.6631e-06 | 0.00013074 | 0.00021833 | 0.00063113 | 0.024484 | 0.057493 | 0.15447 | 0 | 0 | 7.9208e-06 | 1.0355e-05 | 4.3943e-05 | 5.6052e-05 | 0.00015954 | 0.0057644 | 0.013486 | 0.036232
|  | 727.4665 | 0 | 0 | 5.8641e-05 | 8.1452e-05 | 0.00024318 | 0.00025863 | 0.00072639 | 0.024566 | 0.057265 | 0.15383 | 0 | 0 | 9.6917e-06 | 1.8949e-05 | 4.1375e-05 | 5.4654e-05 | 0.0001677 | 0.0057398 | 0.01339 | 0.036012
|  | 727.7016 | 0 | 0 | 2.3827e-05 | 7.9792e-05 | 0.00010889 | 0.00020643 | 0.00070064 | 0.024275 | 0.056677 | 0.15261 | 0 | 0 | 6.2246e-06 | 2.2774e-05 | 2.9254e-05 | 5.8832e-05 | 0.00016484 | 0.0056797 | 0.013257 | 0.035741
|  | 727.9366 | 0 | 0 | 2.9135e-05 | 0.00011398 | 0.00014002 | 0.00029414 | 0.00070191 | 0.024051 | 0.056116 | 0.1515 | 0 | 0 | 5.2863e-06 | 2.6027e-05 | 3.5887e-05 | 6.4668e-05 | 0.00016359 | 0.0056366 | 0.013138 | 0.0355
|  | 728.1717 | 0 | 0 | 1.5842e-05 | 0.00010746 | 0.00016531 | 0.00025606 | 0.00068993 | 0.023905 | 0.055662 | 0.15054 | 0 | 0 | 2.2143e-06 | 1.9076e-05 | 3.2619e-05 | 5.9913e-05 | 0.00016524 | 0.0055983 | 0.01304 | 0.035271
|  | 728.4068 | 0 | 0 | 2.9974e-06 | 5.484e-05 | 0.00011222 | 0.00025368 | 0.00071599 | 0.023725 | 0.055286 | 0.14955 | 0 | 0 | 4.6001e-06 | 1.1769e-05 | 3.1008e-05 | 5.688e-05 | 0.00016756 | 0.0055566 | 0.012945 | 0.035037
|  | 728.6419 | 0 | 0 | 3.6138e-05 | 4.5281e-05 | 0.00015158 | 0.00023022 | 0.00070947 | 0.023547 | 0.054843 | 0.14852 | 0 | 0 | 1.0358e-05 | 1.2999e-05 | 3.7928e-05 | 4.5208e-05 | 0.0001757 | 0.0055256 | 0.012846 | 0.034782
|  | 728.877 | 0 | 0 | 5.1979e-05 | 6.5304e-05 | 0.00017109 | 0.00015439 | 0.00078525 | 0.023462 | 0.054445 | 0.14738 | 0 | 0 | 9.5443e-06 | 1.9771e-05 | 4.4508e-05 | 4.4359e-05 | 0.00018496 | 0.0054956 | 0.012738 | 0.034517
|  | 729.1121 | 0 | 0 | 2.9214e-05 | 0.00010289 | 0.00020754 | 0.00022297 | 0.00078821 | 0.02329 | 0.053921 | 0.14626 | 0 | 0 | 3.9208e-06 | 1.3835e-05 | 3.2719e-05 | 4.292e-05 | 0.00017301 | 0.0054232 | 0.012627 | 0.034283
|  | 729.3472 | 0 | 0 | 4.139e-06 | 1.4798e-05 | 7.0782e-05 | 0.00014213 | 0.00068353 | 0.022843 | 0.053497 | 0.14537 | 0 | 0 | 7.6921e-06 | 6.506e-06 | 3.0264e-05 | 5.3793e-05 | 0.00016849 | 0.0053633 | 0.012565 | 0.034086
|  | 729.5823 | 0 | 0 | 6.1292e-05 | 4.0544e-05 | 0.00018665 | 0.00031545 | 0.00074969 | 0.022779 | 0.053384 | 0.14457 | 0 | 0 | 7.6547e-06 | 1.4226e-06 | 2.9143e-05 | 6.0218e-05 | 0.00016946 | 0.0053359 | 0.012477 | 0.0338
|  | 729.8174 | 0 | 0 | 3.8186e-06 | -2.8444e-05 | 6.1237e-05 | 0.00019676 | 0.00069174 | 0.022608 | 0.052748 | 0.14292 | 0 | 0 | 5.7273e-06 | 6.5695e-06 | 3.2311e-05 | 6.5018e-05 | 0.00017898 | 0.0053226 | 0.012364 | 0.033536
|  | 730.0526 | 0 | 0 | 4.4895e-05 | 8.4321e-05 | 0.00021359 | 0.00035626 | 0.00083062 | 0.022663 | 0.052417 | 0.14232 | 0 | 0 | 7.7119e-06 | 9.2422e-06 | 2.8262e-05 | 5.8368e-05 | 0.00017596 | 0.0053055 | 0.012239 | 0.033365
|  | 730.2877 | 0 | 0 | 2.0696e-05 | -5.7148e-06 | 2.6785e-05 | 0.00014018 | 0.00066595 | 0.022461 | 0.051682 | 0.14145 | 0 | 0 | 9.2595e-06 | 7.2758e-06 | 3.7315e-05 | 5.5525e-05 | 0.00017059 | 0.005271 | 0.012137 | 0.033182
|  | 730.5229 | 0 | 0 | 5.8055e-05 | 6.7595e-05 | 0.00029057 | 0.00033205 | 0.00078492 | 0.022368 | 0.051545 | 0.14076 | 0 | 0 | 6.8013e-06 | 3.988e-06 | 5.134e-05 | 5.6621e-05 | 0.0001748 | 0.0052333 | 0.012058 | 0.032934
|  | 730.758 | 0 | 0 | -2.1298e-07 | -3.3679e-05 | 0.00014605 | 0.00014948 | 0.00070164 | 0.022139 | 0.051003 | 0.13933 | 0 | 0 | 7.956e-06 | 1.4104e-05 | 6.855e-05 | 5.1078e-05 | 0.00019167 | 0.0052185 | 0.012003 | 0.032747
|  | 730.9932 | 0 | 0 | 6.7874e-05 | 0.00015363 | 0.00043693 | 0.00028491 | 0.00092845 | 0.022242 | 0.051074 | 0.13917 | 0 | 0 | 5.5104e-06 | 1.2966e-05 | 6.628e-05 | 3.3481e-05 | 0.00019697 | 0.0051786 | 0.011894 | 0.032534
|  | 731.2284 | 0 | 0 | -2.1016e-05 | -4.3366e-05 | 0.00012671 | -1.9492e-07 | 0.00074657 | 0.021795 | 0.050068 | 0.1375 | 0 | 0 | 1.8065e-06 | 1.1883e-05 | 5.4464e-05 | 3.7079e-05 | 0.00018595 | 0.0051317 | 0.011761 | 0.032229
|  | 731.4636 | 0 | 0 | 3.6377e-05 | 0.00014442 | 0.00033644 | 0.00031551 | 0.00083469 | 0.021844 | 0.049946 | 0.13657 | 0 | 0 | -3.4938e-07 | 1.4282e-05 | 3.5578e-05 | 4.0716e-05 | 0.00017146 | 0.0050783 | 0.011663 | 0.031976
|  | 731.6988 | 0 | 0 | -3.9348e-05 | -2.2971e-05 | -3.3911e-05 | 3.0715e-05 | 0.00062329 | 0.021339 | 0.049225 | 0.13533 | 0 | 0 | -3.0983e-06 | 1.0493e-05 | 2.9007e-05 | 4.6871e-05 | 0.00017944 | 0.0050375 | 0.011601 | 0.031801
|  | 731.934 | 0 | 0 | 1.3004e-05 | 0.00011219 | 0.00028055 | 0.00036782 | 0.00090244 | 0.021493 | 0.049418 | 0.13506 | 0 | 0 | -4.303e-07 | 1.1781e-05 | 2.3026e-05 | 3.8196e-05 | 0.00019311 | 0.0050401 | 0.011527 | 0.031584
|  | 732.1692 | 0 | 0 | -1.6663e-05 | -1.202e-05 | -8.4768e-05 | -4.3048e-05 | 0.00073949 | 0.021361 | 0.048589 | 0.13349 | 0 | 0 | 5.9078e-06 | 1.7262e-05 | 2.6708e-05 | 3.4003e-05 | 0.00019552 | 0.0050179 | 0.011419 | 0.031351
|  | 732.4045 | 0 | 0 | 6.6893e-05 | 0.00015879 | 0.00031185 | 0.00033215 | 0.00092291 | 0.021303 | 0.048498 | 0.13306 | 0 | 0 | 1.005e-06 | 5.9669e-06 | 2.6215e-05 | 3.9917e-05 | 0.00017968 | 0.0049359 | 0.011311 | 0.031152
|  | 732.6397 | 0 | 0 | -5.8348e-05 | -0.00010806 | -8.8971e-05 | 7.2181e-06 | 0.00060471 | 0.020662 | 0.047664 | 0.13179 | 0 | 0 | 4.7719e-06 | 8.633e-06 | 2.4408e-05 | 5.8388e-05 | 0.00018464 | 0.0049103 | 0.01127 | 0.031001
|  | 732.875 | 0 | 0 | 9.8918e-05 | 0.00018145 | 0.00029648 | 0.00048917 | 0.00096504 | 0.021083 | 0.048147 | 0.13177 | 0 | 0 | 8.7702e-06 | 9.451e-06 | 3.361e-05 | 6.6752e-05 | 0.00019067 | 0.0048989 | 0.011181 | 0.03078
|  | 733.1102 | 0 | 0 | -2.436e-05 | -0.0001011 | -1.0749e-05 | 7.83e-05 | 0.00065588 | 0.020563 | 0.046909 | 0.1299 | 0 | 0 | 6.2456e-06 | 3.1484e-06 | 4.7081e-05 | 4.9419e-05 | 0.00018674 | 0.004859 | 0.011081 | 0.030552
|  | 733.3455 | 0 | 0 | 7.7455e-05 | 0.00012787 | 0.000411 | 0.00034182 | 0.00093161 | 0.020744 | 0.047297 | 0.12983 | 0 | 0 | 6.4149e-06 | 6.7112e-06 | 4.1266e-05 | 2.7011e-05 | 0.00019504 | 0.0048312 | 0.010998 | 0.030394
|  | 733.5807 | 0 | 0 | -2.2924e-05 | -7.0821e-05 | -6.0219e-05 | -0.00011221 | 0.00072631 | 0.020324 | 0.046191 | 0.12854 | 0 | 0 | 1.0442e-05 | 1.3644e-05 | 3.3149e-05 | 3.7571e-05 | 0.00020509 | 0.0048091 | 0.01092 | 0.030193
|  | 733.816 | 0 | 0 | 0.00011168 | 0.0001868 | 0.00034199 | 0.00043157 | 0.001017 | 0.020554 | 0.046635 | 0.12811 | 0 | 0 | 9.6801e-06 | 1.301e-05 | 2.1949e-05 | 4.7415e-05 | 0.00020801 | 0.0047886 | 0.010839 | 0.029931
|  | 734.0513 | 0 | 0 | -2.94e-05 | -7.6212e-05 | -0.00015542 | -2.8539e-05 | 0.00075114 | 0.02015 | 0.045497 | 0.12631 | 0 | 0 | 9.8402e-06 | 1.1401e-05 | 4.1218e-05 | 4.4101e-05 | 0.00022225 | 0.0047715 | 0.010772 | 0.029756
|  | 734.2866 | 0 | 0 | 0.00011304 | 0.00017311 | 0.00050574 | 0.00040337 | 0.0011378 | 0.020406 | 0.046058 | 0.1266 | 0 | 0 | 5.729e-06 | 3.3243e-06 | 5.86e-05 | 3.4329e-05 | 0.00020679 | 0.0047245 | 0.010656 | 0.029604
|  | 734.5219 | 0 | 0 | -6.4343e-05 | -0.00014486 | -7.6754e-06 | -0.00011159 | 0.00061973 | 0.01975 | 0.04451 | 0.12502 | 0 | 0 | -1.5828e-06 | 2.4531e-06 | 5.7276e-05 | 4.641e-05 | 0.00018881 | 0.0046632 | 0.010527 | 0.029397
|  | 734.7573 | 0 | 0 | 5.0891e-05 | 0.00016571 | 0.00049447 | 0.00050603 | 0.000985 | 0.019882 | 0.044964 | 0.12483 | 0 | 0 | -3.2818e-06 | 7.149e-06 | 4.3301e-05 | 5.0894e-05 | 0.00019737 | 0.0046278 | 0.010469 | 0.029221
|  | 734.9926 | 0 | 0 | -7.8782e-05 | -0.00010495 | -0.00012647 | -7.35e-05 | 0.00069236 | 0.019448 | 0.044012 | 0.12351 | 0 | 0 | 6.0506e-06 | 1.3008e-05 | 3.6727e-05 | 4.3044e-05 | 0.00021592 | 0.0046212 | 0.01042 | 0.029051
|  | 735.2279 | 0 | 0 | 0.0001302 | 0.00021549 | 0.00043859 | 0.0004393 | 0.0011426 | 0.019824 | 0.04454 | 0.12338 | 0 | 0 | 5.6705e-06 | 1.2364e-05 | 2.2288e-05 | 3.6909e-05 | 0.00022053 | 0.0045919 | 0.010326 | 0.028849
|  | 735.4633 | 0 | 0 | -8.2014e-05 | -0.00011042 | -0.00024918 | -0.00012566 | 0.00073145 | 0.019197 | 0.043212 | 0.12178 | 0 | 0 | 6.7886e-06 | 1.6449e-05 | 2.174e-05 | 4.8381e-05 | 0.00022659 | 0.0045704 | 0.010257 | 0.028633
|  | 735.6987 | 0 | 0 | 0.0001397 | 0.0002502 | 0.00043393 | 0.00053678 | 0.001194 | 0.01964 | 0.043945 | 0.12153 | 0 | 0 | 1.3465e-05 | 1.6262e-05 | 3.6043e-05 | 4.9734e-05 | 0.00022618 | 0.0045604 | 0.010202 | 0.028449
|  | 735.934 | 0 | 0 | -2.5289e-05 | -0.00011202 | -0.00012766 | -0.00011417 | 0.00072785 | 0.019111 | 0.04274 | 0.12021 | 0 | 0 | 6.5606e-06 | 3.7747e-06 | 4.0688e-05 | 3.4966e-05 | 0.00022456 | 0.0045113 | 0.010124 | 0.028295
|  | 736.1694 | 0 | 0 | 8.1034e-05 | 0.0001441 | 0.00047339 | 0.00041127 | 0.0011802 | 0.019221 | 0.043282 | 0.12021 | 0 | 0 | 3.2459e-07 | -2.9593e-06 | 2.7636e-05 | 2.4617e-05 | 0.00021668 | 0.0044722 | 0.010017 | 0.028071
|  | 736.4048 | 0 | 0 | -7.8276e-05 | -0.00016924 | -0.00023856 | -0.0002021 | 0.00066087 | 0.018779 | 0.041828 | 0.11831 | 0 | 0 | 4.8497e-06 | 6.0279e-06 | 3.8713e-05 | 2.7625e-05 | 0.00021088 | 0.0044476 | 0.0098958 | 0.027811
|  | 736.6402 | 0 | 0 | 0.00011948 | 0.00022045 | 0.00056747 | 0.0004368 | 0.0011308 | 0.019009 | 0.042248 | 0.11798 | 0 | 0 | 1.6829e-06 | 7.3438e-06 | 3.1481e-05 | 1.5451e-05 | 0.00021045 | 0.004403 | 0.0098125 | 0.027553
|  | 736.8756 | 0 | 0 | -0.00010518 | -0.00015806 | -0.0003 | -0.00030552 | 0.00065721 | 0.0184 | 0.04112 | 0.11612 | 0 | 0 | -2.1234e-07 | 1.1949e-05 | 3.9079e-05 | 2.8901e-05 | 0.00023571 | 0.0043785 | 0.0097669 | 0.027398
|  | 737.111 | 0 | 0 | 0.00010338 | 0.00025957 | 0.000632 | 0.00055106 | 0.0013453 | 0.018797 | 0.041854 | 0.11664 | 0 | 0 | 7.0025e-06 | 1.1933e-05 | 4.3909e-05 | 4.3651e-05 | 0.00024739 | 0.0043597 | 0.009699 | 0.027246
|  | 737.3464 | 0 | 0 | -4.3887e-05 | -0.0001582 | -0.00025897 | -0.00018022 | 0.00075637 | 0.018241 | 0.040543 | 0.11483 | 0 | 0 | 1.743e-06 | 1.0348e-05 | 3.0083e-05 | 4.5266e-05 | 0.00022518 | 0.0043273 | 0.0096233 | 0.027061
|  | 737.5819 | 0 | 0 | 5.8695e-05 | 0.00024611 | 0.00051453 | 0.00056476 | 0.0011566 | 0.01852 | 0.041208 | 0.11506 | 0 | 0 | -2.9455e-06 | 5.3833e-06 | 3.1475e-05 | 3.9601e-05 | 0.00022627 | 0.0043 | 0.0095501 | 0.026843
|  | 737.8173 | 0 | 0 | -8.3716e-05 | -0.00020038 | -0.00024716 | -0.00022836 | 0.00076559 | 0.018007 | 0.039918 | 0.11296 | 0 | 0 | 2.4893e-06 | 4.9619e-06 | 3.2645e-05 | 4.0703e-05 | 0.00024454 | 0.0042977 | 0.0095122 | 0.026673
|  | 738.0527 | 0 | 0 | 0.00010486 | 0.00024253 | 0.00052446 | 0.0005741 | 0.0013116 | 0.018499 | 0.040883 | 0.1136 | 0 | 0 | 2.2991e-06 | 4.892e-06 | 2.819e-05 | 4.3831e-05 | 0.00024256 | 0.0042621 | 0.0094213 | 0.026509
|  | 738.2882 | 0 | 0 | -8.5332e-05 | -0.00020097 | -0.00028501 | -0.00020181 | 0.00074864 | 0.017704 | 0.039142 | 0.11156 | 0 | 0 | -1.6805e-06 | 1.008e-05 | 2.8126e-05 | 4.807e-05 | 0.00023387 | 0.004211 | 0.0092805 | 0.026284
|  | 738.5237 | 0 | 0 | 7.1059e-05 | 0.00028659 | 0.00052391 | 0.0006101 | 0.0012378 | 0.018063 | 0.039683 | 0.11169 | 0 | 0 | -6.9851e-06 | 6.0925e-06 | 1.6434e-05 | 3.3525e-05 | 0.00023413 | 0.0041702 | 0.0091807 | 0.025997
|  | 738.7591 | 0 | 0 | -0.00013039 | -0.00023485 | -0.00038432 | -0.00032535 | 0.00075086 | 0.017357 | 0.038294 | 0.10913 | 0 | 0 | -1.337e-06 | 6.542e-06 | 1.4108e-05 | 2.8773e-05 | 0.00024112 | 0.0041554 | 0.0091272 | 0.02583
|  | 738.9946 | 0 | 0 | 0.00011903 | 0.00029041 | 0.00050414 | 0.00056971 | 0.001297 | 0.017934 | 0.039222 | 0.11025 | 0 | 0 | 1.1682e-05 | 1.5538e-05 | 4.6102e-05 | 6.0338e-05 | 0.00025334 | 0.0041488 | 0.009102 | 0.02572
|  | 739.2301 | 0 | 0 | -1.9821e-05 | -0.00015844 | -0.0001126 | -5.7267e-05 | 0.00085464 | 0.017301 | 0.03808 | 0.10818 | 0 | 0 | 1.4254e-05 | 1.2282e-05 | 4.4798e-05 | 7.7663e-05 | 0.00025377 | 0.004101 | 0.0090254 | 0.02554
|  | 739.4656 | 0 | 0 | 0.00014087 | 0.00026275 | 0.00049304 | 0.0007168 | 0.0013004 | 0.017525 | 0.038565 | 0.10871 | 0 | 0 | 6.8645e-06 | 1.4855e-05 | 3.288e-05 | 5.8712e-05 | 0.00025214 | 0.0040574 | 0.0089113 | 0.02537
|  | 739.7011 | 0 | 0 | -8.2574e-05 | -0.0001366 | -0.00021381 | -0.00021821 | 0.00084075 | 0.016931 | 0.037111 | 0.10674 | 0 | 0 | 4.6683e-06 | 1.3128e-05 | 4.2968e-05 | 4.532e-05 | 0.00025445 | 0.0040598 | 0.0088583 | 0.02521
|  | 739.9367 | 0 | 0 | 0.00012222 | 0.00024808 | 0.00057869 | 0.00060306 | 0.00132 | 0.017544 | 0.038112 | 0.10734 | 0 | 0 | 9.0712e-06 | 1.4392e-05 | 5.7043e-05 | 5.2857e-05 | 0.00026721 | 0.0040548 | 0.0088292 | 0.025008
|  | 740.1722 | 0 | 0 | -4.5188e-05 | -0.00012587 | -9.4308e-05 | -0.00015422 | 0.00094906 | 0.016887 | 0.03686 | 0.10502 | 0 | 0 | 1.0325e-05 | 1.2491e-05 | 4.7249e-05 | 2.5189e-05 | 0.00026225 | 0.0039997 | 0.0087336 | 0.024754
|  | 740.4077 | 0 | 0 | 0.00013286 | 0.00023194 | 0.00049551 | 0.00036811 | 0.0012778 | 0.017075 | 0.037298 | 0.10517 | 0 | 0 | 7.7502e-06 | 9.3802e-06 | 2.3898e-05 | 2.2386e-05 | 0.00026445 | 0.0039565 | 0.0086522 | 0.024608
|  | 740.6433 | 0 | 0 | -6.7053e-05 | -0.00015229 | -0.00029259 | -0.00017804 | 0.00096758 | 0.016519 | 0.036166 | 0.10377 | 0 | 0 | 2.9062e-06 | -2.9734e-06 | 1.5648e-05 | 3.4383e-05 | 0.00025577 | 0.0039082 | 0.0085745 | 0.024452
|  | 740.8788 | 0 | 0 | 9.1728e-05 | 0.00012705 | 0.00042545 | 0.00046996 | 0.001204 | 0.016663 | 0.036635 | 0.10384 | 0 | 0 | 2.8781e-07 | -4.7941e-07 | 3.3401e-05 | 4.22e-05 | 0.00025176 | 0.0038838 | 0.0084921 | 0.024298
|  | 741.1144 | 0 | 0 | -8.9284e-05 | -0.00013112 | -0.00014187 | -0.00011168 | 0.00093342 | 0.01631 | 0.035463 | 0.10245 | 0 | 0 | 1.638e-06 | 1.1463e-05 | 3.8383e-05 | 3.0169e-05 | 0.000281 | 0.0038896 | 0.0084551 | 0.024179
|  | 741.35 | 0 | 0 | 0.00010319 | 0.00022844 | 0.00046774 | 0.00036782 | 0.0014522 | 0.016712 | 0.036321 | 0.10283 | 0 | 0 | 3.4507e-06 | 1.3672e-05 | 3.5902e-05 | 3.4933e-05 | 0.00028964 | 0.0038712 | 0.0084304 | 0.024012
|  | 741.5856 | 0 | 0 | -7.3896e-05 | -0.00011237 | -0.00016296 | -7.1261e-05 | 0.0010066 | 0.016152 | 0.035248 | 0.10102 | 0 | 0 | 3.3413e-06 | 1.3043e-05 | 3.8468e-05 | 4.7556e-05 | 0.00028397 | 0.0038421 | 0.008352 | 0.023772
|  | 741.8212 | 0 | 0 | 0.00010226 | 0.00022311 | 0.00048952 | 0.00047498 | 0.0014042 | 0.016465 | 0.035655 | 0.10079 | 0 | 0 | 6.4172e-06 | 1.7308e-05 | 3.8867e-05 | 3.8879e-05 | 0.00029221 | 0.0038122 | 0.0082575 | 0.023563
|  | 742.0568 | 0 | 0 | -4.7786e-05 | -7.6174e-05 | -0.00015958 | -0.00014494 | 0.0010764 | 0.015897 | 0.034442 | 0.099239 | 0 | 0 | 5.1861e-06 | 1.1896e-05 | 1.4902e-05 | 2.7415e-05 | 0.00029245 | 0.0037753 | 0.0081891 | 0.023369
|  | 742.2924 | 0 | 0 | 9.1808e-05 | 0.00017715 | 0.00028607 | 0.00037764 | 0.001406 | 0.016149 | 0.035069 | 0.099123 | 0 | 0 | 6.008e-06 | 1.4465e-05 | 1.2683e-05 | 3.4417e-05 | 0.00029554 | 0.0037489 | 0.0081454 | 0.02324
|  | 742.528 | 0 | 0 | -4.081e-05 | -5.4364e-05 | -0.00017841 | -8.5501e-05 | 0.0011026 | 0.015672 | 0.034071 | 0.09814 | 0 | 0 | 1.5879e-06 | 1.7343e-05 | 1.1439e-05 | 2.5729e-05 | 0.00029989 | 0.003717 | 0.0080593 | 0.023089
|  | 742.7636 | 0 | 0 | 5.4288e-05 | 0.00020157 | 0.00027551 | 0.00030389 | 0.0014428 | 0.015877 | 0.034335 | 0.097836 | 0 | 0 | 1.3348e-06 | 1.3107e-05 | -7.5012e-07 | 2.9656e-05 | 0.00030656 | 0.0037061 | 0.0080158 | 0.0229
|  | 742.9993 | 0 | 0 | -4.2959e-05 | -9.0326e-05 | -0.00028188 | -5.2184e-05 | 0.0011591 | 0.015578 | 0.033699 | 0.096526 | 0 | 0 | -1.3759e-07 | 2.751e-06 | 3.4209e-06 | 4.0582e-05 | 0.00030752 | 0.0036971 | 0.0079573 | 0.022731
|  | 743.2349 | 0 | 0 | 4.1792e-05 | 0.00011368 | 0.00031091 | 0.00039662 | 0.001451 | 0.0158 | 0.033838 | 0.096407 | 0 | 0 | 3.9269e-06 | 9.1645e-06 | 3.6522e-05 | 3.8086e-05 | 0.00031102 | 0.0036745 | 0.0078806 | 0.02259
|  | 743.4706 | 0 | 0 | -8.4646e-06 | -3.5898e-05 | -9.5717e-07 | -7.3393e-05 | 0.0011885 | 0.015384 | 0.033043 | 0.095308 | 0 | 0 | 1.2879e-05 | 1.793e-05 | 4.3052e-05 | 2.7429e-05 | 0.00031034 | 0.0036544 | 0.0078304 | 0.022455
|  | 743.7062 | 0 | 0 | 0.00011776 | 0.00018806 | 0.00036631 | 0.00030617 | 0.0014451 | 0.015629 | 0.033409 | 0.095254 | 0 | 0 | 1.1662e-05 | 1.2145e-05 | 3.7621e-05 | 3.0481e-05 | 0.00031204 | 0.0036249 | 0.0077827 | 0.02226
|  | 743.9419 | 0 | 0 | -1.8786e-05 | -8.4991e-05 | -4.7047e-05 | -4.7492e-05 | 0.001203 | 0.015133 | 0.032638 | 0.093652 | 0 | 0 | 4.1745e-06 | 9.5491e-07 | 2.3576e-05 | 3.1313e-05 | 0.00030941 | 0.0035807 | 0.0076824 | 0.022053
|  | 744.1776 | 0 | 0 | 5.4209e-05 | 9.3094e-05 | 0.00024711 | 0.00031321 | 0.0014226 | 0.015252 | 0.032552 | 0.093487 | 0 | 0 | -1.0321e-06 | -3.7109e-06 | 1.6514e-05 | 3.2185e-05 | 0.00031045 | 0.0035492 | 0.0075842 | 0.021881
|  | 744.4133 | 0 | 0 | -6.2967e-05 | -0.00012458 | -0.00010697 | -4.0097e-05 | 0.0012118 | 0.014866 | 0.031806 | 0.092188 | 0 | 0 | -3.4137e-07 | -4.7578e-06 | 9.3578e-06 | 3.1381e-05 | 0.00031374 | 0.0035238 | 0.0075051 | 0.021693
|  | 744.649 | 0 | 0 | 6.0071e-05 | 8.4212e-05 | 0.00018638 | 0.00030637 | 0.0014504 | 0.015036 | 0.031878 | 0.091882 | 0 | 0 | 3.8585e-06 | 5.2313e-06 | 1.4879e-05 | 3.9207e-05 | 0.00031517 | 0.0035033 | 0.0074453 | 0.021528
|  | 744.8847 | 0 | 0 | -2.7331e-05 | -3.9824e-05 | -6.0131e-05 | 2.6296e-05 | 0.0012238 | 0.01469 | 0.031296 | 0.090787 | 0 | 0 | -5.0668e-07 | 8.2678e-06 | 2.0667e-05 | 4.2269e-05 | 0.00031334 | 0.0034724 | 0.0074091 | 0.021336
|  | 745.1204 | 0 | 0 | 2.3032e-05 | 0.00010997 | 0.00023548 | 0.00033234 | 0.0014348 | 0.014772 | 0.031568 | 0.090239 | 0 | 0 | 1.1417e-06 | 5.7461e-06 | 2.8138e-05 | 4.5015e-05 | 0.00032561 | 0.0034561 | 0.0073888 | 0.021139
|  | 745.3561 | 0 | 0 | -1.3345e-05 | -6.1222e-05 | 3.2483e-06 | 4.9571e-05 | 0.0013278 | 0.01455 | 0.031121 | 0.089113 | 0 | 0 | 3.7597e-06 | 9.6418e-07 | 3.208e-05 | 3.7729e-05 | 0.00033618 | 0.0034379 | 0.0073359 | 0.020992
|  | 745.5919 | 0 | 0 | 4.5242e-05 | 6.9402e-05 | 0.00026891 | 0.00027052 | 0.0015244 | 0.014617 | 0.031116 | 0.088985 | 0 | 0 | 3.4031e-06 | 7.0335e-06 | 3.6294e-05 | 3.9994e-05 | 0.00034749 | 0.0034218 | 0.0072666 | 0.020893
|  | 745.8276 | 0 | 0 | -1.637e-05 | -9.7301e-06 | 3.9004e-05 | 6.8788e-05 | 0.0014237 | 0.014414 | 0.030534 | 0.088271 | 0 | 0 | -5.5966e-07 | 1.185e-05 | 3.0094e-05 | 3.8312e-05 | 0.00034637 | 0.0033888 | 0.0071834 | 0.020773
|  | 746.0634 | 0 | 0 | 1.1623e-05 | 0.00011026 | 0.00021629 | 0.00025622 | 0.0015146 | 0.014334 | 0.030405 | 0.087948 | 0 | 0 | -1.9454e-06 | 6.8686e-06 | 3.1071e-05 | 3.4393e-05 | 0.00034262 | 0.0033371 | 0.0071033 | 0.020597
|  | 746.2992 | 0 | 0 | -2.8126e-05 | -5.1992e-05 | 4.7296e-05 | 3.5537e-05 | 0.0013919 | 0.013976 | 0.029854 | 0.086778 | 0 | 0 | 2.3493e-06 | 2.4092e-06 | 3.1068e-05 | 2.9952e-05 | 0.00035229 | 0.0033109 | 0.0070564 | 0.020407
|  | 746.5349 | 0 | 0 | 4.8053e-05 | 7.2428e-05 | 0.00021624 | 0.00021853 | 0.0015964 | 0.014109 | 0.030002 | 0.086322 | 0 | 0 | 1.0595e-05 | 7.7979e-06 | 3.5429e-05 | 4.6456e-05 | 0.00037198 | 0.0033143 | 0.0070513 | 0.020265
|  | 746.7707 | 0 | 0 | 4.1818e-05 | -6.282e-06 | 8.4292e-05 | 0.00017553 | 0.0015589 | 0.014004 | 0.029811 | 0.085574 | 0 | 0 | 9.8541e-06 | 3.6252e-06 | 2.963e-05 | 4.2811e-05 | 0.0003707 | 0.0033078 | 0.0070089 | 0.020126
|  | 747.0065 | 0 | 0 | 4.1765e-05 | 3.7031e-05 | 0.00016704 | 0.00018759 | 0.0015854 | 0.014054 | 0.02964 | 0.085139 | 0 | 0 | 7.1264e-06 | 8.52e-06 | 2.4165e-05 | 2.579e-05 | 0.00036483 | 0.003301 | 0.0069509 | 0.020011
|  | 747.2423 | 0 | 0 | 1.868e-05 | 3.5234e-05 | 3.7929e-05 | 3.1157e-05 | 0.0015089 | 0.013945 | 0.029317 | 0.084591 | 0 | 0 | 3.0408e-06 | 1.1834e-05 | 1.3658e-05 | 1.4862e-05 | 0.0003645 | 0.0032735 | 0.0068836 | 0.019866
|  | 747.4781 | 0 | 0 | 7.1104e-06 | 6.5137e-05 | 7.7907e-05 | 9.4895e-05 | 0.0015825 | 0.013819 | 0.029066 | 0.083902 | 0 | 0 | -2.6288e-07 | 7.7478e-06 | 1.7076e-05 | 1.3953e-05 | 0.0003654 | 0.0032232 | 0.0068096 | 0.019681
|  | 747.7139 | 0 | 0 | -9.3399e-06 | 5.7297e-07 | 6.6919e-05 | 2.3437e-05 | 0.0015164 | 0.013517 | 0.028686 | 0.083017 | 0 | 0 | 4.5459e-06 | 6.599e-06 | 2.0673e-05 | 1.8679e-05 | 0.0003687 | 0.0031935 | 0.0067701 | 0.019574
|  | 747.9497 | 0 | 0 | 4.7893e-05 | 5.5394e-05 | 0.00010841 | 0.00013498 | 0.0016105 | 0.013567 | 0.028731 | 0.082989 | 0 | 0 | 1.0907e-05 | 1.4417e-05 | 2.1339e-05 | 3.4091e-05 | 0.00038638 | 0.0031916 | 0.0067395 | 0.019518
|  | 748.1856 | 0 | 0 | 4.4603e-05 | 6.6866e-05 | 7.2551e-05 | 0.00015412 | 0.0016661 | 0.013498 | 0.028422 | 0.082529 | 0 | 0 | 6.8427e-06 | 1.4192e-05 | 1.6212e-05 | 3.8333e-05 | 0.00038779 | 0.0031528 | 0.0066597 | 0.019374
|  | 748.4214 | 0 | 0 | 1.3426e-05 | 5.3484e-05 | 6.4931e-05 | 0.00017096 | 0.0016225 | 0.013238 | 0.028054 | 0.081771 | 0 | 0 | 8.3538e-07 | 1.1663e-05 | 2.2629e-05 | 3.6117e-05 | 0.00038228 | 0.003116 | 0.006604 | 0.01922
|  | 748.6573 | 0 | 0 | -6.342e-06 | 4.542e-05 | 0.00012697 | 0.00013532 | 0.0016193 | 0.013185 | 0.027947 | 0.081212 | 0 | 0 | -5.4451e-06 | 9.5042e-06 | 2.4802e-05 | 3.4998e-05 | 0.00038469 | 0.0031095 | 0.0065798 | 0.019089
|  | 748.8931 | 0 | 0 | -3.9829e-05 | 3.5168e-05 | 8.3338e-05 | 0.00016144 | 0.0016426 | 0.013181 | 0.027845 | 0.080645 | 0 | 0 | -6.0867e-06 | 6.179e-06 | 1.9853e-05 | 4.0874e-05 | 0.0003999 | 0.00312 | 0.0065513 | 0.018956
|  | 749.129 | 0 | 0 | -1.1782e-05 | 1.7225e-05 | 8.4998e-05 | 0.00018514 | 0.0017482 | 0.013274 | 0.027706 | 0.080088 | 0 | 0 | -8.0451e-07 | -7.6655e-07 | 2.1882e-05 | 3.273e-05 | 0.0004167 | 0.0031158 | 0.0064993 | 0.018815
|  | 749.3649 | 0 | 0 | 4.961e-06 | -2.3724e-05 | 0.00010054 | 9.2367e-05 | 0.0017849 | 0.013144 | 0.027401 | 0.079446 | 0 | 0 | 6.0087e-06 | 2.289e-06 | 3.1346e-05 | 2.6845e-05 | 0.00042958 | 0.0031005 | 0.0064436 | 0.018667
|  | 749.6008 | 0 | 0 | 4.5984e-05 | 4.3132e-05 | 0.00016523 | 0.00013524 | 0.0018572 | 0.013143 | 0.027231 | 0.078823 | 0 | 0 | 7.1543e-06 | 3.9732e-06 | 2.4239e-05 | 1.3137e-05 | 0.00042872 | 0.003073 | 0.0063797 | 0.018513
|  | 749.8367 | 0 | 0 | 1.4674e-05 | -9.4448e-06 | 4.0284e-05 | -2.3854e-05 | 0.0017777 | 0.012911 | 0.026859 | 0.078138 | 0 | 0 | 2.9734e-06 | 6.7022e-06 | 2.5289e-05 | 1.3678e-05 | 0.00043198 | 0.0030334 | 0.0063406 | 0.018403
|  | 750.0726 | 0 | 0 | 1.0534e-05 | 6.6265e-05 | 0.00017411 | 0.00013982 | 0.0018845 | 0.012805 | 0.026896 | 0.077883 | 0 | 0 | -3.061e-06 | 6.7888e-06 | 2.7454e-05 | 2.9116e-05 | 0.00043568 | 0.0029982 | 0.0063014 | 0.018291
|  | 750.3085 | 0 | 0 | -3.6484e-05 | -8.7131e-06 | 5.8628e-05 | 0.00010702 | 0.0018089 | 0.012611 | 0.026524 | 0.077182 | 0 | 0 | -2.4381e-06 | 6.6475e-06 | 2.3785e-05 | 4.0388e-05 | 0.00044591 | 0.0029818 | 0.0062502 | 0.018168
|  | 750.5444 | 0 | 0 | 1.5815e-05 | 6.5067e-05 | 0.00014301 | 0.00023537 | 0.0019713 | 0.012667 | 0.026462 | 0.076835 | 0 | 0 | -2.9202e-06 | 5.7142e-06 | 1.0864e-05 | 3.1668e-05 | 0.0004518 | 0.0029609 | 0.006185 | 0.018018
|  | 750.7804 | 0 | 0 | -4.057e-05 | -1.6627e-05 | -5.0916e-05 | 3.3077e-05 | 0.0018587 | 0.012433 | 0.02597 | 0.075908 | 0 | 0 | -4.2915e-06 | 7.6738e-06 | 1.1764e-05 | 2.9935e-05 | 0.00044984 | 0.0029393 | 0.0061267 | 0.017855
|  | 751.0163 | 0 | 0 | 4.1919e-06 | 8.1675e-05 | 0.00015063 | 0.00022067 | 0.0019545 | 0.012483 | 0.025965 | 0.075445 | 0 | 0 | -5.2937e-06 | 1.1303e-06 | 9.3029e-06 | 3.4189e-05 | 0.00044966 | 0.0029147 | 0.0060691 | 0.017707
|  | 751.2523 | 0 | 0 | -4.9062e-05 | -7.2095e-05 | -7.1784e-05 | 6.9111e-05 | 0.0018568 | 0.012222 | 0.025477 | 0.07464 | 0 | 0 | -2.1131e-06 | -3.7483e-06 | 3.1131e-06 | 4.2626e-05 | 0.00046367 | 0.0029006 | 0.0060356 | 0.017571
|  | 751.4882 | 0 | 0 | 3.1151e-05 | 4.0323e-05 | 9.8171e-05 | 0.0002922 | 0.0020734 | 0.012364 | 0.025683 | 0.0743 | 0 | 0 | 2.8238e-06 | -2.7609e-06 | 5.5759e-06 | 4.5402e-05 | 0.00047513 | 0.0028959 | 0.0060118 | 0.017437
|  | 751.7242 | 0 | 0 | -7.2167e-06 | -6.3724e-05 | -5.0912e-05 | 9.2608e-05 | 0.0019537 | 0.01218 | 0.025271 | 0.073489 | 0 | 0 | 3.8637e-06 | 9.9732e-07 | 2.3122e-05 | 4.5378e-05 | 0.00048165 | 0.0028861 | 0.0059561 | 0.017305
|  | 751.9602 | 0 | 0 | 3.9962e-05 | 7.2176e-05 | 0.00024687 | 0.00029199 | 0.0021285 | 0.01228 | 0.025209 | 0.073179 | 0 | 0 | 4.4189e-07 | 2.9821e-07 | 1.9451e-05 | 3.5868e-05 | 0.00048363 | 0.0028557 | 0.0058835 | 0.017155
|  | 752.1961 | 0 | 0 | -3.6217e-05 | -6.9649e-05 | -8.2027e-05 | 1.1991e-05 | 0.0019703 | 0.011921 | 0.024654 | 0.072212 | 0 | 0 | -2.0379e-06 | 5.9696e-06 | 7.1417e-06 | 2.7454e-05 | 0.0004881 | 0.0028129 | 0.0058398 | 0.017052
|  | 752.4321 | 0 | 0 | 1.8946e-05 | 0.00012024 | 0.00014255 | 0.00022068 | 0.0021663 | 0.011918 | 0.024838 | 0.072303 | 0 | 0 | -2.8021e-06 | 7.4299e-06 | 5.5494e-06 | 2.7129e-05 | 0.00049201 | 0.0028046 | 0.0058257 | 0.016961
|  | 752.6681 | 0 | 0 | -4.2693e-05 | -5.7276e-05 | -9.5524e-05 | 9.2333e-06 | 0.0020033 | 0.01185 | 0.024533 | 0.071437 | 0 | 0 | 6.1655e-06 | 1.0396e-05 | 1.6943e-05 | 4.3102e-05 | 0.00051592 | 0.0028195 | 0.0058228 | 0.016834
|  | 752.9042 | 0 | 0 | 9.4939e-05 | 0.00014537 | 0.00023909 | 0.00035601 | 0.0023685 | 0.012042 | 0.024809 | 0.071214 | 0 | 0 | 8.5764e-06 | 1.1003e-05 | 1.6261e-05 | 3.7255e-05 | 0.00053248 | 0.002803 | 0.0057588 | 0.0167
|  | 753.1402 | 0 | 0 | -2.2264e-05 | -5.2132e-05 | -0.0001013 | -4.0315e-05 | 0.0021436 | 0.01171 | 0.023991 | 0.070298 | 0 | 0 | 6.6354e-06 | 8.7293e-06 | 2.2484e-05 | 3.0837e-05 | 0.00053745 | 0.0027851 | 0.0056985 | 0.016609
|  | 753.3762 | 0 | 0 | 7.8489e-05 | 0.0001261 | 0.00029183 | 0.00030161 | 0.0024105 | 0.011889 | 0.024295 | 0.070442 | 0 | 0 | 2.6686e-06 | 4.2344e-06 | 1.6693e-05 | 3.3364e-05 | 0.00053713 | 0.002757 | 0.0056417 | 0.01651
|  | 753.6123 | 0 | 0 | -5.5878e-05 | -9.0221e-05 | -0.00015039 | -1.8911e-05 | 0.0021407 | 0.011471 | 0.023508 | 0.06945 | 0 | 0 | 9.4312e-07 | 9.0241e-06 | 1.127e-05 | 4.933e-05 | 0.00053915 | 0.0027266 | 0.0055955 | 0.016401
|  | 753.8483 | 0 | 0 | 6.3869e-05 | 0.00016668 | 0.00024587 | 0.00043688 | 0.0024274 | 0.01163 | 0.023901 | 0.069512 | 0 | 0 | 1.0401e-06 | 1.4906e-05 | 1.1059e-05 | 4.3699e-05 | 0.00054956 | 0.0027131 | 0.005568 | 0.016301
|  | 754.0843 | 0 | 0 | -5.5056e-05 | -4.0385e-05 | -0.00015217 | -6.6625e-05 | 0.0022289 | 0.011357 | 0.023275 | 0.068601 | 0 | 0 | 1.1655e-06 | 1.1102e-05 | 1.8451e-05 | 2.9114e-05 | 0.00056598 | 0.0027 | 0.0055346 | 0.01618
|  | 754.3204 | 0 | 0 | 6.493e-05 | 0.00013444 | 0.00030849 | 0.00031328 | 0.0025661 | 0.011517 | 0.023614 | 0.06848 | 0 | 0 | 5.6909e-06 | -1.3136e-06 | 2.153e-05 | 2.656e-05 | 0.0005783 | 0.0026798 | 0.0055039 | 0.016028
|  | 754.5565 | 0 | 0 | -1.6716e-05 | -0.00014557 | -0.00012608 | -8.8263e-05 | 0.0023333 | 0.011186 | 0.023015 | 0.067309 | 0 | 0 | -1.1936e-05 | -4.0345e-05 | -5.8242e-05 | -3.6213e-05 | 0.00053719 | 0.0026096 | 0.0053754 | 0.015762
|  | 754.7926 | 0 | 0 | -8.4404e-05 | -0.00019622 | -0.00036733 | -0.00021852 | 0.0022176 | 0.010922 | 0.022523 | 0.066223 | 0 | 0 | -4.924e-06 | -1.13e-05 | -1.1485e-05 | 1.4831e-05 | 0.00056896 | 0.0026069 | 0.0053764 | 0.015641
|  | 755.0287 | 0 | 0 | 4.2693e-05 | 0.00010049 | 0.00027004 | 0.00034415 | 0.0026021 | 0.011161 | 0.02302 | 0.066267 | 0 | 0 | -5.184e-06 | 5.3855e-07 | 2.0881e-05 | 2.4357e-05 | 0.00058963 | 0.0025998 | 0.005334 | 0.015519
|  | 755.2648 | 0 | 0 | -8.6607e-05 | -9.5932e-05 | -9.3152e-05 | -0.00013782 | 0.0023927 | 0.010862 | 0.022164 | 0.06519 | 0 | 0 | -1.8638e-06 | 4.9984e-06 | 4.192e-05 | 2.4323e-05 | 0.00060978 | 0.0025922 | 0.0052969 | 0.015435
|  | 755.5009 | 0 | 0 | 7.0819e-05 | 0.00013827 | 0.00044826 | 0.00034386 | 0.0027728 | 0.011097 | 0.022706 | 0.065559 | 0 | 0 | 4.8241e-07 | -1.7661e-07 | 3.1547e-05 | 2.4641e-05 | 0.00061385 | 0.0025775 | 0.0052693 | 0.015328
|  | 755.737 | 0 | 0 | -6.6732e-05 | -0.00013977 | -0.00018105 | -0.00013515 | 0.0024267 | 0.010736 | 0.021927 | 0.064277 | 0 | 0 | 3.3837e-06 | 7.3349e-06 | 2.2358e-05 | 3.0589e-05 | 0.00062518 | 0.0025752 | 0.0052209 | 0.015217
|  | 755.9731 | 0 | 0 | 9.5392e-05 | 0.0002019 | 0.00037042 | 0.00039424 | 0.0028686 | 0.011076 | 0.022294 | 0.064609 | 0 | 0 | 1.548e-06 | 1.6507e-05 | 1.2541e-05 | 4.034e-05 | 0.00063095 | 0.0025524 | 0.0051687 | 0.01511
|  | 756.2092 | 0 | 0 | -8.2281e-05 | -6.2081e-05 | -0.0002642 | -5.2561e-05 | 0.0024755 | 0.010542 | 0.021485 | 0.06337 | 0 | 0 | 3.5653e-06 | 2.0476e-05 | 1.41e-05 | 4.2023e-05 | 0.00065025 | 0.0025487 | 0.0051556 | 0.015022
|  | 756.4454 | 0 | 0 | 0.00011248 | 0.0002355 | 0.00038361 | 0.00040846 | 0.0030316 | 0.011044 | 0.022179 | 0.063858 | 0 | 0 | 1.1903e-06 | 1.2243e-05 | 2.4376e-05 | 3.6715e-05 | 0.00066955 | 0.0025415 | 0.0051313 | 0.014937
|  | 756.6816 | 0 | 0 | -0.0001024 | -0.00013181 | -0.00017717 | -9.7512e-05 | 0.0026389 | 0.010481 | 0.021279 | 0.062647 | 0 | 0 | 2.5659e-06 | 5.9667e-06 | 3.0987e-05 | 3.6732e-05 | 0.00068196 | 0.0025265 | 0.005112 | 0.014842
|  | 756.9177 | 0 | 0 | 0.00012413 | 0.00018234 | 0.0004396 | 0.00040859 | 0.0031365 | 0.010915 | 0.022014 | 0.063048 | 0 | 0 | 6.5487e-06 | -8.8421e-07 | 2.2087e-05 | 3.3355e-05 | 0.00068441 | 0.0025013 | 0.0050672 | 0.014743
|  | 757.1539 | 0 | 0 | -6.8669e-05 | -0.00018983 | -0.00025256 | -0.00012612 | 0.0026594 | 0.010267 | 0.020898 | 0.061802 | 0 | 0 | -3.3496e-06 | -4.3762e-06 | 2.2937e-05 | 3.1348e-05 | 0.00067727 | 0.0024768 | 0.0050029 | 0.014622
|  | 757.3901 | 0 | 0 | 4.0303e-05 | 0.00015277 | 0.00044679 | 0.00039158 | 0.0030758 | 0.010707 | 0.021467 | 0.062018 | 0 | 0 | -2.3004e-06 | -3.6386e-06 | 2.3719e-05 | 2.466e-05 | 0.00069169 | 0.0024646 | 0.0049615 | 0.014503
|  | 757.6263 | 0 | 0 | -5.9783e-05 | -0.00018358 | -0.00024594 | -0.00018277 | 0.0027813 | 0.010163 | 0.020546 | 0.060787 | 0 | 0 | 5.706e-06 | -1.6113e-06 | 3.501e-05 | 2.5798e-05 | 0.0007104 | 0.0024418 | 0.0049288 | 0.014411
|  | 757.8624 | 0 | 0 | 0.0001081 | 0.00016994 | 0.00054238 | 0.00040121 | 0.0032339 | 0.010513 | 0.021189 | 0.061233 | 0 | 0 | 2.8172e-06 | -8.2169e-06 | 2.3111e-05 | 2.2949e-05 | 0.00071017 | 0.0024117 | 0.0048695 | 0.014283
|  | 758.0987 | 0 | 0 | -8.4244e-05 | -0.00023951 | -0.00034669 | -0.00020689 | 0.0027794 | 0.009908 | 0.020043 | 0.059705 | 0 | 0 | -1.6701e-06 | 4.1511e-06 | 2.1712e-05 | 5.3258e-05 | 0.0007223 | 0.0024017 | 0.0048371 | 0.014177
|  | 758.3349 | 0 | 0 | 7.0104e-05 | 0.00027466 | 0.00053052 | 0.00065781 | 0.0033361 | 0.010427 | 0.020911 | 0.060326 | 0 | 0 | -1.2065e-06 | 8.202e-06 | 4.0151e-05 | 4.1531e-05 | 0.00075229 | 0.0024189 | 0.0048393 | 0.014119
|  | 758.5711 | 0 | 0 | -8.0319e-05 | -0.00020522 | -0.00019057 | -0.00030618 | 0.0030333 | 0.010053 | 0.020061 | 0.059211 | 0 | 0 | 3.4506e-06 | 9.3121e-06 | 4.5974e-05 | 2.5479e-05 | 0.00077042 | 0.0024077 | 0.0047982 | 0.014006
|  | 758.8073 | 0 | 0 | 0.00010953 | 0.00028406 | 0.0005798 | 0.00052189 | 0.0034894 | 0.010332 | 0.020562 | 0.059372 | 0 | 0 | 2.805e-06 | 7.2601e-06 | 3.3023e-05 | 3.077e-05 | 0.00076643 | 0.0023735 | 0.0047275 | 0.013869
|  | 759.0436 | 0 | 0 | -8.5785e-05 | -0.00022259 | -0.00030023 | -0.0002614 | 0.0029992 | 0.0097623 | 0.019461 | 0.058041 | 0 | 0 | -4.4444e-06 | -3.0363e-06 | 4.0725e-06 | 2.9657e-05 | 0.00076676 | 0.0023496 | 0.0047045 | 0.013747
|  | 759.2798 | 0 | 0 | 4.8161e-05 | 0.00019689 | 0.00033471 | 0.00051246 | 0.0034919 | 0.010128 | 0.020365 | 0.058338 | 0 | 0 | -6.9177e-06 | -1.3147e-06 | 4.7181e-06 | 2.8543e-05 | 0.00077355 | 0.002327 | 0.0046736 | 0.013639
|  | 759.5161 | 0 | 0 | -0.00010672 | -0.00020802 | -0.00029477 | -0.00027083 | 0.0030564 | 0.0095707 | 0.019198 | 0.057118 | 0 | 0 | 4.3628e-06 | 9.814e-06 | 2.8896e-05 | 3.2181e-05 | 0.00080047 | 0.0023373 | 0.004649 | 0.013613
|  | 759.7523 | 0 | 0 | 0.00014365 | 0.00029109 | 0.00053938 | 0.00054325 | 0.0037198 | 0.010215 | 0.020156 | 0.058123 | 0 | 0 | 4.658e-06 | 7.5849e-06 | 3.1407e-05 | 3.7575e-05 | 0.00081938 | 0.0023084 | 0.0046122 | 0.013505
|  | 759.9886 | 0 | 0 | -0.00010422 | -0.00022689 | -0.00027353 | -0.0002252 | 0.0032159 | 0.0093245 | 0.018884 | 0.056187 | 0 | 0 | -1.4701e-06 | -4.7669e-06 | 1.5017e-05 | 2.8639e-05 | 0.00081567 | 0.0022699 | 0.0045552 | 0.01332
|  | 760.2249 | 0 | 0 | 9.1781e-05 | 0.00018654 | 0.00040064 | 0.00046761 | 0.0036884 | 0.0098894 | 0.019673 | 0.056564 | 0 | 0 | 3.6865e-06 | -2.6614e-06 | 2.995e-05 | 2.4161e-05 | 0.00082095 | 0.0022866 | 0.0045289 | 0.013244
|  | 760.4612 | 0 | 0 | -6.0578e-05 | -0.00020907 | -0.00014714 | -0.00026311 | 0.0032603 | 0.009465 | 0.01866 | 0.055532 | 0 | 0 | 1.2258e-06 | -1.0318e-05 | 3.3899e-05 | 2.7247e-05 | 0.00083539 | 0.0022731 | 0.0044675 | 0.013171
|  | 760.6975 | 0 | 0 | 7.0952e-05 | 0.00012173 | 0.00043405 | 0.00049372 | 0.0038103 | 0.0097739 | 0.019152 | 0.055948 | 0 | 0 | 1.5748e-08 | -3.1573e-06 | 2.6995e-05 | 3.7845e-05 | 0.00085553 | 0.0022489 | 0.0044434 | 0.013045
|  | 760.9338 | 0 | 0 | -7.0819e-05 | -0.00014846 | -0.00020558 | -0.00017342 | 0.0034304 | 0.00926 | 0.018454 | 0.054454 | 0 | 0 | 4.863e-06 | 6.8921e-08 | 2.2778e-05 | 3.5564e-05 | 0.00086174 | 0.0022452 | 0.0044606 | 0.012962
|  | 761.1701 | 0 | 0 | 0.00011198 | 0.00014904 | 0.00039835 | 0.0004744 | 0.0038626 | 0.0097411 | 0.019296 | 0.05524 | 0 | 0 | 6.9986e-06 | 4.1123e-07 | 2.0922e-05 | 4.1206e-05 | 0.00087587 | 0.0022396 | 0.0044513 | 0.012916
|  | 761.4064 | 0 | 0 | -5.2747e-05 | -0.00014556 | -0.00022129 | -0.00012569 | 0.0035497 | 0.0092118 | 0.018374 | 0.054061 | 0 | 0 | 3.7693e-06 | 6.0102e-06 | 1.2989e-05 | 3.7044e-05 | 0.00088809 | 0.0022087 | 0.00439 | 0.012786
|  | 761.6428 | 0 | 0 | 8.4644e-05 | 0.00019642 | 0.00033121 | 0.00043916 | 0.0039657 | 0.009479 | 0.018776 | 0.054136 | 0 | 0 | 6.8326e-06 | 4.3043e-06 | 2.0162e-05 | 3.6479e-05 | 0.00091327 | 0.0021896 | 0.0043467 | 0.012659
|  | 761.8791 | 0 | 0 | -2.6825e-05 | -0.00016 | -0.00016059 | -0.00013047 | 0.0037628 | 0.0090502 | 0.018007 | 0.052991 | 0 | 0 | 4.2522e-06 | 7.4481e-07 | 2.6534e-05 | 3.1754e-05 | 0.0009352 | 0.0021634 | 0.0043226 | 0.012558
|  | 762.1155 | 0 | 0 | 6.2807e-05 | 0.0001663 | 0.00038512 | 0.00039917 | 0.0041509 | 0.0092566 | 0.01857 | 0.053279 | 0 | 0 | 2.4458e-06 | 3.8588e-06 | 2.5377e-05 | 3.9632e-05 | 0.00094538 | 0.00217 | 0.0042851 | 0.012503
|  | 762.3518 | 0 | 0 | -4.2111e-05 | -0.00013365 | -0.00017039 | -6.3825e-05 | 0.0038486 | 0.0091053 | 0.017689 | 0.052517 | 0 | 0 | 1.5332e-06 | 1.7701e-06 | 2.2902e-05 | 3.9005e-05 | 0.00095736 | 0.0021711 | 0.0042345 | 0.012427
|  | 762.5882 | 0 | 0 | 5.5084e-05 | 0.00014862 | 0.00036417 | 0.00039386 | 0.0042519 | 0.0092653 | 0.018141 | 0.052634 | 0 | 0 | 1.9348e-06 | 1.5057e-06 | 2.4712e-05 | 2.8234e-05 | 0.00096748 | 0.0021442 | 0.0042057 | 0.01234
|  | 762.8246 | 0 | 0 | -3.8713e-05 | -0.00013588 | -0.00015508 | -0.00015497 | 0.0039339 | 0.008877 | 0.017443 | 0.051776 | 0 | 0 | 1.1979e-06 | -1.6786e-06 | 2.3736e-05 | 2.2093e-05 | 0.00097132 | 0.0021275 | 0.0041773 | 0.012226
|  | 763.061 | 0 | 0 | 4.8848e-05 | 0.00012168 | 0.00035591 | 0.00034189 | 0.004284 | 0.0091229 | 0.017899 | 0.051667 | 0 | 0 | 1.1853e-06 | 3.3901e-06 | 3.2599e-05 | 2.1297e-05 | 0.00099771 | 0.0021153 | 0.004169 | 0.012132
|  | 763.2974 | 0 | 0 | -3.882e-05 | -9.3001e-05 | -8.0113e-05 | -0.00016171 | 0.0041569 | 0.0087731 | 0.017371 | 0.05097 | 0 | 0 | 4.4285e-06 | 9.2808e-06 | 3.3459e-05 | 2.459e-05 | 0.0010171 | 0.0021025 | 0.0041574 | 0.012083
|  | 763.5338 | 0 | 0 | 7.6286e-05 | 0.00017152 | 0.00036318 | 0.00036975 | 0.0044477 | 0.0090148 | 0.017801 | 0.051258 | 0 | 0 | 1.9698e-06 | 5.8781e-06 | 2.3835e-05 | 3.5595e-05 | 0.0010255 | 0.0020898 | 0.0041277 | 0.011997
|  | 763.7702 | 0 | 0 | -5.9623e-05 | -0.00012179 | -0.00016155 | -6.8636e-05 | 0.0042279 | 0.008664 | 0.017117 | 0.050229 | 0 | 0 | 1.082e-06 | -4.2033e-07 | 2.5362e-05 | 3.9041e-05 | 0.0010357 | 0.0020717 | 0.0040875 | 0.011888
|  | 764.0066 | 0 | 0 | 6.8776e-05 | 0.00011824 | 0.00037611 | 0.0003989 | 0.0045336 | 0.0088612 | 0.017461 | 0.050342 | 0 | 0 | 5.6365e-06 | 3.2353e-07 | 3.2836e-05 | 5.4177e-05 | 0.0010501 | 0.0020794 | 0.0040663 | 0.011827
|  | 764.243 | 0 | 0 | -2.1096e-05 | -0.0001155 | -9.8342e-05 | 5.9391e-05 | 0.0043496 | 0.0087289 | 0.016937 | 0.049701 | 0 | 0 | 5.6147e-06 | 3.798e-07 | 1.2193e-05 | 5.7556e-05 | 0.0010635 | 0.0020855 | 0.0040342 | 0.011762
|  | 764.4795 | 0 | 0 | 6.8589e-05 | 0.00011871 | 0.00020148 | 0.00042746 | 0.0046463 | 0.0089123 | 0.017188 | 0.049789 | 0 | 0 | 2.5502e-06 | 5.4652e-06 | 2.1112e-06 | 5.001e-05 | 0.0010759 | 0.0020599 | 0.0039852 | 0.011661
|  | 764.7159 | 0 | 0 | -4.7018e-05 | -7.2486e-05 | -0.00018362 | -4.4605e-06 | 0.0044545 | 0.0085112 | 0.01652 | 0.048841 | 0 | 0 | -2.8737e-06 | 2.3439e-06 | 2.6631e-06 | 2.8397e-05 | 0.0010817 | 0.0020291 | 0.0039386 | 0.011552
|  | 764.9524 | 0 | 0 | 2.2711e-05 | 9.2311e-05 | 0.00020615 | 0.00024466 | 0.0046946 | 0.0086515 | 0.016794 | 0.048867 | 0 | 0 | -5.1267e-06 | 2.1661e-06 | 1.9293e-05 | 1.798e-05 | 0.0011001 | 0.0020126 | 0.0039077 | 0.011479
|  | 765.1889 | 0 | 0 | -6.6071e-05 | -7.3991e-05 | -4.2972e-05 | -9.2581e-05 | 0.0046099 | 0.0083702 | 0.016257 | 0.048215 | 0 | 0 | -6.212e-06 | 2.4135e-06 | 1.7821e-05 | 2.4742e-05 | 0.0011256 | 0.0020053 | 0.003885 | 0.011407
|  | 765.4253 | 0 | 0 | 1.3532e-05 | 9.4404e-05 | 0.0001937 | 0.00030184 | 0.00491 | 0.0085897 | 0.016602 | 0.048259 | 0 | 0 | -5.0575e-06 | 2.0757e-06 | 1.4259e-05 | 4.3556e-05 | 0.00114 | 0.0020105 | 0.0038657 | 0.011317
|  | 765.6618 | 0 | 0 | -5.6306e-05 | -7.6849e-05 | -7.3107e-05 | 6.6528e-05 | 0.0047318 | 0.0084138 | 0.016092 | 0.047455 | 0 | 0 | -4.9901e-07 | 1.7998e-06 | 1.2854e-05 | 3.8475e-05 | 0.001152 | 0.0019995 | 0.0038421 | 0.011249
|  | 765.8983 | 0 | 0 | 5.2085e-05 | 9.207e-05 | 0.00018181 | 0.00025886 | 0.0050106 | 0.0084961 | 0.0164 | 0.047675 | 0 | 0 | 3.386e-07 | -8.1434e-07 | 1.102e-05 | 3.2293e-05 | 0.0011704 | 0.0019851 | 0.003832 | 0.011207
|  | 766.1348 | 0 | 0 | -4.9222e-05 | -9.8956e-05 | -8.8626e-05 | 1.423e-05 | 0.0048873 | 0.0082911 | 0.016006 | 0.047102 | 0 | 0 | -1.5379e-06 | -5.6654e-06 | 1.3085e-05 | 3.229e-05 | 0.0011909 | 0.0019771 | 0.0038014 | 0.01113
|  | 766.3713 | 0 | 0 | 3.6217e-05 | 5.1048e-05 | 0.00019928 | 0.00025882 | 0.0051832 | 0.0084278 | 0.01614 | 0.04702 | 0 | 0 | 5.6132e-08 | -3.4519e-06 | 2.6947e-05 | 3.062e-05 | 0.0012112 | 0.0019571 | 0.003765 | 0.011029
|  | 766.6078 | 0 | 0 | -3.5743e-05 | -8.0237e-05 | 2.8588e-05 | 9.7033e-08 | 0.0050583 | 0.0081217 | 0.015697 | 0.046241 | 0 | 0 | -8.8174e-07 | -2.0664e-06 | 3.4909e-05 | 1.1498e-05 | 0.0012234 | 0.0019304 | 0.0037322 | 0.010928
|  | 766.8443 | 0 | 0 | 2.8287e-05 | 6.2763e-05 | 0.0002666 | 9.713e-05 | 0.0052867 | 0.008202 | 0.015862 | 0.046166 | 0 | 0 | 3.7568e-06 | 6.6046e-06 | 4.3322e-05 | 7.5151e-06 | 0.0012552 | 0.0019274 | 0.0037324 | 0.010872
|  | 767.0809 | 0 | 0 | 3.4781e-06 | -6.9198e-06 | 9.9699e-05 | -3.3588e-05 | 0.005326 | 0.0080945 | 0.015696 | 0.045759 | 0 | 0 | 7.005e-06 | 7.1429e-06 | 3.8558e-05 | 2.5203e-05 | 0.0012798 | 0.0019329 | 0.0037325 | 0.010818
|  | 767.3174 | 0 | 0 | 5.575e-05 | 6.7315e-05 | 0.00022632 | 0.00024668 | 0.0054947 | 0.0082484 | 0.015863 | 0.045709 | 0 | 0 | 4.8772e-06 | 3.4127e-06 | 2.8997e-05 | 3.4813e-05 | 0.001289 | 0.0019243 | 0.0036931 | 0.010773
|  | 767.554 | 0 | 0 | -1.4514e-05 | -3.8461e-05 | 1.8847e-05 | 4.7653e-05 | 0.0054038 | 0.0080212 | 0.015362 | 0.045375 | 0 | 0 | -7.5649e-07 | -1.4976e-06 | 1.8219e-05 | 2.8416e-05 | 0.0012949 | 0.0018974 | 0.0036318 | 0.010695
|  | 767.7905 | 0 | 0 | 8.1183e-06 | 2.5799e-05 | 0.00013518 | 0.00019259 | 0.0055441 | 0.0080201 | 0.015343 | 0.045043 | 0 | 0 | -3.173e-07 | -4.8108e-07 | 2.0953e-05 | 3.5419e-05 | 0.0013125 | 0.001887 | 0.0036155 | 0.010611
|  | 768.0271 | 0 | 0 | -1.0801e-05 | -2.9867e-05 | 4.1951e-05 | 0.00010684 | 0.005552 | 0.0079332 | 0.015222 | 0.044664 | 0 | 0 | -2.5551e-06 | -1.4894e-06 | 1.8512e-05 | 3.4526e-05 | 0.0013297 | 0.0018788 | 0.0035923 | 0.010534
|  | 768.2637 | 0 | 0 | -1.0801e-05 | 1.7275e-05 | 0.00011455 | 0.00018505 | 0.0056892 | 0.0079505 | 0.015147 | 0.044392 | 0 | 0 | -4.5076e-06 | 5.5592e-06 | 1.3837e-05 | 3.8465e-05 | 0.0013527 | 0.0018699 | 0.0035668 | 0.01047
|  | 768.5003 | 0 | 0 | -2.7304e-05 | 2.972e-05 | 2.4191e-06 | 0.00014012 | 0.0057454 | 0.0078564 | 0.015004 | 0.044111 | 0 | 0 | -4.4761e-06 | 8.7293e-06 | 8.9222e-06 | 3.2045e-05 | 0.0013705 | 0.0018576 | 0.0035583 | 0.010401
|  | 768.7369 | 0 | 0 | -1.0534e-05 | 4.4073e-05 | 7.3004e-05 | 0.00013078 | 0.0058399 | 0.007847 | 0.015076 | 0.043814 | 0 | 0 | -4.7151e-06 | 7.0245e-06 | 1.2074e-05 | 2.3082e-05 | 0.0013911 | 0.001851 | 0.0035537 | 0.0103
|  | 768.9735 | 0 | 0 | -2.9321e-05 | 1.5303e-05 | 2.9055e-05 | 6.433e-05 | 0.0059191 | 0.0077989 | 0.014963 | 0.04325 | 0 | 0 | -3.0827e-06 | 6.6703e-06 | 1.5143e-05 | 2.1653e-05 | 0.0014173 | 0.0018395 | 0.0035271 | 0.010195
|  | 769.2101 | 0 | 0 | 3.264e-06 | 4.1079e-05 | 9.8945e-05 | 0.0001187 | 0.0060605 | 0.0077495 | 0.014851 | 0.042925 | 0 | 0 | 1.8931e-06 | 1.0493e-05 | 2.7088e-05 | 3.8194e-05 | 0.0014459 | 0.0018376 | 0.003514 | 0.010136
|  | 769.4467 | 0 | 0 | 1.2738e-05 | 4.7614e-05 | 0.00013001 | 0.00020413 | 0.0061606 | 0.0077823 | 0.014851 | 0.042747 | 0 | 0 | -1.8484e-07 | 8.7025e-06 | 2.3394e-05 | 4.1567e-05 | 0.0014524 | 0.0018245 | 0.0034954 | 0.01008
|  | 769.6833 | 0 | 0 | -1.43e-05 | 2.5942e-05 | 6.7724e-05 | 0.00014721 | 0.0061157 | 0.0076393 | 0.014694 | 0.042449 | 0 | 0 | 7.7883e-07 | 7.9424e-06 | 1.9444e-05 | 3.7093e-05 | 0.0014671 | 0.0018049 | 0.0034613 | 0.01003
|  | 769.9199 | 0 | 0 | 2.0882e-05 | 4.1184e-05 | 9.6608e-05 | 0.00016629 | 0.0062841 | 0.0076151 | 0.01456 | 0.042317 | 0 | 0 | 3.5633e-06 | 6.1644e-06 | 1.5102e-05 | 2.783e-05 | 0.0015 | 0.001802 | 0.0034405 | 0.009976
|  | 770.1566 | 0 | 0 | 9.2331e-06 | 1.0915e-05 | 3.1027e-05 | 6.8925e-05 | 0.0063938 | 0.0076151 | 0.014517 | 0.041996 | 0 | 0 | 1.061e-06 | 8.037e-06 | 2.5279e-05 | 2.978e-05 | 0.0015262 | 0.0017938 | 0.0034293 | 0.0099146
|  | 770.3932 | 0 | 0 | -2.6656e-07 | 5.7005e-05 | 0.0001826 | 0.00018274 | 0.0065038 | 0.0075445 | 0.014464 | 0.041792 | 0 | 0 | -6.6266e-08 | 5.479e-06 | 2.9699e-05 | 4.3248e-05 | 0.0015385 | 0.001771 | 0.0033789 | 0.0098568
|  | 770.6299 | 0 | 0 | -2.9345e-07 | -1.0702e-05 | 6.8381e-05 | 0.00018275 | 0.006498 | 0.0074224 | 0.014091 | 0.041507 | 0 | 0 | 2.8038e-06 | 4.991e-06 | 2.5901e-05 | 5.3929e-05 | 0.0015638 | 0.0017707 | 0.0033566 | 0.0097898
|  | 770.8666 | 0 | 0 | 2.3987e-05 | 5.288e-05 | 0.00015049 | 0.00027298 | 0.006717 | 0.0075408 | 0.014274 | 0.041223 | 0 | 0 | -8.6348e-07 | -4.035e-07 | 1.3357e-05 | 4.0756e-05 | 0.0015904 | 0.0017596 | 0.0033409 | 0.0096741
|  | 771.1033 | 0 | 0 | -3.1283e-05 | -5.6289e-05 | -3.7625e-05 | 7.1417e-05 | 0.0067223 | 0.0073281 | 0.013957 | 0.040526 | 0 | 0 | -3.6735e-07 | -1.7667e-06 | 1.5277e-05 | 3.6543e-05 | 0.0016155 | 0.0017449 | 0.0033013 | 0.0096211
|  | 771.34 | 0 | 0 | 2.8179e-05 | 4.1361e-05 | 0.00016671 | 0.00023737 | 0.0069283 | 0.0074164 | 0.013939 | 0.040771 | 0 | 0 | 4.0823e-06 | 4.6441e-09 | 1.6234e-05 | 3.8206e-05 | 0.0016389 | 0.0017609 | 0.0032885 | 0.0096146
|  | 771.5766 | 0 | 0 | 6.3158e-06 | -4.1322e-05 | -2.9531e-05 | 8.5463e-05 | 0.00692 | 0.0074632 | 0.013849 | 0.040471 | 0 | 0 | 5.5303e-06 | 5.4433e-06 | 2.2203e-05 | 4.4691e-05 | 0.0016649 | 0.0017766 | 0.0033083 | 0.0095355
|  | 771.8134 | 0 | 0 | 4.0411e-05 | 8.7313e-05 | 0.00021713 | 0.00029214 | 0.0071474 | 0.0075476 | 0.014104 | 0.040096 | 0 | 0 | -5.7816e-07 | -1.683e-06 | 3.0187e-05 | 3.3996e-05 | 0.0016827 | 0.0017549 | 0.0032887 | 0.0094419
|  | 772.0501 | 0 | 0 | -4.5296e-05 | -0.00010153 | 3.7929e-05 | -4.8987e-06 | 0.0070698 | 0.0072801 | 0.013683 | 0.03968 | 0 | 0 | 5.4614e-07 | -6.4993e-06 | 3.9818e-05 | 3.5687e-05 | 0.001706 | 0.0017359 | 0.0032455 | 0.009403
|  | 772.2868 | 0 | 0 | 4.991e-05 | 4.6621e-05 | 0.00029849 | 0.00030641 | 0.0073437 | 0.0073863 | 0.013737 | 0.039765 | 0 | 0 | 3.0494e-06 | -8.5472e-06 | 1.7229e-05 | 3.5149e-05 | 0.0017184 | 0.001713 | 0.0032148 | 0.0093494
|  | 772.5235 | 0 | 0 | -2.4147e-05 | -0.00011883 | -0.00015293 | -9.456e-06 | 0.0071742 | 0.0070861 | 0.013423 | 0.039223 | 0 | 0 | 5.666e-06 | 2.2899e-06 | 1.1384e-05 | 4.5508e-05 | 0.001739 | 0.0017058 | 0.0032267 | 0.0092923
|  | 772.7603 | 0 | 0 | 7.2013e-05 | 0.00013818 | 0.0002491 | 0.00039391 | 0.0075168 | 0.0073249 | 0.013836 | 0.039279 | 0 | 0 | 4.7993e-06 | 1.246e-05 | 3.0265e-05 | 3.96e-05 | 0.0017641 | 0.0016977 | 0.0031962 | 0.0092101
|  | 772.997 | 0 | 0 | -3.1471e-05 | -3.2915e-05 | 6.568e-06 | -5.938e-05 | 0.0073861 | 0.0070172 | 0.013165 | 0.038525 | 0 | 0 | -1.6462e-06 | 7.4091e-06 | 4.3728e-05 | 3.6818e-05 | 0.0017801 | 0.0016764 | 0.0031607 | 0.0091093
|  | 773.2337 | 0 | 0 | 1.7564e-05 | 9.5505e-05 | 0.00036283 | 0.0003704 | 0.0076519 | 0.0071443 | 0.013535 | 0.038428 | 0 | 0 | 8.5745e-07 | 2.1948e-06 | 2.9159e-05 | 4.2442e-05 | 0.0018004 | 0.0016477 | 0.0031486 | 0.0090239
|  | 773.4705 | 0 | 0 | -1.0321e-05 | -7.6966e-05 | -0.00011653 | -1.1897e-05 | 0.0075561 | 0.0067738 | 0.013061 | 0.037797 | 0 | 0 | 8.387e-06 | 7.9484e-06 | 1.9462e-05 | 3.989e-05 | 0.0018408 | 0.0016416 | 0.0031401 | 0.0089935
|  | 773.7073 | 0 | 0 | 8.1166e-05 | 0.00014411 | 0.00028093 | 0.00034885 | 0.0079935 | 0.0070932 | 0.013464 | 0.038172 | 0 | 0 | 5.048e-06 | 4.6207e-06 | 2.4443e-05 | 3.143e-05 | 0.0018674 | 0.0016464 | 0.0031138 | 0.0089182
|  | 773.9441 | 0 | 0 | -3.8527e-05 | -0.00010508 | -7.4465e-05 | -8.3367e-05 | 0.0077802 | 0.0068132 | 0.012838 | 0.037157 | 0 | 0 | 2.1332e-06 | 4.3154e-06 | 2.8358e-05 | 3.0894e-05 | 0.0018938 | 0.0016395 | 0.0030791 | 0.0088317
|  | 774.1809 | 0 | 0 | 5.6545e-05 | 0.00014153 | 0.00031399 | 0.00034431 | 0.0082152 | 0.0070348 | 0.013169 | 0.037437 | 0 | 0 | 3.6034e-06 | 6.4326e-06 | 3.2621e-05 | 3.0401e-05 | 0.0019241 | 0.0016333 | 0.0030585 | 0.0087884
|  | 774.4176 | 0 | 0 | -2.611e-05 | -8.7194e-05 | -3.8462e-05 | -8.7537e-05 | 0.0080366 | 0.0067603 | 0.012663 | 0.036792 | 0 | 0 | 6.5822e-06 | 6.8686e-06 | 4.8587e-05 | 4.4171e-05 | 0.0019577 | 0.0016418 | 0.0030777 | 0.0087705
|  | 774.6545 | 0 | 0 | 8.17e-05 | 0.0001452 | 0.00044881 | 0.00046058 | 0.0084971 | 0.0071053 | 0.013329 | 0.03728 | 0 | 0 | 6.3403e-06 | 1.9687e-06 | 3.8918e-05 | 4.6901e-05 | 0.0019668 | 0.0016239 | 0.0030563 | 0.0087181
|  | 774.8913 | 0 | 0 | -2.8152e-05 | -0.00012858 | -0.00012012 | -6.4473e-05 | 0.0081139 | 0.0066097 | 0.012483 | 0.03635 | 0 | 0 | 6.699e-06 | 4.9223e-06 | 4.4904e-05 | 5.4209e-05 | 0.0019868 | 0.0015904 | 0.0030199 | 0.0086237
|  | 775.1281 | 0 | 0 | 8.4725e-05 | 0.00017014 | 0.00049933 | 0.00052226 | 0.0086646 | 0.0068207 | 0.01302 | 0.036476 | 0 | 0 | -9.9914e-07 | 7.8613e-06 | 4.4177e-05 | 4.9495e-05 | 0.0020262 | 0.0015841 | 0.0029834 | 0.0085374
|  | 775.3649 | 0 | 0 | -9.3162e-05 | -0.00010376 | -0.00012626 | -0.00010428 | 0.008446 | 0.0065568 | 0.012175 | 0.035621 | 0 | 0 | -7.9522e-07 | 6.6444e-06 | 2.5757e-05 | 4.1893e-05 | 0.0020631 | 0.0016008 | 0.0029534 | 0.0085029
|  | 775.6018 | 0 | 0 | 8.6447e-05 | 0.00015986 | 0.00034377 | 0.00045805 | 0.0089758 | 0.0069616 | 0.012766 | 0.036182 | 0 | 0 | -4.613e-06 | 6.5814e-06 | -3.7811e-06 | 4.0416e-05 | 0.0020766 | 0.0015773 | 0.0029027 | 0.0084514
|  | 775.8386 | 0 | 0 | -0.0001254 | -0.00010429 | -0.0003757 | -0.00011677 | 0.0085595 | 0.0063574 | 0.011745 | 0.035184 | 0 | 0 | -2.9315e-06 | 1.2998e-05 | -4.48e-06 | 3.1458e-05 | 0.0020913 | 0.001567 | 0.0028867 | 0.0083698
|  | 776.0755 | 0 | 0 | 0.00010065 | 0.00021405 | 0.00033787 | 0.0003824 | 0.0090996 | 0.0068748 | 0.012631 | 0.035492 | 0 | 0 | 2.0557e-06 | 1.0037e-05 | 9.3268e-06 | 2.7869e-05 | 0.0021304 | 0.0015739 | 0.002922 | 0.0083011
|  | 776.3123 | 0 | 0 | -8.3289e-05 | -0.0001293 | -0.00025912 | -0.00014709 | 0.0088881 | 0.0064142 | 0.01204 | 0.034597 | 0 | 0 | -4.4688e-06 | 4.9782e-06 | 4.9882e-06 | 4.3034e-05 | 0.0021619 | 0.0015628 | 0.0029098 | 0.0082482
|  | 776.5492 | 0 | 0 | 4.5557e-05 | 0.00017133 | 0.00030124 | 0.00051045 | 0.0093658 | 0.0067808 | 0.012528 | 0.035046 | 0 | 0 | -1.3891e-05 | -2.4067e-06 | 1.9447e-06 | 2.8141e-05 | 0.0021768 | 0.0015479 | 0.0028654 | 0.0081862
|  | 776.7861 | 0 | 0 | -0.00016284 | -0.00019165 | -0.00028482 | -0.00027285 | 0.0090134 | 0.0062884 | 0.011664 | 0.034071 | 0 | 0 | -7.8757e-06 | -2.9738e-06 | 3.0162e-05 | 1.9683e-05 | 0.0022223 | 0.0015532 | 0.0028729 | 0.0081516
|  | 777.023 | 0 | 0 | 9.6347e-05 | 0.00016655 | 0.00053947 | 0.00043903 | 0.0097488 | 0.0068248 | 0.012591 | 0.034751 | 0 | 0 | 4.4757e-06 | 1.6303e-08 | 4.0695e-05 | 2.5044e-05 | 0.0022441 | 0.0015247 | 0.0028254 | 0.0080883
|  | 777.2599 | 0 | 0 | -5.8561e-05 | -0.00016641 | -0.00019591 | -0.0002276 | 0.0091963 | 0.0060474 | 0.011262 | 0.033534 | 0 | 0 | -5.9395e-07 | 7.0545e-07 | 3.365e-05 | 3.7459e-05 | 0.0022734 | 0.001494 | 0.0027835 | 0.0079982
|  | 777.4968 | 0 | 0 | 5.3547e-05 | 0.00017236 | 0.00047998 | 0.00054382 | 0.0099961 | 0.0065653 | 0.012237 | 0.033988 | 0 | 0 | -2.4452e-06 | -9.7118e-06 | 1.2899e-05 | 3.2635e-05 | 0.0023249 | 0.001515 | 0.0027814 | 0.0079831
|  | 777.7337 | 0 | 0 | -7.419e-05 | -0.00025435 | -0.00037109 | -0.00026832 | 0.0096305 | 0.0062243 | 0.011244 | 0.033406 | 0 | 0 | -1.5812e-08 | -9.0075e-06 | 1.8362e-05 | 3.0579e-05 | 0.0023409 | 0.0015138 | 0.0027737 | 0.0079327
|  | 777.9706 | 0 | 0 | 7.4056e-05 | 0.00017832 | 0.00052609 | 0.00052644 | 0.01013 | 0.0065541 | 0.01217 | 0.033556 | 0 | 0 | -9.6627e-06 | 1.4288e-06 | 2.3578e-05 | 3.1461e-05 | 0.0023537 | 0.0014905 | 0.0027743 | 0.0078022
|  | 778.2076 | 0 | 0 | -0.00015562 | -0.00016625 | -0.00032706 | -0.00026087 | 0.0097386 | 0.006028 | 0.011248 | 0.032304 | 0 | 0 | -7.6638e-06 | 1.0679e-05 | 2.6687e-05 | 3.4078e-05 | 0.0024001 | 0.0014763 | 0.0027388 | 0.007775
|  | 778.4445 | 0 | 0 | 9.0933e-05 | 0.00025639 | 0.00055233 | 0.00054852 | 0.01052 | 0.0064336 | 0.01187 | 0.033324 | 0 | 0 | -2.6687e-06 | 6.9356e-06 | 2.7126e-05 | 1.4901e-05 | 0.0024452 | 0.0014672 | 0.0026881 | 0.0077645
|  | 778.6815 | 0 | 0 | -0.00011346 | -0.00019785 | -0.00032337 | -0.00042275 | 0.010118 | 0.0059504 | 0.010819 | 0.032213 | 0 | 0 | 4.1249e-06 | 1.6395e-05 | 2.2746e-05 | 2.9467e-05 | 0.0024887 | 0.0014907 | 0.0027036 | 0.0077
|  | 778.9184 | 0 | 0 | 0.00014827 | 0.00033624 | 0.00051535 | 0.00067146 | 0.010887 | 0.0066316 | 0.012 | 0.032777 | 0 | 0 | 3.5714e-06 | 6.822e-06 | -2.3027e-06 | 3.9882e-05 | 0.0025125 | 0.0014724 | 0.0026781 | 0.0076171
|  | 779.1554 | 0 | 0 | -0.00011813 | -0.00027866 | -0.00053479 | -0.00033484 | 0.010319 | 0.0057959 | 0.010604 | 0.031513 | 0 | 0 | 5.4992e-07 | -3.6789e-06 | 6.657e-06 | 3.1468e-05 | 0.0025526 | 0.0014618 | 0.0026852 | 0.0075661
|  | 779.3923 | 0 | 0 | 0.00012277 | 0.00024761 | 0.00059097 | 0.00060042 | 0.011224 | 0.0065414 | 0.012058 | 0.032341 | 0 | 0 | 1.8923e-06 | 1.5519e-06 | 3.3117e-05 | 2.9744e-05 | 0.0025874 | 0.0014605 | 0.0026757 | 0.0075315
|  | 779.6293 | 0 | 0 | -0.0001068 | -0.00023451 | -0.00031148 | -0.0003494 | 0.010613 | 0.0057845 | 0.010523 | 0.031222 | 0 | 0 | 1.1111e-05 | 1.5991e-05 | 3.2792e-05 | 5.7539e-05 | 0.0026173 | 0.0014657 | 0.0026611 | 0.0074745
|  | 779.8663 | 0 | 0 | 0.00020057 | 0.00036946 | 0.00058822 | 0.00083498 | 0.011475 | 0.0065848 | 0.011934 | 0.031857 | 0 | 0 | 7.3138e-06 | 1.0902e-05 | 2.7325e-05 | 5.9262e-05 | 0.0026416 | 0.0014668 | 0.0026251 | 0.0074549
|  | 780.1033 | 0 | 0 | -0.00013885 | -0.00027746 | -0.00035763 | -0.00033487 | 0.010817 | 0.005793 | 0.010219 | 0.031054 | 0 | 0 | -8.2995e-07 | 7.2378e-06 | 3.1609e-05 | 2.6177e-05 | 0.0026706 | 0.0014385 | 0.0025965 | 0.0074078
|  | 780.3403 | 0 | 0 | 0.00013185 | 0.00033854 | 0.00062436 | 0.00055577 | 0.011719 | 0.0063455 | 0.011692 | 0.031457 | 0 | 0 | 1.1947e-07 | 4.7465e-06 | 2.2091e-05 | 2.6434e-05 | 0.0027028 | 0.0014111 | 0.0026241 | 0.0073015
|  | 780.5773 | 0 | 0 | -0.00013084 | -0.00029848 | -0.00043795 | -0.0003327 | 0.011088 | 0.0055617 | 0.010451 | 0.030156 | 0 | 0 | -1.8584e-06 | -1.0794e-06 | 2.4154e-05 | 2.4997e-05 | 0.0027479 | 0.001409 | 0.0025925 | 0.0072428
|  | 780.8144 | 0 | 0 | 0.00011516 | 0.00028937 | 0.00064175 | 0.00054362 | 0.012098 | 0.0063274 | 0.011423 | 0.030956 | 0 | 0 | 1.2167e-05 | 1.184e-05 | 4.226e-05 | 4.8949e-05 | 0.0028082 | 0.0014338 | 0.0025968 | 0.0072207
|  | 781.0514 | 0 | 0 | -1.2497e-05 | -0.00018947 | -0.00028517 | -0.0001306 | 0.011596 | 0.0057706 | 0.010488 | 0.02997 | 0 | 0 | 1.3039e-05 | 9.8689e-06 | 4.032e-05 | 5.1748e-05 | 0.0028317 | 0.0014088 | 0.0025593 | 0.0071606
|  | 781.2884 | 0 | 0 | 0.00012251 | 0.00027274 | 0.00062536 | 0.00056722 | 0.012296 | 0.0061158 | 0.011106 | 0.030447 | 0 | 0 | -2.7987e-06 | 2.1068e-07 | 1.8415e-05 | 2.6461e-05 | 0.0028469 | 0.0013687 | 0.0025116 | 0.0071
|  | 781.5255 | 0 | 0 | -0.00014612 | -0.00027097 | -0.00046999 | -0.00034397 | 0.011724 | 0.0054319 | 0.010084 | 0.029456 | 0 | 0 | 3.3495e-06 | -6.8624e-06 | 1.2317e-05 | 2.7319e-05 | 0.0028926 | 0.0013679 | 0.0024978 | 0.0070987
|  | 781.7626 | 0 | 0 | 0.00017438 | 0.00021307 | 0.00057391 | 0.00057446 | 0.01268 | 0.0061088 | 0.010989 | 0.030433 | 0 | 0 | 1.1137e-05 | 3.5638e-06 | 3.241e-05 | 4.2239e-05 | 0.0029536 | 0.0013719 | 0.0024799 | 0.0070781
|  | 781.9996 | 0 | 0 | -8.0425e-05 | -0.000183 | -0.00030047 | -0.0002181 | 0.012239 | 0.0054658 | 0.0099327 | 0.029282 | 0 | 0 | 7.0109e-06 | 8.2996e-06 | 1.6139e-05 | 3.6025e-05 | 0.0029982 | 0.0013823 | 0.0024955 | 0.0070157
|  | 782.2367 | 0 | 0 | 0.00013957 | 0.00025302 | 0.00043662 | 0.000522 | 0.013054 | 0.0061955 | 0.011119 | 0.029902 | 0 | 0 | 5.3815e-06 | 1.2638e-05 | 1.6313e-05 | 2.8377e-05 | 0.0030421 | 0.0013888 | 0.0025034 | 0.0069774
|  | 782.4738 | 0 | 0 | -9.417e-05 | -0.0001464 | -0.00029901 | -0.00028261 | 0.012609 | 0.0055201 | 0.0099996 | 0.02896 | 0 | 0 | 7.2849e-06 | 6.9982e-06 | 1.7906e-05 | 1.9396e-05 | 0.00308 | 0.0013739 | 0.0024892 | 0.0069004
|  | 782.7109 | 0 | 0 | 0.00015562 | 0.00020544 | 0.00045006 | 0.00044623 | 0.013373 | 0.0060698 | 0.010998 | 0.02925 | 0 | 0 | 1.3268e-05 | 4.4303e-06 | 2.7617e-05 | 2.1066e-05 | 0.003118 | 0.0013839 | 0.0024983 | 0.0068744
|  | 782.948 | 0 | 0 | -4.3701e-05 | -0.00016807 | -0.0002171 | -0.00026853 | 0.012928 | 0.005604 | 0.010076 | 0.028737 | 0 | 0 | 1.6575e-05 | 1.1611e-05 | 3.9943e-05 | 2.2478e-05 | 0.0031642 | 0.0013874 | 0.00248 | 0.0068758
|  | 783.1851 | 0 | 0 | 0.00018351 | 0.00026601 | 0.00055401 | 0.00045813 | 0.013762 | 0.0060985 | 0.010842 | 0.029259 | 0 | 0 | 1.4603e-05 | 3.7993e-06 | 3.2829e-05 | 2.8684e-05 | 0.0032124 | 0.0013652 | 0.0024604 | 0.0068041
|  | 783.4222 | 0 | 0 | -6.0338e-05 | -0.00023396 | -0.0002771 | -0.00021619 | 0.013334 | 0.0054171 | 0.0099107 | 0.028133 | 0 | 0 | 1.5607e-06 | -4.9528e-06 | 2.023e-05 | 3.2936e-05 | 0.0032549 | 0.0013233 | 0.0023913 | 0.006711
|  | 783.6593 | 0 | 0 | 7.3502e-05 | 0.00019219 | 0.00044774 | 0.00049399 | 0.014119 | 0.0057442 | 0.010258 | 0.028472 | 0 | 0 | 1.9321e-06 | 6.841e-06 | 6.8848e-06 | 3.6047e-05 | 0.0033148 | 0.0013205 | 0.0023801 | 0.0066702
|  | 783.8964 | 0 | 0 | -5.7207e-05 | -0.00013449 | -0.00038967 | -0.00018997 | 0.013837 | 0.0053924 | 0.0098152 | 0.027783 | 0 | 0 | 5.8424e-06 | 4.7535e-06 | 3.7043e-06 | 4.8424e-05 | 0.003359 | 0.0013199 | 0.0023823 | 0.0065923
|  | 784.1336 | 0 | 0 | 0.00010648 | 0.00017458 | 0.00042091 | 0.00059837 | 0.014492 | 0.0057396 | 0.010277 | 0.027815 | 0 | 0 | 3.2907e-06 | 1.4036e-06 | 1.8687e-05 | 5.2128e-05 | 0.0033927 | 0.0013189 | 0.0023396 | 0.0065224
|  | 784.3707 | 0 | 0 | -7.8729e-05 | -0.00016274 | -0.00026332 | -0.00015875 | 0.01412 | 0.005383 | 0.009454 | 0.027192 | 0 | 0 | -4.0296e-07 | 1.8386e-06 | 2.6453e-05 | 4.3416e-05 | 0.0034343 | 0.0013134 | 0.002347 | 0.0065123
|  | 784.6079 | 0 | 0 | 7.533e-05 | 0.00017825 | 0.00048641 | 0.0005249 | 0.014843 | 0.0056934 | 0.01034 | 0.02773 | 0 | 0 | 1.8943e-06 | -1.5013e-08 | 4.3889e-05 | 5.2954e-05 | 0.0034913 | 0.0013106 | 0.0023578 | 0.0065036
|  | 784.8451 | 0 | 0 | -5.9356e-05 | -0.00017837 | -0.00011631 | -7.8354e-05 | 0.014599 | 0.0053587 | 0.0095431 | 0.027113 | 0 | 0 | 2.2436e-06 | -7.7075e-06 | 2.9284e-05 | 3.9422e-05 | 0.0035402 | 0.0012862 | 0.0023139 | 0.0064561
|  | 785.0822 | 0 | 0 | 7.8276e-05 | 0.00011338 | 0.00036325 | 0.00041079 | 0.015255 | 0.0054878 | 0.0099693 | 0.02733 | 0 | 0 | -4.4429e-06 | -1.1713e-05 | 1.116e-05 | 3.6941e-05 | 0.0035803 | 0.0012382 | 0.0022626 | 0.0063569
|  | 785.3194 | 0 | 0 | -0.00011574 | -0.00021215 | -0.00026914 | -9.929e-05 | 0.014936 | 0.004953 | 0.00911 | 0.026275 | 0 | 0 | -9.3836e-06 | -1.0612e-05 | 3.361e-06 | 3.9463e-05 | 0.0036143 | 0.0012227 | 0.0022383 | 0.0062766
|  | 785.5566 | 0 | 0 | 3.6618e-05 | 0.00012267 | 0.00029748 | 0.00043205 | 0.01554 | 0.005357 | 0.0097632 | 0.02665 | 0 | 0 | -3.9303e-06 | 2.4896e-06 | 1.4842e-05 | 4.9265e-05 | 0.0036823 | 0.001256 | 0.0022558 | 0.0062688
|  | 785.7938 | 0 | 0 | -6.9757e-05 | -0.00010167 | -0.00017234 | -1.6662e-05 | 0.015508 | 0.0052331 | 0.0092568 | 0.026206 | 0 | 0 | -4.2171e-06 | -5.0478e-06 | 1.3688e-05 | 4.9266e-05 | 0.0037503 | 0.0012528 | 0.0022611 | 0.006223
|  | 786.031 | 0 | 0 | 3.4201e-05 | 5.9114e-05 | 0.00028775 | 0.00043204 | 0.016112 | 0.0053297 | 0.0098077 | 0.026262 | 0 | 0 | -6.0549e-06 | -1.3825e-05 | 2.5039e-05 | 4.4188e-05 | 0.0037997 | 0.0012195 | 0.0022404 | 0.0061477
|  | 786.2682 | 0 | 0 | -8.5252e-05 | -0.00017568 | -7.6632e-05 | -5.9476e-05 | 0.015925 | 0.0049523 | 0.0090821 | 0.025571 | 0 | 0 | -2.5491e-06 | -6.2007e-06 | 2.7197e-05 | 3.9123e-05 | 0.0038534 | 0.0012259 | 0.002205 | 0.006101
|  | 786.5054 | 0 | 0 | 6.3762e-05 | 0.0001234 | 0.00030592 | 0.00038931 | 0.016562 | 0.0053824 | 0.0095073 | 0.025865 | 0 | 0 | 4.0852e-06 | 6.7308e-06 | 3.2232e-05 | 3.289e-05 | 0.0039187 | 0.0012393 | 0.0021916 | 0.0060661
|  | 786.7427 | 0 | 0 | -2.9321e-05 | -6.6658e-05 | -3.4179e-05 | -0.00011202 | 0.016475 | 0.0050658 | 0.0089691 | 0.025276 | 0 | 0 | -1.0136e-06 | 4.9924e-06 | 3.3712e-05 | 1.9902e-05 | 0.0039648 | 0.0012166 | 0.0021713 | 0.0060207
|  | 786.9799 | 0 | 0 | 2.0776e-05 | 0.00010875 | 0.00031838 | 0.00027981 | 0.016949 | 0.0051909 | 0.0093359 | 0.02548 | 0 | 0 | -1.9735e-06 | -3.0045e-06 | 3.1219e-05 | 5.321e-05 | 0.0040205 | 0.0011998 | 0.0021758 | 0.0059861
|  | 787.2172 | 0 | 0 | -3.7412e-05 | -0.00013407 | -5.5209e-05 | 0.00016875 | 0.016943 | 0.004923 | 0.0090061 | 0.024983 | 0 | 0 | -1.0826e-06 | -4.703e-06 | 1.8597e-05 | 5.751e-05 | 0.0040716 | 0.0011942 | 0.0021569 | 0.005932
|  | 787.4544 | 0 | 0 | 2.8286e-05 | 9.4426e-05 | 0.00021198 | 0.00031606 | 0.017381 | 0.005144 | 0.0091763 | 0.025024 | 0 | 0 | 1.8446e-06 | 1.0095e-05 | 1.1254e-05 | 4.5925e-05 | 0.0041315 | 0.0011991 | 0.0021305 | 0.0059198
|  | 787.6917 | 0 | 0 | -1.2738e-05 | -9.3356e-06 | -0.00011712 | 7.1056e-05 | 0.017444 | 0.0049637 | 0.008782 | 0.024876 | 0 | 0 | 3.903e-06 | 7.516e-06 | 6.6933e-06 | 5.3521e-05 | 0.0041862 | 0.0011876 | 0.0021219 | 0.0058882
|  | 787.9289 | 0 | 0 | 4.5637e-05 | 7.2689e-05 | 0.00017354 | 0.00038009 | 0.017842 | 0.0050464 | 0.0091042 | 0.024757 | 0 | 0 | 1.7155e-06 | -2.4724e-06 | 1.2769e-05 | 6.4489e-05 | 0.0042354 | 0.0011751 | 0.0021194 | 0.0058279
|  | 788.1662 | 0 | 0 | -3.1177e-05 | -9.3529e-05 | -6.5912e-05 | 0.00016348 | 0.017857 | 0.0048585 | 0.0087598 | 0.024366 | 0 | 0 | -1.7379e-06 | -1.2283e-05 | 2.3185e-05 | 5.8251e-05 | 0.0042838 | 0.0011571 | 0.002093 | 0.0058047
|  | 788.4035 | 0 | 0 | 1.6529e-05 | -1.0001e-05 | 0.00026133 | 0.00032749 | 0.018249 | 0.0048938 | 0.0088807 | 0.02456 | 0 | 0 | -8.1948e-06 | -1.1806e-05 | 4.0757e-05 | 5.5453e-05 | 0.0043451 | 0.0011457 | 0.0020559 | 0.0057902
|  | 788.6408 | 0 | 0 | -8.5599e-05 | -8.9504e-05 | 8.2197e-05 | 0.0001399 | 0.018374 | 0.0047625 | 0.0084471 | 0.024243 | 0 | 0 | -1.0399e-05 | -5.8424e-06 | 2.8415e-05 | 5.488e-05 | 0.0044144 | 0.0011486 | 0.0020439 | 0.0057347
|  | 788.8781 | 0 | 0 | -2.0427e-06 | 4.0266e-05 | 0.00015728 | 0.00032262 | 0.01883 | 0.0049174 | 0.0087787 | 0.024088 | 0 | 0 | -3.8347e-06 | 6.7941e-08 | 1.8524e-05 | 4.9253e-05 | 0.0044963 | 0.0011583 | 0.0020635 | 0.0056517
|  | 789.1154 | 0 | 0 | -3.0276e-05 | -3.9693e-05 | -1.1612e-06 | 9.2477e-05 | 0.019064 | 0.0048447 | 0.0086124 | 0.023543 | 0 | 0 | -4.2255e-06 | -2.9195e-06 | 2.4048e-05 | 3.151e-05 | 0.0045701 | 0.001165 | 0.0020566 | 0.0055828
|  | 789.3528 | 0 | 0 | -5.3343e-06 | 1.5089e-05 | 0.00020382 | 0.00017307 | 0.01945 | 0.004973 | 0.0087191 | 0.023506 | 0 | 0 | -3.2718e-06 | -1.9681e-06 | 3.1445e-05 | 2.2514e-05 | 0.0046446 | 0.0011819 | 0.002066 | 0.00557
|  | 789.5901 | 0 | 0 | -2.2238e-05 | -3.1674e-05 | 6.1168e-05 | 1.6651e-05 | 0.01969 | 0.0049867 | 0.0086916 | 0.023433 | 0 | 0 | -2.4155e-06 | -4.8292e-06 | 2.6281e-05 | 2.8457e-05 | 0.0047124 | 0.0011642 | 0.0020566 | 0.0055598
|  | 789.8274 | 0 | 0 | 1.8827e-06 | -9.0198e-06 | 0.00016029 | 0.00022315 | 0.020021 | 0.0048237 | 0.0086387 | 0.023418 | 0 | 0 | 1.7129e-06 | -4.705e-06 | 4.3345e-05 | 4.4765e-05 | 0.0047715 | 0.0011387 | 0.0020351 | 0.0055181
|  | 790.0648 | 0 | 0 | 1.2551e-05 | -3.0626e-05 | 0.00020494 | 0.00015406 | 0.020186 | 0.0047717 | 0.0085097 | 0.02308 | 0 | 0 | 4.5659e-06 | 1.8641e-06 | 5.536e-05 | 3.7999e-05 | 0.0048338 | 0.0011495 | 0.0020283 | 0.0054858
|  | 790.3021 | 0 | 0 | 2.5923e-05 | 4.6334e-05 | 0.00026154 | 0.00016614 | 0.020546 | 0.0049144 | 0.0085814 | 0.023146 | 0 | 0 | 7.3563e-06 | 9.6964e-06 | 5.1135e-05 | 4.6501e-05 | 0.0049173 | 0.0011431 | 0.0020183 | 0.0054495
|  | 790.5395 | 0 | 0 | 3.6058e-05 | 3.5364e-05 | 0.0001693 | 0.00022566 | 0.020885 | 0.0047174 | 0.0084243 | 0.02277 | 0 | 0 | 3.8668e-06 | 5.5985e-06 | 2.5733e-05 | 6.2001e-05 | 0.0049786 | 0.0011132 | 0.0020055 | 0.0053615
|  | 790.7769 | 0 | 0 | -3.4777e-06 | 1.1807e-05 | 4.7513e-05 | 0.00029673 | 0.021062 | 0.0046621 | 0.0084738 | 0.022404 | 0 | 0 | -3.2915e-06 | 5.2962e-06 | 8.403e-06 | 6.7304e-05 | 0.0050314 | 0.0011156 | 0.0019903 | 0.0053112
|  | 791.0142 | 0 | 0 | -2.4254e-05 | 3.2815e-05 | 2.3285e-05 | 0.00027032 | 0.021328 | 0.0047369 | 0.008295 | 0.022345 | 0 | 0 | -6.0157e-06 | 5.1309e-06 | 9.2712e-06 | 5.0087e-05 | 0.0051111 | 0.0011275 | 0.0019573 | 0.0052715
|  | 791.2516 | 0 | 0 | -2.643e-05 | 1.0414e-05 | 5.4828e-05 | 0.00015167 | 0.021734 | 0.0047627 | 0.0081957 | 0.02207 | 0 | 0 | -5.1437e-06 | 4.6746e-06 | 2.5881e-05 | 4.0807e-05 | 0.0052064 | 0.001133 | 0.0019807 | 0.0052422
|  | 791.489 | 0 | 0 | -1.6904e-05 | 2.8968e-05 | 0.00016321 | 0.00019211 | 0.022128 | 0.0047824 | 0.0084908 | 0.022094 | 0 | 0 | -8.082e-06 | -3.2599e-06 | 1.995e-05 | 2.8429e-05 | 0.0052701 | 0.0011296 | 0.0020062 | 0.0052236
|  | 791.7264 | 0 | 0 | -5.1184e-05 | -5.6431e-05 | 4.8616e-06 | 4.7396e-05 | 0.02227 | 0.0047342 | 0.0084105 | 0.021913 | 0 | 0 | -1.5968e-06 | 7.2113e-07 | 2.6371e-05 | 4.7349e-05 | 0.0053598 | 0.0011477 | 0.0020398 | 0.0052478
|  | 791.9638 | 0 | 0 | 3.7733e-05 | 6.2506e-05 | 0.00021729 | 0.00035149 | 0.022882 | 0.0049347 | 0.0087732 | 0.022296 | 0 | 0 | 2.6367e-06 | 5.3808e-06 | 2.8555e-05 | 5.4685e-05 | 0.0054556 | 0.0011371 | 0.0019941 | 0.0052325
|  | 792.2012 | 0 | 0 | -1.5522e-05 | -1.7179e-05 | 2.3255e-05 | 0.00010917 | 0.023076 | 0.0046438 | 0.0080251 | 0.021783 | 0 | 0 | -3.4001e-07 | 2.148e-07 | 2.3706e-05 | 3.3797e-05 | 0.0055185 | 0.0010925 | 0.0018947 | 0.0051353
|  | 792.4387 | 0 | 0 | 1.2658e-05 | 1.8988e-05 | 0.00017643 | 0.00017552 | 0.02341 | 0.004559 | 0.0079354 | 0.021475 | 0 | 0 | 3.0273e-07 | -7.8312e-06 | 1.2045e-05 | 2.2799e-05 | 0.0055878 | 0.0010822 | 0.001914 | 0.0050965
|  | 792.6761 | 0 | 0 | -1.0108e-05 | -8.4952e-05 | -7.4975e-05 | 1.6523e-05 | 0.023657 | 0.0045566 | 0.0081868 | 0.021454 | 0 | 0 | 1.0944e-05 | 4.1211e-06 | 1.8485e-05 | 4.1096e-05 | 0.0056855 | 0.0011074 | 0.0019752 | 0.0051247
|  | 792.9136 | 0 | 0 | 0.00010229 | 0.00011966 | 0.00023068 | 0.00032963 | 0.024233 | 0.0047716 | 0.0084505 | 0.021712 | 0 | 0 | 1.3962e-05 | 1.1271e-05 | 2.2204e-05 | 4.7898e-05 | 0.005763 | 0.0010983 | 0.0019365 | 0.0050838
|  | 793.151 | 0 | 0 | 1.5308e-05 | -2.4728e-05 | -4.3658e-05 | 7.3808e-05 | 0.024308 | 0.0044794 | 0.0078599 | 0.021108 | 0 | 0 | 1.5493e-05 | 1.465e-05 | 3.2291e-05 | 6.8595e-05 | 0.0058481 | 0.001094 | 0.0019094 | 0.0050325
|  | 793.3885 | 0 | 0 | 0.00011518 | 0.00014812 | 0.00031563 | 0.00050393 | 0.024948 | 0.004735 | 0.0082221 | 0.021277 | 0 | 0 | 1.3745e-05 | 1.1688e-05 | 3.2015e-05 | 7.3409e-05 | 0.0059301 | 0.0010856 | 0.0019009 | 0.0050064
|  | 793.6259 | 0 | 0 | 5.8196e-07 | -4.9674e-05 | -4.5998e-05 | 0.00011432 | 0.024996 | 0.0044084 | 0.0077878 | 0.020887 | 0 | 0 | 1.1682e-05 | 4.6152e-06 | 4.1258e-05 | 5.4757e-05 | 0.0060261 | 0.0010898 | 0.0019222 | 0.0050058
|  | 793.8634 | 0 | 0 | 9.7803e-05 | 8.8542e-05 | 0.00039346 | 0.00034682 | 0.025754 | 0.0047695 | 0.0084001 | 0.021271 | 0 | 0 | 8.2133e-06 | -2.7896e-06 | 5.081e-05 | 3.0756e-05 | 0.0061243 | 0.0010751 | 0.0019249 | 0.0049493
|  | 794.1009 | 0 | 0 | -2.8633e-05 | -0.00011204 | 3.445e-05 | -8.7805e-05 | 0.025824 | 0.0042846 | 0.007811 | 0.020411 | 0 | 0 | 7.3127e-06 | -4.1184e-07 | 6.4553e-05 | 3.4879e-05 | 0.006202 | 0.00105 | 0.0018775 | 0.0048513
|  | 794.3384 | 0 | 0 | 9.0213e-05 | 0.00010857 | 0.00050916 | 0.00038152 | 0.026404 | 0.0045573 | 0.0079995 | 0.020442 | 0 | 0 | 9.32e-06 | -1.3395e-07 | 5.4726e-05 | 3.6535e-05 | 0.0062766 | 0.001059 | 0.0018213 | 0.0048219
|  | 794.5759 | 0 | 0 | -1.1729e-05 | -0.0001097 | -4.8302e-05 | -7.386e-05 | 0.026452 | 0.0043604 | 0.0073378 | 0.020163 | 0 | 0 | 6.0689e-06 | 1.5939e-06 | 4.2694e-05 | 2.7378e-05 | 0.0063726 | 0.0010581 | 0.0017916 | 0.0048165
|  | 794.8134 | 0 | 0 | 6.2833e-05 | 0.00012312 | 0.00040782 | 0.0003044 | 0.02721 | 0.0045492 | 0.0077485 | 0.020395 | 0 | 0 | -2.5744e-06 | -5.6908e-06 | 3.934e-05 | 3.358e-05 | 0.0064613 | 0.0010312 | 0.0017691 | 0.0047515
|  | 795.0509 | 0 | 0 | -8.4511e-05 | -0.00017104 | -7.6549e-05 | -2.1628e-05 | 0.027199 | 0.0041341 | 0.0071487 | 0.019616 | 0 | 0 | 1.8846e-06 | 3.1974e-06 | 5.3397e-05 | 5.2423e-05 | 0.006561 | 0.0010401 | 0.0017948 | 0.0046983
|  | 795.2885 | 0 | 0 | 0.00010038 | 0.00019796 | 0.00052615 | 0.00046303 | 0.028045 | 0.0046232 | 0.0079631 | 0.019944 | 0 | 0 | 9.0254e-06 | 1.0563e-05 | 5.288e-05 | 5.4668e-05 | 0.0066551 | 0.001057 | 0.0018224 | 0.0046753
|  | 795.526 | 0 | 0 | -2.4385e-05 | -0.00010902 | -8.0903e-05 | -2.7258e-06 | 0.027991 | 0.0042764 | 0.0073815 | 0.019422 | 0 | 0 | 6.0382e-06 | 2.8463e-06 | 3.489e-05 | 5.4917e-05 | 0.0067504 | 0.0010389 | 0.001823 | 0.0046671
|  | 795.7635 | 0 | 0 | 7.5225e-05 | 0.00013298 | 0.00037466 | 0.0004651 | 0.028844 | 0.0044711 | 0.0079672 | 0.019874 | 0 | 0 | -8.1435e-06 | -2.7906e-06 | 2.0957e-05 | 4.2254e-05 | 0.0068516 | 0.00099487 | 0.0017624 | 0.0046155
|  | 796.0011 | 0 | 0 | -0.00014379 | -0.00015647 | -0.00019822 | -0.00010936 | 0.028841 | 0.003905 | 0.0068711 | 0.018985 | 0 | 0 | -1.5683e-05 | 4.7878e-06 | 1.6129e-05 | 4.1189e-05 | 0.0069521 | 0.0009628 | 0.0016679 | 0.0045576
|  | 796.2386 | 0 | 0 | 1.1756e-05 | 0.00019678 | 0.00033401 | 0.00045613 | 0.029688 | 0.0042008 | 0.0071707 | 0.019385 | 0 | 0 | -1.3732e-05 | 2.8148e-06 | 8.5018e-06 | 3.2685e-05 | 0.0070373 | 0.00096384 | 0.0016573 | 0.0045561
|  | 796.4762 | 0 | 0 | -0.00012736 | -0.00017309 | -0.00026244 | -0.00018096 | 0.029556 | 0.0039134 | 0.0067817 | 0.018971 | 0 | 0 | -9.2852e-06 | 4.9285e-06 | 2.7816e-05 | 3.8823e-05 | 0.0071352 | 0.00098584 | 0.001702 | 0.0045509
|  | 796.7138 | 0 | 0 | 4.9195e-05 | 0.00021458 | 0.00049661 | 0.0005078 | 0.030512 | 0.0043859 | 0.0075471 | 0.019341 | 0 | 0 | -2.6067e-06 | 5.1363e-06 | 3.6266e-05 | 4.1956e-05 | 0.0072455 | 0.00099234 | 0.001712 | 0.0044948
|  | 796.9514 | 0 | 0 | -7.1139e-05 | -0.00017134 | -0.00019131 | -0.0001546 | 0.030482 | 0.0039678 | 0.0068651 | 0.018497 | 0 | 0 | 1.061e-05 | 6.6812e-06 | 4.9489e-05 | 5.0204e-05 | 0.0073681 | 0.0010204 | 0.0017461 | 0.0044745
|  | 797.1889 | 0 | 0 | 0.00016045 | 0.00022758 | 0.0006079 | 0.00057721 | 0.031541 | 0.004622 | 0.0078333 | 0.019169 | 0 | 0 | 7.2785e-06 | 4.7374e-07 | 5.0803e-05 | 4.5224e-05 | 0.0074916 | 0.0010165 | 0.0017539 | 0.0044553
|  | 797.4265 | 0 | 0 | -9.9184e-05 | -0.00022359 | -0.00018027 | -0.00019654 | 0.03152 | 0.0039343 | 0.0069299 | 0.018334 | 0 | 0 | 4.7819e-06 | -1.7838e-06 | 4.4569e-05 | 4.0691e-05 | 0.0076161 | 0.00098021 | 0.0017477 | 0.0044012
|  | 797.6641 | 0 | 0 | 0.00013943 | 0.00020858 | 0.00055541 | 0.00053905 | 0.032587 | 0.0043163 | 0.0077807 | 0.018712 | 0 | 0 | 8.8484e-06 | 7.1224e-06 | 4.5997e-05 | 3.5764e-05 | 0.0077203 | 0.00098383 | 0.0017328 | 0.0043725
|  | 797.9018 | 0 | 0 | -6.4956e-05 | -0.00014863 | -0.00016824 | -0.00023801 | 0.032397 | 0.0039648 | 0.0068044 | 0.018092 | 0 | 0 | 1.8133e-05 | 2.2747e-05 | 6.5974e-05 | 7.2094e-05 | 0.0078371 | 0.0010014 | 0.0017242 | 0.0044059
|  | 798.1394 | 0 | 0 | 0.00021758 | 0.00034009 | 0.00072353 | 0.00084481 | 0.033566 | 0.0044637 | 0.0077077 | 0.018991 | 0 | 0 | 2.1772e-05 | 2.2423e-05 | 5.5414e-05 | 7.6427e-05 | 0.0079485 | 0.00099087 | 0.0016811 | 0.0044009
|  | 798.377 | 0 | 0 | -3.4334e-05 | -0.00015136 | -0.00025714 | -0.00020157 | 0.033331 | 0.0038759 | 0.0064413 | 0.018049 | 0 | 0 | 1.788e-05 | 1.5522e-05 | 5.5166e-05 | 4.3994e-05 | 0.0080733 | 0.00097212 | 0.0016372 | 0.0043326
|  | 798.6146 | 0 | 0 | 0.00018481 | 0.00028199 | 0.00072142 | 0.00057183 | 0.034614 | 0.0043056 | 0.0073373 | 0.018415 | 0 | 0 | 1.2814e-05 | 4.3248e-06 | 3.1252e-05 | 3.7827e-05 | 0.0082054 | 0.00095587 | 0.0016308 | 0.0042584
|  | 798.8523 | 0 | 0 | -7.6973e-05 | -0.0002456 | -0.00045841 | -0.00025349 | 0.03444 | 0.0037388 | 0.0063869 | 0.017423 | 0 | 0 | 6.6557e-06 | -3.729e-06 | 1.1703e-05 | 3.5904e-05 | 0.008314 | 0.00095611 | 0.0016344 | 0.004219
|  | 799.09 | 0 | 0 | 0.00013299 | 0.00021422 | 0.0005569 | 0.00055565 | 0.035528 | 0.0043076 | 0.007368 | 0.018083 | 0 | 0 | 4.7956e-06 | -8.0066e-06 | 2.7468e-05 | 4.9938e-05 | 0.0084085 | 0.00094152 | 0.0016363 | 0.0041737
|  | 799.3276 | 0 | 0 | -9.2629e-05 | -0.00028159 | -0.00032575 | -0.0001354 | 0.035233 | 0.0036156 | 0.006402 | 0.017041 | 0 | 0 | 1.2181e-05 | 2.2136e-06 | 5.102e-05 | 7.508e-05 | 0.0085319 | 0.0009528 | 0.0016741 | 0.0041694
|  | 799.5653 | 0 | 0 | 0.00019513 | 0.00030022 | 0.00075509 | 0.00076721 | 0.036563 | 0.0044022 | 0.0076859 | 0.018045 | 0 | 0 | 1.1506e-06 | 2.0307e-06 | 5.1034e-05 | 2.9143e-05 | 0.0086531 | 0.00095003 | 0.0016272 | 0.0041145
|  | 799.803 | 0 | 0 | -0.00018545 | -0.00028313 | -0.00032565 | -0.00052198 | 0.03625 | 0.003592 | 0.0060066 | 0.016577 | 0 | 0 | -6.2692e-06 | -8.2672e-06 | 4.0331e-05 | 2.9646e-05 | 0.0087809 | 0.00093017 | 0.0016165 | 0.0040541
|  | 800.0407 | 0 | 0 | 0.0001327 | 0.00021357 | 0.00066501 | 0.00077143 | 0.037636 | 0.0042348 | 0.0075951 | 0.017535 | 0 | 0 | 2.7785e-07 | -1.226e-05 | 4.0585e-05 | 5.2177e-05 | 0.0089197 | 0.00094006 | 0.001622 | 0.004069
|  | 800.2783 | 0 | 0 | -0.00013036 | -0.00031673 | -0.00032351 | -0.00033239 | 0.037417 | 0.0036752 | 0.0060529 | 0.016703 | 0 | 0 | 6.341e-07 | -6.8819e-06 | 5.3046e-05 | 6.9369e-05 | 0.0090447 | 0.00093349 | 0.0015787 | 0.0040062
|  | 800.516 | 0 | 0 | 0.0001357 | 0.00025883 | 0.00076982 | 0.00091604 | 0.038682 | 0.0041788 | 0.0072294 | 0.017003 | 0 | 0 | -7.6005e-06 | -9.0011e-06 | 1.7845e-05 | 6.0033e-05 | 0.009153 | 0.00088183 | 0.0015492 | 0.0039734
|  | 800.7538 | 0 | 0 | -0.00019964 | -0.00033456 | -0.00061968 | -0.00041095 | 0.038329 | 0.0032406 | 0.0058052 | 0.016427 | 0 | 0 | -1.9177e-06 | 9.771e-06 | 2.0654e-05 | 3.9428e-05 | 0.0092987 | 0.00088825 | 0.0015359 | 0.0040217
|  | 800.9915 | 0 | 0 | 0.00018351 | 0.00041677 | 0.00079345 | 0.00074268 | 0.039907 | 0.0042327 | 0.0071175 | 0.01741 | 0 | 0 | 1.7155e-06 | 1.8262e-05 | 3.3764e-05 | 4.5705e-05 | 0.0094409 | 0.00091934 | 0.0015676 | 0.0040198
|  | 801.2292 | 0 | 0 | -0.00016908 | -0.00026314 | -0.0005094 | -0.00035817 | 0.039518 | 0.0035015 | 0.0060706 | 0.016408 | 0 | 0 | -1.8388e-06 | 1.1834e-05 | 2.4742e-05 | 5.4181e-05 | 0.0095741 | 0.00091316 | 0.0015969 | 0.0039828
|  | 801.4669 | 0 | 0 | 0.00015361 | 0.00036269 | 0.00071755 | 0.00081397 | 0.041025 | 0.0041805 | 0.0073631 | 0.017098 | 0 | 0 | -7.27e-06 | 9.008e-07 | 1.9221e-05 | 4.0063e-05 | 0.0097195 | 0.00087867 | 0.0015547 | 0.0039111
|  | 801.7047 | 0 | 0 | -0.00021477 | -0.00035511 | -0.00055585 | -0.00047694 | 0.040741 | 0.0032114 | 0.0057158 | 0.015804 | 0 | 0 | 2.4226e-06 | 3.9578e-06 | 3.4789e-05 | 5.3692e-05 | 0.009886 | 0.00088025 | 0.0015244 | 0.0038475
|  | 801.9424 | 0 | 0 | 0.00023515 | 0.0003884 | 0.0008485 | 0.00092861 | 0.042422 | 0.0041934 | 0.0071074 | 0.016562 | 0 | 0 | 8.3306e-06 | 4.6481e-06 | 4.4778e-05 | 6.7982e-05 | 0.010027 | 0.00088415 | 0.001501 | 0.0038197
|  | 802.1802 | 0 | 0 | -0.00016507 | -0.00034931 | -0.00047183 | -0.00035675 | 0.041923 | 0.003244 | 0.0055188 | 0.015569 | 0 | 0 | 5.0721e-06 | -8.5956e-06 | 3.0851e-05 | 5.0949e-05 | 0.010214 | 0.00087787 | 0.001516 | 0.0038268
|  | 802.418 | 0 | 0 | 0.00020774 | 0.000277 | 0.00073135 | 0.00078533 | 0.043991 | 0.0041406 | 0.0072332 | 0.016621 | 0 | 0 | 6.5902e-06 | -1.2008e-05 | 1.9174e-05 | 4.1943e-05 | 0.010399 | 0.00087962 | 0.001553 | 0.0037932
|  | 802.6557 | 0 | 0 | -0.0001523 | -0.000378 | -0.00057007 | -0.00043254 | 0.043479 | 0.003258 | 0.0058293 | 0.015284 | 0 | 0 | -4.3503e-06 | -2.1096e-05 | 1.4997e-05 | 4.3468e-05 | 0.010534 | 0.00086954 | 0.0015501 | 0.0037882
|  | 802.8935 | 0 | 0 | 0.00011571 | 0.00020055 | 0.00069622 | 0.00079816 | 0.045127 | 0.0040558 | 0.0072085 | 0.01658 | 0 | 0 | 3.7161e-06 | -1.754e-05 | 3.1723e-05 | 5.3403e-05 | 0.010686 | 0.00088978 | 0.0015329 | 0.0038045
|  | 803.1313 | 0 | 0 | -8.4458e-05 | -0.00034808 | -0.0004294 | -0.000349 | 0.04475 | 0.0034279 | 0.005684 | 0.015419 | 0 | 0 | 6.985e-06 | -1.9601e-05 | 1.1766e-05 | 6.389e-05 | 0.010828 | 0.00087236 | 0.0014912 | 0.0037746
|  | 803.3691 | 0 | 0 | 0.00014321 | 0.00018322 | 0.00052836 | 0.00088634 | 0.046318 | 0.003909 | 0.0068578 | 0.016327 | 0 | 0 | 3.5335e-07 | -1.438e-05 | 2.2313e-05 | 7.092e-05 | 0.010999 | 0.00085626 | 0.0014986 | 0.0037443
|  | 803.6069 | 0 | 0 | -0.00014023 | -0.00030416 | -0.0003407 | -0.00028986 | 0.04619 | 0.0032925 | 0.0057458 | 0.015164 | 0 | 0 | -3.7704e-06 | -3.0055e-07 | 3.0942e-05 | 4.4904e-05 | 0.011161 | 0.00085128 | 0.0014817 | 0.0036956
|  | 803.8447 | 0 | 0 | 0.00010853 | 0.00030164 | 0.00060091 | 0.0006675 | 0.047669 | 0.0038665 | 0.0067146 | 0.015915 | 0 | 0 | 1.0354e-06 | 4.9177e-06 | 1.5325e-05 | 5.3144e-05 | 0.011329 | 0.00089491 | 0.0014871 | 0.0037176
|  | 804.0825 | 0 | 0 | -9.9818e-05 | -0.00026028 | -0.00047203 | -0.00022057 | 0.047603 | 0.0036594 | 0.0057918 | 0.015349 | 0 | 0 | 1.9879e-06 | 1.3479e-06 | 2.6074e-06 | 7.1186e-05 | 0.011492 | 0.00092322 | 0.0015161 | 0.0037024
|  | 804.3204 | 0 | 0 | 0.00011654 | 0.00027161 | 0.00049396 | 0.0008192 | 0.049036 | 0.0041043 | 0.0069575 | 0.015786 | 0 | 0 | -3.004e-06 | 2.7015e-06 | 4.3535e-05 | 7.2586e-05 | 0.011659 | 0.00087648 | 0.0015215 | 0.0036176
|  | 804.5582 | 0 | 0 | -0.0001418 | -0.0002489 | -0.00012787 | -0.00020882 | 0.049006 | 0.003266 | 0.005837 | 0.014634 | 0 | 0 | -2.5968e-06 | -1.2178e-06 | 7.528e-05 | 5.7524e-05 | 0.011823 | 0.00085611 | 0.0014893 | 0.0035738
|  | 804.7961 | 0 | 0 | 0.00011996 | 0.00023866 | 0.0007609 | 0.00069254 | 0.050417 | 0.003933 | 0.0066869 | 0.015418 | 0 | 0 | 5.1155e-06 | 6.9195e-06 | 6.7577e-05 | 6.5666e-05 | 0.011992 | 0.00088307 | 0.0014911 | 0.0035752
|  | 805.0339 | 0 | 0 | -7.6947e-05 | -0.00018048 | -0.00019269 | -0.0001404 | 0.050416 | 0.0034922 | 0.0058505 | 0.014644 | 0 | 0 | 8.4574e-06 | 1.2901e-05 | 4.3208e-05 | 5.4209e-05 | 0.01215 | 0.00089788 | 0.0014826 | 0.0035651
|  | 805.2718 | 0 | 0 | 0.00014806 | 0.00028895 | 0.000556 | 0.0005962 | 0.051742 | 0.0040575 | 0.0066154 | 0.015333 | 0 | 0 | 5.8163e-06 | 1.1044e-07 | 1.2015e-05 | 3.5615e-05 | 0.012305 | 0.00088401 | 0.0014448 | 0.0035255
|  | 805.5096 | 0 | 0 | -9.9157e-05 | -0.00028803 | -0.00045498 | -0.00029675 | 0.051719 | 0.0033752 | 0.0055327 | 0.014309 | 0 | 0 | 3.5193e-06 | -1.2425e-05 | 3.6424e-06 | 6.159e-05 | 0.012457 | 0.00083889 | 0.0013976 | 0.0034385
|  | 805.7475 | 0 | 0 | 0.00012875 | 0.00018356 | 0.0004856 | 0.00081458 | 0.053016 | 0.0036779 | 0.0062174 | 0.0146 | 0 | 0 | 7.7705e-06 | -2.6026e-06 | 3.4049e-05 | 7.3111e-05 | 0.012628 | 0.00083156 | 0.0014012 | 0.0034221
|  | 805.9854 | 0 | 0 | -6.3415e-05 | -0.00020544 | -0.00019933 | -0.00019989 | 0.053158 | 0.0033135 | 0.0055631 | 0.014171 | 0 | 0 | 1.3064e-05 | 5.2184e-06 | 4.1519e-05 | 4.1686e-05 | 0.012837 | 0.00084414 | 0.0014416 | 0.0034391
|  | 806.2233 | 0 | 0 | 0.00017324 | 0.00024931 | 0.00054838 | 0.00055034 | 0.054759 | 0.0037831 | 0.0065566 | 0.014741 | 0 | 0 | 1.266e-05 | 1.3297e-05 | 4.2519e-05 | 4.3954e-05 | 0.01304 | 0.00083884 | 0.0014822 | 0.0034306
|  | 806.4612 | 0 | 0 | -6.6812e-05 | -0.00013752 | -0.00019093 | -0.00018083 | 0.054866 | 0.0032689 | 0.0059037 | 0.0141 | 0 | 0 | 3.3744e-06 | 1.756e-05 | 6.5718e-05 | 4.6766e-05 | 0.01323 | 0.00083761 | 0.0014636 | 0.0034163
|  | 806.6991 | 0 | 0 | 9.5179e-05 | 0.00028514 | 0.00074339 | 0.00057397 | 0.056354 | 0.0037724 | 0.0064004 | 0.01462 | 0 | 0 | -5.6788e-07 | 1.5305e-05 | 7.6277e-05 | 8.7516e-05 | 0.013437 | 0.00084553 | 0.0014498 | 0.0034153
|  | 806.937 | 0 | 0 | -9.9953e-05 | -0.00015648 | -0.00010216 | 0.00016174 | 0.056604 | 0.0033355 | 0.0057871 | 0.014092 | 0 | 0 | 5.9313e-06 | 1.433e-06 | 2.9962e-05 | 7.9969e-05 | 0.013638 | 0.0008199 | 0.001454 | 0.0033965
|  | 807.1749 | 0 | 0 | 0.00014981 | 0.00016853 | 0.00035402 | 0.00051047 | 0.058038 | 0.0035564 | 0.0064354 | 0.014458 | 0 | 0 | 1.404e-05 | -7.3321e-06 | -2.0588e-06 | 3.9253e-05 | 0.013823 | 0.00080258 | 0.001407 | 0.0033598
|  | 807.4129 | 0 | 0 | -3.1789e-05 | -0.00023016 | -0.00037133 | -0.00018052 | 0.058154 | 0.0031899 | 0.0053917 | 0.013783 | 0 | 0 | 7.8951e-06 | -7.743e-06 | -1.5957e-06 | 6.3283e-05 | 0.013988 | 0.00078413 | 0.0013629 | 0.0032942
|  | 807.6508 | 0 | 0 | 9.8151e-05 | 0.00016508 | 0.00035792 | 0.00071244 | 0.05942 | 0.0034011 | 0.0060644 | 0.013906 | 0 | 0 | 5.2153e-06 | 4.2321e-06 | 1.6953e-05 | 6.6964e-05 | 0.014187 | 0.00078019 | 0.0013571 | 0.0032403
|  | 807.8888 | 0 | 0 | -5.4315e-05 | -0.00012951 | -0.00021543 | -0.0001496 | 0.05982 | 0.0031565 | 0.0053419 | 0.013329 | 0 | 0 | 7.4062e-06 | 1.6621e-05 | 2.4964e-05 | 1.4093e-05 | 0.01443 | 0.00080447 | 0.0013695 | 0.0032408
|  | 808.1267 | 0 | 0 | 0.00011656 | 0.0002692 | 0.00042524 | 0.00026805 | 0.061464 | 0.0036049 | 0.0061685 | 0.013909 | 0 | 0 | 1.0919e-05 | 2.2583e-05 | 4.1617e-05 | 2.5711e-05 | 0.014677 | 0.00081873 | 0.0013974 | 0.0032427
|  | 808.3647 | 0 | 0 | -2.4787e-05 | -7.9395e-05 | -7.5466e-05 | -5.1953e-05 | 0.061889 | 0.0032764 | 0.0055762 | 0.013345 | 0 | 0 | 6.4399e-06 | 5.6019e-06 | 3.6293e-05 | 9.1862e-05 | 0.014894 | 0.0008057 | 0.0013846 | 0.0031966
|  | 808.6027 | 0 | 0 | 7.891e-05 | 0.00012648 | 0.00038049 | 0.000824 | 0.063286 | 0.003495 | 0.0060604 | 0.013521 | 0 | 0 | 3.9592e-06 | -4.099e-06 | 3.2811e-05 | 0.00011158 | 0.015133 | 0.00077937 | 0.001348 | 0.0031396
|  | 808.8406 | 0 | 0 | -4.5637e-05 | -0.00016092 | -0.00010474 | 0.00011372 | 0.06389 | 0.0030549 | 0.0052683 | 0.012864 | 0 | 0 | 5.7206e-07 | -8.2807e-06 | 2.4179e-05 | 8.0164e-05 | 0.015352 | 0.00077371 | 0.0013358 | 0.0031203
|  | 809.0786 | 0 | 0 | 5.0444e-05 | 9.1336e-05 | 0.00030793 | 0.00055996 | 0.065127 | 0.0034472 | 0.0059572 | 0.013358 | 0 | 0 | 3.3599e-06 | -1.5982e-06 | 3.5312e-05 | 7.7138e-05 | 0.015572 | 0.00078888 | 0.0013689 | 0.0031569
|  | 809.3166 | 0 | 0 | -2.221e-05 | -0.00010477 | -1.119e-05 | 8.8258e-05 | 0.065731 | 0.003182 | 0.0055462 | 0.013171 | 0 | 0 | 4.5715e-06 | 1.1721e-06 | 3.182e-05 | 5.7456e-05 | 0.015793 | 0.00076321 | 0.0013482 | 0.0031436
|  | 809.5546 | 0 | 0 | 6.0626e-05 | 0.00011462 | 0.00027859 | 0.00039456 | 0.066983 | 0.0032315 | 0.0057829 | 0.013247 | 0 | 0 | 1.9507e-07 | 1.3416e-06 | 1.7461e-05 | 4.757e-05 | 0.016003 | 0.00072636 | 0.0012842 | 0.0030639
|  | 809.7926 | 0 | 0 | -5.8987e-05 | -0.00010334 | -0.00013186 | 5.1638e-06 | 0.067491 | 0.0028721 | 0.0050081 | 0.012499 | 0 | 0 | -8.315e-06 | -7.9544e-06 | 3.6444e-06 | 3.5979e-05 | 0.016241 | 0.00071791 | 0.0012438 | 0.0029905
|  | 810.0307 | 0 | 0 | -1.0881e-05 | 3.6505e-05 | 0.00016249 | 0.00029716 | 0.06898 | 0.0031602 | 0.005443 | 0.012629 | 0 | 0 | -1.3501e-05 | -1.4178e-05 | -2.6888e-06 | 2.9146e-05 | 0.016511 | 0.00072296 | 0.0012462 | 0.0029603
|  | 810.2687 | 0 | 0 | -0.00010256 | -0.00015564 | -0.00018508 | -5.2267e-05 | 0.069751 | 0.0029144 | 0.0050281 | 0.012244 | 0 | 0 | -1.5297e-05 | -1.9981e-05 | -2.5468e-06 | 1.6377e-05 | 0.016746 | 0.00071125 | 0.001236 | 0.0029532
|  | 810.5067 | 0 | 0 | -2.5977e-05 | -1.2252e-05 | 0.00016368 | 0.00018987 | 0.070957 | 0.0030618 | 0.0053572 | 0.012569 | 0 | 0 | -5.8428e-06 | -1.3002e-05 | 2.4208e-05 | 3.076e-05 | 0.017008 | 0.00073151 | 0.0012656 | 0.0030014
|  | 810.7448 | 0 | 0 | -2.3112e-05 | -9.6986e-05 | 3.9708e-05 | 6.8561e-05 | 0.071934 | 0.003084 | 0.0052755 | 0.012647 | 0 | 0 | 4.5221e-06 | -6.5351e-06 | 3.8505e-05 | 5.6987e-05 | 0.017288 | 0.00074928 | 0.0012726 | 0.0029913
|  | 810.9828 | 0 | 0 | 6.1105e-05 | 4.2081e-05 | 0.0002838 | 0.00041022 | 0.073312 | 0.0032111 | 0.0054161 | 0.012485 | 0 | 0 | 3.7959e-06 | -1.0941e-06 | 5.0615e-05 | 6.574e-05 | 0.017556 | 0.0007372 | 0.0012499 | 0.0029294
|  | 811.2209 | 0 | 0 | -2.9214e-05 | -5.1273e-05 | 0.00014143 | 0.00014208 | 0.074177 | 0.0029822 | 0.0050844 | 0.012126 | 0 | 0 | -9.7265e-07 | -4.8611e-06 | 5.404e-05 | 4.264e-05 | 0.017811 | 0.00072786 | 0.0012366 | 0.0029301
|  | 811.4589 | 0 | 0 | 2.1043e-05 | 1.0434e-05 | 0.00031257 | 0.00021615 | 0.075461 | 0.0031327 | 0.0053043 | 0.012491 | 0 | 0 | 1.2647e-07 | -4.7699e-06 | 4.1536e-05 | 1.9835e-05 | 0.018089 | 0.00074554 | 0.0012412 | 0.0029789
|  | 811.697 | 0 | 0 | -1.9981e-05 | -5.0503e-05 | 3.636e-05 | -4.9528e-05 | 0.076497 | 0.0031302 | 0.0051221 | 0.012533 | 0 | 0 | -5.6034e-06 | -6.189e-06 | 1.912e-05 | 9.684e-06 | 0.018346 | 0.00073591 | 0.0012103 | 0.0029715
|  | 811.9351 | 0 | 0 | -2.7091e-05 | -1.4876e-06 | 0.00012426 | 0.00013088 | 0.077619 | 0.0030518 | 0.005045 | 0.012429 | 0 | 0 | -9.5011e-06 | -4.8339e-06 | 1.8368e-05 | 3.9888e-05 | 0.018626 | 0.0007156 | 0.0012016 | 0.0029209
|  | 812.1732 | 0 | 0 | -5.272e-05 | -3.9118e-05 | 3.0038e-05 | 0.00020419 | 0.078843 | 0.0029593 | 0.0050488 | 0.012106 | 0 | 0 | -1.3045e-05 | -1.11e-06 | 1.3191e-05 | 5.4246e-05 | 0.018932 | 0.00071695 | 0.0012347 | 0.0028725
|  | 812.4113 | 0 | 0 | -5.6859e-05 | 2.9794e-05 | 8.0767e-05 | 0.00025147 | 0.080186 | 0.0030629 | 0.0053223 | 0.012022 | 0 | 0 | -7.3501e-06 | 9.1364e-06 | 1.9708e-05 | 4.9128e-05 | 0.019255 | 0.00072588 | 0.0012556 | 0.0028655
|  | 812.6494 | 0 | 0 | -4.8804e-06 | 4.6951e-05 | 8.4773e-05 | 0.0001612 | 0.081548 | 0.0030344 | 0.0052245 | 0.012048 | 0 | 0 | 9.2313e-06 | 1.3538e-05 | 2.8285e-05 | 3.3036e-05 | 0.019583 | 0.00072696 | 0.001257 | 0.0028692
|  | 812.8875 | 0 | 0 | 8.2415e-05 | 6.6759e-05 | 0.00015279 | 0.00011628 | 0.082934 | 0.0030715 | 0.0053331 | 0.012051 | 0 | 0 | 1.7884e-05 | 8.3268e-06 | 3.4118e-05 | 3.6177e-05 | 0.019872 | 0.00073197 | 0.0012559 | 0.0028355
|  | 813.1256 | 0 | 0 | 6.7794e-05 | 3.1794e-06 | 0.00013376 | 0.00018758 | 0.083974 | 0.0030764 | 0.0052158 | 0.011765 | 0 | 0 | 7.8699e-06 | -1.147e-05 | 4.0878e-05 | 5.7694e-05 | 0.020114 | 0.00071529 | 0.0012142 | 0.0027804
|  | 813.3638 | 0 | 0 | -1.6961e-06 | -9.9514e-05 | 0.00020956 | 0.00029699 | 0.084958 | 0.0029312 | 0.0049822 | 0.011587 | 0 | 0 | 2.4553e-06 | -3.4004e-06 | 6.0964e-05 | 7.8869e-05 | 0.020394 | 0.00071587 | 0.0012163 | 0.0027715
|  | 813.6019 | 0 | 0 | 2.2318e-05 | 7.0955e-05 | 0.00030246 | 0.00036542 | 0.08633 | 0.0030813 | 0.0052333 | 0.01169 | 0 | 0 | 3.1821e-06 | 1.1077e-05 | 4.5575e-05 | 6.7774e-05 | 0.020705 | 0.00073937 | 0.0012443 | 0.0027886
|  | 813.84 | 0 | 0 | 4.4059e-06 | 2.2072e-05 | 8.0279e-05 | 0.00020375 | 0.087548 | 0.003128 | 0.0052161 | 0.011728 | 0 | 0 | 2.651e-06 | -2.0201e-06 | 4.4777e-05 | 6.1539e-05 | 0.021013 | 0.00074533 | 0.0012464 | 0.002789
|  | 814.0782 | 0 | 0 | 1.7858e-05 | -3.9037e-05 | 0.00029576 | 0.00031306 | 0.088921 | 0.0031313 | 0.0052517 | 0.011694 | 0 | 0 | -1.6083e-06 | -1.7794e-05 | 4.3028e-05 | 4.9999e-05 | 0.02133 | 0.00070469 | 0.0012145 | 0.0027375
|  | 814.3164 | 0 | 0 | -3.1364e-05 | -0.00011039 | 6.5577e-05 | 0.00010682 | 0.090204 | 0.0027865 | 0.0049476 | 0.011295 | 0 | 0 | 2.9827e-06 | -4.7853e-06 | 2.0547e-05 | 4.2985e-05 | 0.02167 | 0.00068935 | 0.0012124 | 0.0027434
|  | 814.5545 | 0 | 0 | 5.6411e-05 | 7.0206e-05 | 0.00010697 | 0.00025414 | 0.091765 | 0.0030022 | 0.0052333 | 0.011743 | 0 | 0 | 2.9241e-05 | 4.9433e-05 | 9.4785e-05 | 0.0001261 | 0.02217 | 0.00075803 | 0.0013034 | 0.0028229
|  | 814.7927 | 0 | 0 | 0.00018914 | 0.0003449 | 0.00068898 | 0.00080476 | 0.094406 | 0.0033632 | 0.0057121 | 0.011962 | 0 | 0 | 1.8932e-05 | 3.4496e-05 | 7.4603e-05 | 0.00010115 | 0.022627 | 0.00072534 | 0.0012626 | 0.0027133
|  | 815.0309 | 0 | 0 | -3.0168e-05 | -5.5255e-05 | -6.2563e-05 | 4.4602e-05 | 0.095588 | 0.0027272 | 0.0048895 | 0.01082 | 0 | 0 | 1.1347e-06 | 1.7297e-05 | 1.4627e-05 | 4.6799e-05 | 0.022952 | 0.00067066 | 0.0011724 | 0.002619
|  | 815.2691 | 0 | 0 | 3.9696e-05 | 0.00020049 | 0.00018538 | 0.00034835 | 0.097131 | 0.0029042 | 0.0049549 | 0.011171 | 0 | 0 | 3.7609e-06 | 2.641e-05 | 2.9853e-05 | 5.0193e-05 | 0.023287 | 0.00068974 | 0.0011498 | 0.0026612
|  | 815.5073 | 0 | 0 | -8.118e-06 | 2.1258e-05 | 6.5274e-05 | 7.3087e-05 | 0.098392 | 0.0028871 | 0.0046989 | 0.011174 | 0 | 0 | 1.0302e-05 | 1.566e-05 | 6.311e-05 | 7.1196e-05 | 0.023646 | 0.0007204 | 0.0011821 | 0.0026933
|  | 815.7455 | 0 | 0 | 9.4618e-05 | 0.00011023 | 0.00046462 | 0.0005247 | 0.10015 | 0.0031616 | 0.0052264 | 0.01144 | 0 | 0 | 6.545e-06 | 9.4296e-07 | 5.6349e-05 | 7.155e-05 | 0.023989 | 0.00072435 | 0.0011695 | 0.0026857
|  | 815.9837 | 0 | 0 | -3.9669e-05 | -0.00010231 | 8.469e-06 | 7.6004e-05 | 0.10125 | 0.0029197 | 0.0045921 | 0.011108 | 0 | 0 | 1.157e-05 | 2.7476e-06 | 5.041e-05 | 6.6726e-05 | 0.024331 | 0.00072985 | 0.0011746 | 0.0026733
|  | 816.2219 | 0 | 0 | 0.00013681 | 0.00012538 | 0.00041475 | 0.0004842 | 0.10303 | 0.0032078 | 0.0052695 | 0.011336 | 0 | 0 | 1.3919e-05 | -3.4237e-06 | 3.3085e-05 | 8.3695e-05 | 0.024663 | 0.00069757 | 0.0011762 | 0.0026154
|  | 816.4601 | 0 | 0 | -1.9954e-05 | -0.00015412 | -0.00013699 | 0.00021844 | 0.10403 | 0.0026484 | 0.0046052 | 0.01062 | 0 | 0 | 2.4304e-06 | 2.2781e-06 | 1.8695e-05 | 8.4014e-05 | 0.025039 | 0.00065186 | 0.0011307 | 0.0025857
|  | 816.6984 | 0 | 0 | 4.0357e-05 | 0.00017325 | 0.00029394 | 0.00048685 | 0.10617 | 0.0028239 | 0.0048868 | 0.011086 | 0 | 0 | 1.7002e-06 | 1.0114e-05 | 2.1706e-05 | 3.7651e-05 | 0.025412 | 0.00066038 | 0.001095 | 0.0025745
|  | 816.9366 | 0 | 0 | -2.6084e-05 | -8.8342e-05 | -0.00011172 | -0.00017077 | 0.10716 | 0.0027199 | 0.0043053 | 0.010527 | 0 | 0 | 5.952e-06 | 1.026e-05 | 4.4738e-05 | 2.8574e-05 | 0.025764 | 0.00069449 | 0.0011213 | 0.0025155
|  | 817.1749 | 0 | 0 | 7.6046e-05 | 0.00017447 | 0.00048726 | 0.00041063 | 0.10911 | 0.0031098 | 0.0051075 | 0.010589 | 0 | 0 | -7.9671e-07 | 3.0055e-06 | 3.604e-05 | 4.8879e-05 | 0.02613 | 0.00068775 | 0.0011454 | 0.0024618
|  | 817.4131 | 0 | 0 | -8.2734e-05 | -0.00014924 | -0.00018473 | -3.2548e-07 | 0.11023 | 0.0026633 | 0.004507 | 0.010076 | 0 | 0 | 4.2514e-06 | 8.3548e-06 | 1.7449e-05 | 4.4347e-05 | 0.026547 | 0.00065662 | 0.0011275 | 0.0024522
|  | 817.6514 | 0 | 0 | 0.00011842 | 0.00021937 | 0.00033119 | 0.00037256 | 0.1126 | 0.0028483 | 0.004957 | 0.010508 | 0 | 0 | 8.3513e-06 | 1.2575e-05 | 1.8698e-05 | 3.2811e-05 | 0.026987 | 0.00064558 | 0.0010876 | 0.0024549
|  | 817.8897 | 0 | 0 | -4.832e-05 | -0.00011382 | -0.00017424 | -9.7153e-05 | 0.11392 | 0.0025706 | 0.0041723 | 0.010098 | 0 | 0 | 4.9252e-06 | 3.2423e-06 | 3.4392e-05 | 3.7926e-05 | 0.027399 | 0.00066862 | 0.0011306 | 0.0024588
|  | 818.128 | 0 | 0 | 8.9658e-05 | 0.00014103 | 0.00046289 | 0.00041547 | 0.11605 | 0.0030412 | 0.0053171 | 0.010539 | 0 | 0 | 5.3771e-06 | 2.8578e-06 | 2.4684e-05 | 2.2054e-05 | 0.027775 | 0.00068044 | 0.0011577 | 0.002443
|  | 818.3663 | 0 | 0 | -4.4528e-05 | -0.00011704 | -0.00025571 | -0.00023037 | 0.11707 | 0.0026699 | 0.0044001 | 0.0099656 | 0 | 0 | 8.3746e-06 | 1.0201e-05 | 1.6246e-05 | 3.8762e-05 | 0.028206 | 0.00069144 | 0.0011195 | 0.0024266
|  | 818.6046 | 0 | 0 | 0.00011481 | 0.00020266 | 0.00039206 | 0.00055569 | 0.11966 | 0.0031332 | 0.004996 | 0.010401 | 0 | 0 | 1.105e-05 | 1.0415e-05 | 2.564e-05 | 4.8166e-05 | 0.028648 | 0.00070349 | 0.0011168 | 0.0024296
|  | 818.8429 | 0 | 0 | -2.2077e-05 | -0.00011525 | -0.00017687 | -0.00015144 | 0.12078 | 0.002771 | 0.0043768 | 0.0099906 | 0 | 0 | 1.0693e-05 | 8.5259e-06 | 3.2443e-05 | 5.0991e-05 | 0.029082 | 0.00070274 | 0.0011509 | 0.0024407
|  | 819.0812 | 0 | 0 | 0.00011181 | 0.0001868 | 0.00044914 | 0.00057936 | 0.12328 | 0.0031264 | 0.005282 | 0.010492 | 0 | 0 | 6.1055e-06 | -5.0578e-06 | 1.4169e-05 | 5.3141e-05 | 0.029528 | 0.00067077 | 0.0011463 | 0.0024318
|  | 819.3195 | 0 | 0 | -6.0577e-05 | -0.00022924 | -0.00033023 | -0.0001334 | 0.12452 | 0.0025027 | 0.0043377 | 0.0099162 | 0 | 0 | 1.2274e-05 | -3.9885e-06 | 2.937e-05 | 4.178e-05 | 0.029991 | 0.00065768 | 0.0011117 | 0.0024367
|  | 819.5578 | 0 | 0 | 0.00016358 | 0.00019577 | 0.00057669 | 0.00048401 | 0.12715 | 0.0030163 | 0.0049915 | 0.010532 | 0 | 0 | 2.6812e-06 | -4.0408e-07 | 3.8334e-05 | 2.4529e-05 | 0.030429 | 0.0006661 | 0.0010984 | 0.0024178
|  | 819.7962 | 0 | 0 | -0.00014108 | -0.00019916 | -0.00025502 | -0.00027818 | 0.12819 | 0.0025732 | 0.0042259 | 0.0097566 | 0 | 0 | -2.6339e-06 | 2.5272e-06 | 5.9104e-05 | 3.9828e-05 | 0.030877 | 0.00068097 | 0.0011197 | 0.0024037
|  | 820.0345 | 0 | 0 | 0.00011898 | 0.00022037 | 0.00075098 | 0.00061239 | 0.13091 | 0.0031411 | 0.0051696 | 0.010414 | 0 | 0 | -2.6309e-06 | -1.2995e-05 | 5.7367e-05 | 4.075e-05 | 0.031339 | 0.00065532 | 0.0010968 | 0.0023535
|  | 820.2729 | 0 | 0 | -0.00014106 | -0.00032941 | -0.00026963 | -0.00027047 | 0.13204 | 0.0023575 | 0.0040337 | 0.0093338 | 0 | 0 | -2.0494e-06 | -8.9093e-06 | 2.3887e-05 | 4.4447e-05 | 0.031817 | 0.00063322 | 0.0010757 | 0.0023121
|  | 820.5112 | 0 | 0 | 0.00012386 | 0.00025466 | 0.00047005 | 0.00064341 | 0.13492 | 0.0029556 | 0.0049924 | 0.010066 | 0 | 0 | -3.9851e-07 | 3.8987e-06 | 9.0987e-06 | 2.9478e-05 | 0.032306 | 0.0006308 | 0.0010561 | 0.0023137
|  | 820.7496 | 0 | 0 | -0.0001272 | -0.00022195 | -0.00039371 | -0.00039608 | 0.13613 | 0.002337 | 0.0038683 | 0.0093467 | 0 | 0 | 2.641e-06 | 7.2329e-06 | -3.2259e-08 | 3.5942e-05 | 0.032794 | 0.00063898 | 0.0010804 | 0.0023033
|  | 820.988 | 0 | 0 | 0.00014936 | 0.00028263 | 0.00039344 | 0.00069764 | 0.13902 | 0.0030242 | 0.0051968 | 0.0099792 | 0 | 0 | 2.7264e-06 | 1.9868e-06 | -1.3873e-05 | 4.4626e-05 | 0.033271 | 0.00063582 | 0.0010815 | 0.002324
|  | 821.2264 | 0 | 0 | -0.00012649 | -0.00026596 | -0.00050983 | -0.00032325 | 0.14011 | 0.00231 | 0.0038764 | 0.0095187 | 0 | 0 | -3.0936e-06 | -9.9131e-06 | -1.2242e-05 | 4.4933e-05 | 0.033741 | 0.00059437 | 0.0010073 | 0.0022807
|  | 821.4647 | 0 | 0 | 0.00010053 | 0.0001828 | 0.00040713 | 0.00070021 | 0.14296 | 0.0026765 | 0.0045745 | 0.0096151 | 0 | 0 | 2.928e-06 | -2.249e-05 | -1.0316e-05 | 4.5034e-05 | 0.034222 | 0.0006016 | 0.0010165 | 0.0022365
|  | 821.7032 | 0 | 0 | -7.597e-05 | -0.00037147 | -0.00049367 | -0.00032241 | 0.14413 | 0.0023705 | 0.003953 | 0.0091471 | 0 | 0 | 1.2803e-05 | -6.4672e-06 | 5.6222e-06 | 2.9248e-05 | 0.034757 | 0.00063335 | 0.0010677 | 0.0022437
|  | 821.9416 | 0 | 0 | 0.00018338 | 0.00031721 | 0.00054084 | 0.00056779 | 0.14745 | 0.0029428 | 0.0050043 | 0.0096759 | 0 | 0 | -2.8251e-06 | 9.8628e-06 | 8.746e-06 | 4.2872e-05 | 0.035262 | 0.00062621 | 0.001038 | 0.0021991
|  | 822.18 | 0 | 0 | -0.00020707 | -0.00023448 | -0.00046747 | -0.00020815 | 0.14835 | 0.0023101 | 0.003703 | 0.0087715 | 0 | 0 | -2.8691e-06 | 5.1218e-06 | 7.5872e-06 | 5.1834e-05 | 0.035739 | 0.00063509 | 0.0010556 | 0.0022133
|  | 822.4184 | 0 | 0 | 0.00018301 | 0.00027744 | 0.00053112 | 0.00064296 | 0.15145 | 0.0030173 | 0.0051524 | 0.0097948 | 0 | 0 | 3.5425e-06 | 4.1123e-06 | -2.5487e-06 | 2.5974e-05 | 0.036208 | 0.00063909 | 0.0010482 | 0.0021853
|  | 822.6568 | 0 | 0 | -0.00015329 | -0.00024295 | -0.0005525 | -0.00042508 | 0.15226 | 0.0023435 | 0.00364 | 0.0085361 | 0 | 0 | 2.0337e-06 | 7.0441e-06 | 3.1878e-05 | 2.5441e-05 | 0.036708 | 0.00061037 | 0.0010484 | 0.0021401
|  | 822.8953 | 0 | 0 | 0.00017035 | 0.00030203 | 0.00081989 | 0.00063848 | 0.15564 | 0.0027762 | 0.0051541 | 0.009415 | 0 | 0 | 3.9573e-06 | 3.9502e-06 | 4.3756e-05 | 3.7315e-05 | 0.037224 | 0.00061564 | 0.0010666 | 0.0021761
|  | 823.1337 | 0 | 0 | -0.00013716 | -0.0002689 | -0.00045287 | -0.00032549 | 0.15659 | 0.0023876 | 0.003792 | 0.0088376 | 0 | 0 | 2.1476e-06 | 1.5343e-08 | 2.7522e-05 | 6.5984e-05 | 0.037794 | 0.0006208 | 0.0010253 | 0.0021528
|  | 823.3722 | 0 | 0 | 0.00015517 | 0.00026903 | 0.0006837 | 0.0008789 | 0.16039 | 0.0028191 | 0.0048073 | 0.0092187 | 0 | 0 | 5.8687e-06 | -2.3975e-06 | 1.693e-05 | 6.9465e-05 | 0.038341 | 0.00060727 | 0.0010097 | 0.0021684
|  | 823.6106 | 0 | 0 | -0.00010595 | -0.00028914 | -0.0005417 | -0.00029629 | 0.16118 | 0.0022742 | 0.0036616 | 0.0089676 | 0 | 0 | 1.2035e-05 | 1.2556e-05 | 1.2634e-05 | 5.6427e-05 | 0.03891 | 0.00060786 | 0.0010761 | 0.0021964
|  | 823.8491 | 0 | 0 | 0.00020689 | 0.00039444 | 0.00064766 | 0.00076955 | 0.16516 | 0.0028241 | 0.0053638 | 0.0094538 | 0 | 0 | 7.1317e-06 | 8.3593e-06 | 4.1578e-05 | 3.6901e-05 | 0.039484 | 0.00058233 | 0.0010529 | 0.0021056
|  | 824.0876 | 0 | 0 | -0.00014708 | -0.00032434 | -0.00029897 | -0.00046008 | 0.16597 | 0.0020596 | 0.0034661 | 0.0082046 | 0 | 0 | 3.8442e-06 | 5.2044e-06 | 8.6722e-05 | 3.6306e-05 | 0.040089 | 0.00060349 | 0.0010373 | 0.0020958
|  | 824.326 | 0 | 0 | 0.00017932 | 0.00036799 | 0.0010263 | 0.00076456 | 0.17024 | 0.0030015 | 0.0052329 | 0.0093722 | 0 | 0 | 5.3695e-06 | 1.9332e-05 | 5.0244e-05 | 6.2888e-05 | 0.040724 | 0.00060676 | 0.0010318 | 0.0021151
|  | 824.5645 | 0 | 0 | -0.00013429 | -0.00020587 | -0.00060491 | -0.00023717 | 0.17127 | 0.0020869 | 0.0034195 | 0.0083656 | 0 | 0 | 6.6704e-06 | 1.2717e-05 | -9.9691e-06 | 7.5958e-05 | 0.041323 | 0.00058863 | 0.00097902 | 0.0020486
|  | 824.803 | 0 | 0 | 0.00019022 | 0.00031251 | 0.00052131 | 0.00087413 | 0.17525 | 0.0028492 | 0.0047903 | 0.0088138 | 0 | 0 | 1.3613e-05 | 1.1284e-06 | 2.1657e-05 | 7.7901e-05 | 0.041959 | 0.00060026 | 0.00096184 | 0.002021
|  | 825.0415 | 0 | 0 | -7.6073e-05 | -0.00030305 | -0.00033971 | -0.0002209 | 0.17659 | 0.0021842 | 0.0032751 | 0.0081326 | 0 | 0 | 1.4651e-05 | 7.1999e-06 | 5.039e-05 | 6.1516e-05 | 0.042543 | 0.00060853 | 0.00094685 | 0.0020636
|  | 825.28 | 0 | 0 | 0.00019892 | 0.00036342 | 0.00076225 | 0.00073674 | 0.18015 | 0.0029186 | 0.0046646 | 0.0091713 | 0 | 0 | 1.5778e-05 | 1.3628e-05 | 5.3038e-05 | 4.283e-05 | 0.043154 | 0.00061222 | 0.0010062 | 0.0020866
|  | 825.5186 | 0 | 0 | -6.6626e-05 | -0.00024915 | -0.00031752 | -0.00037761 | 0.1817 | 0.0022149 | 0.0037726 | 0.0083252 | 0 | 0 | 5.8163e-06 | 6.5875e-06 | 3.8454e-05 | 5.4878e-05 | 0.043846 | 0.00060061 | 0.0010175 | 0.0020613
|  | 825.7571 | 0 | 0 | 0.00011539 | 0.00030438 | 0.00063995 | 0.00083775 | 0.18593 | 0.002821 | 0.0047587 | 0.0089582 | 0 | 0 | -1.8514e-06 | -1.1447e-05 | 2.8022e-05 | 5.8845e-05 | 0.044462 | 0.000576 | 0.00099002 | 0.0020097
|  | 825.9956 | 0 | 0 | -0.00013092 | -0.00040036 | -0.00040501 | -0.00034438 | 0.18685 | 0.0020084 | 0.003542 | 0.0078917 | 0 | 0 | -4.6391e-06 | -1.035e-05 | 6.118e-06 | 2.9489e-05 | 0.045062 | 0.00055876 | 0.00095936 | 0.0019937
|  | 826.2342 | 0 | 0 | 9.2021e-05 | 0.00031358 | 0.0004563 | 0.00059162 | 0.19096 | 0.0026765 | 0.0045017 | 0.0088239 | 0 | 0 | -8.4164e-07 | 8.3017e-06 | -4.9617e-06 | 5.2222e-05 | 0.045733 | 0.00057701 | 0.00093151 | 0.0020438
|  | 826.4727 | 0 | 0 | -9.9077e-05 | -0.00024398 | -0.0004979 | -0.00015379 | 0.19246 | 0.0021612 | 0.0033081 | 0.0083116 | 0 | 0 | 2.7098e-06 | 3.3469e-06 | 1.9653e-06 | 6.9408e-05 | 0.046425 | 0.0005544 | 0.00092217 | 0.0019935
|  | 826.7113 | 0 | 0 | 0.0001218 | 0.00027204 | 0.00051438 | 0.00073568 | 0.19675 | 0.0024867 | 0.004423 | 0.0084012 | 0 | 0 | -6.1526e-06 | 1.9789e-06 | 1.9177e-05 | 5.7715e-05 | 0.047176 | 0.00053808 | 0.00093466 | 0.0019397
|  | 826.9499 | 0 | 0 | -0.00017337 | -0.00025545 | -0.00035361 | -0.00025184 | 0.19875 | 0.0020242 | 0.0034125 | 0.0078599 | 0 | 0 | -6.2667e-07 | 8.8253e-06 | 3.2287e-05 | 6.0918e-05 | 0.047912 | 0.00056464 | 0.00093939 | 0.0019827
|  | 827.1884 | 0 | 0 | 0.00016812 | 0.00032943 | 0.00062428 | 0.00076254 | 0.20291 | 0.0027093 | 0.0044626 | 0.0087615 | 0 | 0 | 6.4101e-06 | 5.6034e-06 | 2.8943e-05 | 5.9806e-05 | 0.048579 | 0.00057401 | 0.00093644 | 0.0019608
|  | 827.427 | 0 | 0 | -0.00011439 | -0.00028246 | -0.00038165 | -0.00026119 | 0.20432 | 0.0021025 | 0.0033875 | 0.0076755 | 0 | 0 | -1.2496e-06 | -1.2309e-05 | 3.2345e-05 | 4.1918e-05 | 0.049258 | 0.00057926 | 0.00095955 | 0.0019358
|  | 827.6656 | 0 | 0 | 0.00010391 | 0.00017928 | 0.00065279 | 0.00061257 | 0.20859 | 0.0027532 | 0.004656 | 0.0085515 | 0 | 0 | -1.4972e-06 | -1.5746e-05 | 4.131e-05 | 4.9274e-05 | 0.049948 | 0.00058494 | 0.00095876 | 0.0019486
|  | 827.9042 | 0 | 0 | -0.00011646 | -0.00031127 | -0.00030652 | -0.00019954 | 0.21009 | 0.0021499 | 0.0033805 | 0.007782 | 0 | 0 | 3.0952e-06 | -1.581e-05 | 3.5903e-05 | 3.678e-05 | 0.05064 | 0.00058354 | 0.00095279 | 0.0019262
|  | 828.1428 | 0 | 0 | 0.00014241 | 0.00017875 | 0.00060746 | 0.00050784 | 0.21439 | 0.0027415 | 0.004606 | 0.0083639 | 0 | 0 | 5.5205e-06 | -1.7797e-06 | 2.8719e-05 | 2.489e-05 | 0.051397 | 0.0005928 | 0.000989 | 0.0019715
|  | 828.3814 | 0 | 0 | -9.6133e-05 | -0.00019367 | -0.00036675 | -0.00029922 | 0.21641 | 0.0022274 | 0.0036837 | 0.0081613 | 0 | 0 | 7.3001e-06 | 7.3301e-06 | 1.7345e-05 | 2.4635e-05 | 0.052105 | 0.00058383 | 0.00097425 | 0.0019668
|  | 828.62 | 0 | 0 | 0.00015732 | 0.0002551 | 0.00051213 | 0.00050569 | 0.2203 | 0.002666 | 0.004482 | 0.0083235 | 0 | 0 | 8.1521e-06 | 1.6424e-06 | 3.5952e-05 | 4.7055e-05 | 0.052807 | 0.00056997 | 0.00093543 | 0.0018911
|  | 828.8587 | 0 | 0 | -8.8996e-05 | -0.00024134 | -0.00021081 | -0.00011132 | 0.22228 | 0.002111 | 0.003358 | 0.007526 | 0 | 0 | 7.2977e-06 | 5.0656e-06 | 3.6488e-05 | 6.7478e-05 | 0.053551 | 0.0005523 | 0.00091348 | 0.0018672
|  | 829.0973 | 0 | 0 | 0.00015016 | 0.00028379 | 0.0005166 | 0.00067683 | 0.22652 | 0.0025178 | 0.0042977 | 0.008123 | 0 | 0 | 1.3807e-05 | 1.8158e-05 | 4.4417e-05 | 7.8252e-05 | 0.054309 | 0.00055414 | 0.00092192 | 0.0018765
|  | 829.3359 | 0 | 0 | -3.4441e-05 | -0.00013162 | -0.00014435 | -2.1014e-05 | 0.22863 | 0.0021264 | 0.0034287 | 0.0076035 | 0 | 0 | 1.0591e-05 | 2.0495e-05 | 5.8012e-05 | 5.9025e-05 | 0.055032 | 0.00055521 | 0.00091711 | 0.0018482
|  | 829.5746 | 0 | 0 | 0.0001232 | 0.00030337 | 0.00063052 | 0.00051567 | 0.23257 | 0.0025266 | 0.0042571 | 0.0078854 | 0 | 0 | 1.0546e-05 | 2.0583e-05 | 5.2823e-05 | 5.3656e-05 | 0.055793 | 0.00055619 | 0.00091922 | 0.0018223
|  | 829.8132 | 0 | 0 | -3.4814e-05 | -0.00013088 | -0.00018783 | -6.6008e-05 | 0.23501 | 0.0021346 | 0.0034464 | 0.0073865 | 0 | 0 | 6.187e-06 | -2.0443e-06 | 3.1412e-05 | 5.5306e-05 | 0.056585 | 0.00054694 | 0.00091776 | 0.0018119
|  | 830.0519 | 0 | 0 | 8.666e-05 | 0.00011375 | 0.00045106 | 0.00052946 | 0.23916 | 0.0024487 | 0.0042442 | 0.0077972 | 0 | 0 | -1.1688e-06 | -1.1578e-05 | 3.375e-05 | 4.707e-05 | 0.057361 | 0.00051147 | 0.00094079 | 0.0017851
|  | 830.2906 | 0 | 0 | -9.6454e-05 | -0.00021077 | -0.00016824 | -0.00013503 | 0.24151 | 0.0018373 | 0.0036394 | 0.0071619 | 0 | 0 | 4.0402e-06 | -8.3794e-06 | 3.2545e-05 | 3.6558e-05 | 0.058184 | 0.00049509 | 0.00094662 | 0.0017957
|  | 830.5293 | 0 | 0 | 0.00013031 | 0.00014056 | 0.00044095 | 0.00044136 | 0.24604 | 0.0023113 | 0.0042928 | 0.0078853 | 0 | 0 | 3.3664e-06 | -5.7669e-06 | 4.8263e-05 | 4.1847e-05 | 0.059023 | 0.00051556 | 0.00093117 | 0.0017902
|  | 830.768 | 0 | 0 | -0.0001021 | -0.00018888 | -3.6552e-05 | -9.0724e-05 | 0.24852 | 0.0020086 | 0.0035095 | 0.007115 | 0 | 0 | 2.3625e-06 | -1.0097e-05 | 4.8058e-05 | 3.5915e-05 | 0.059866 | 0.00053636 | 0.00093591 | 0.0017546
|  | 831.0066 | 0 | 0 | 0.0001219 | 0.00010428 | 0.00043923 | 0.00039166 | 0.2531 | 0.0024855 | 0.0043325 | 0.0075873 | 0 | 0 | 1.1543e-05 | -1.1924e-06 | 2.2253e-05 | 3.0871e-05 | 0.060744 | 0.00055026 | 0.00094397 | 0.0017764
|  | 831.2453 | 0 | 0 | -2.5182e-05 | -0.00011427 | -0.00025278 | -0.000133 | 0.25586 | 0.0021249 | 0.0035768 | 0.0072966 | 0 | 0 | 2.9387e-06 | 5.713e-07 | -9.0617e-06 | 4.1367e-05 | 0.06157 | 0.00053676 | 0.00088591 | 0.0017915
|  | 831.4841 | 0 | 0 | 4.9803e-05 | 0.00011905 | 0.00017686 | 0.00047959 | 0.26 | 0.0023722 | 0.0038457 | 0.0077131 | 0 | 0 | -3.3952e-06 | -1.08e-06 | -5.462e-06 | 6.8854e-05 | 0.062382 | 0.00053563 | 0.00086609 | 0.0017767
|  | 831.7228 | 0 | 0 | -7.8248e-05 | -0.0001281 | -0.00022262 | 9.7271e-05 | 0.26264 | 0.0021153 | 0.0034104 | 0.0071721 | 0 | 0 | 9.7543e-07 | -3.827e-06 | 8.1835e-06 | 7.1952e-05 | 0.063197 | 0.00053787 | 0.00090248 | 0.0017453
|  | 831.9615 | 0 | 0 | 8.6421e-05 | 9.6039e-05 | 0.00029118 | 0.00050554 | 0.26683 | 0.002391 | 0.0041506 | 0.0074504 | 0 | 0 | 7.1962e-06 | -7.3326e-06 | 1.9064e-05 | 5.2163e-05 | 0.064061 | 0.00054276 | 0.00093048 | 0.0017369
|  | 832.2002 | 0 | 0 | -2.6136e-05 | -0.00015747 | -0.00013147 | -6.8555e-05 | 0.26983 | 0.0021559 | 0.0036443 | 0.0070998 | 0 | 0 | 4.7386e-06 | -9.1504e-06 | 5.7668e-06 | 3.0103e-05 | 0.064895 | 0.00054987 | 0.00092225 | 0.001711
|  | 832.439 | 0 | 0 | 6.5832e-05 | 8.0811e-05 | 0.00017978 | 0.00032074 | 0.27382 | 0.0024505 | 0.0040816 | 0.0072336 | 0 | 0 | 2.0051e-06 | 4.4566e-07 | 9.8781e-06 | 4.8515e-05 | 0.065739 | 0.00055517 | 0.00091046 | 0.0016934
|  | 832.6777 | 0 | 0 | -4.9034e-05 | -7.7078e-05 | -9.7028e-05 | 8.5683e-05 | 0.2769 | 0.0022003 | 0.0035456 | 0.0069528 | 0 | 0 | 2.9146e-06 | -3.2005e-06 | 2.5913e-05 | 6.3189e-05 | 0.066584 | 0.00054929 | 0.00087482 | 0.0016918
|  | 832.9165 | 0 | 0 | 7.3449e-05 | 5.0269e-05 | 0.00031409 | 0.00044363 | 0.28085 | 0.0024009 | 0.0037825 | 0.0072184 | 0 | 0 | 8.2614e-06 | -8.1891e-06 | 2.6792e-05 | 6.6584e-05 | 0.067487 | 0.00054231 | 0.00087002 | 0.001712
|  | 833.1552 | 0 | 0 | -4.2457e-06 | -0.00011887 | -8.9661e-05 | 0.00011412 | 0.28446 | 0.0021419 | 0.0035053 | 0.007122 | 0 | 0 | 6.1961e-06 | -4.2388e-06 | 3.043e-05 | 4.9312e-05 | 0.068406 | 0.00052328 | 0.00086101 | 0.0017218
|  | 833.394 | 0 | 0 | 5.6146e-05 | 8.336e-05 | 0.00034455 | 0.00029894 | 0.28853 | 0.0022412 | 0.0037067 | 0.0073003 | 0 | 0 | 8.8126e-06 | 4.0757e-06 | 3.583e-05 | 3.7617e-05 | 0.069245 | 0.0005109 | 0.00085248 | 0.0016845
|  | 833.6328 | 0 | 0 | 1.7671e-05 | -4.9221e-05 | -4.4425e-05 | 1.6152e-05 | 0.29148 | 0.0020382 | 0.0034338 | 0.0068093 | 0 | 0 | 1.0318e-05 | -5.1719e-06 | 2.0181e-05 | 4.9021e-05 | 0.070123 | 0.00050372 | 0.00085894 | 0.0016256
|  | 833.8716 | 0 | 0 | 6.8748e-05 | 5.9034e-06 | 0.00021346 | 0.00039443 | 0.29583 | 0.0021808 | 0.0037602 | 0.0068062 | 0 | 0 | 1.1785e-05 | -1.5535e-06 | 3.5711e-05 | 7.0068e-05 | 0.071062 | 0.00051328 | 0.00089197 | 0.001652
|  | 834.1104 | 0 | 0 | 2.9955e-05 | -1.8915e-05 | 8.5647e-05 | 0.00019243 | 0.29935 | 0.0021182 | 0.0037105 | 0.0070306 | 0 | 0 | 1.239e-05 | 1.3773e-05 | 3.8423e-05 | 5.6978e-05 | 0.07205 | 0.00052101 | 0.00089682 | 0.0016938
|  | 834.3492 | 0 | 0 | 7.3816e-05 | 0.00013426 | 0.00023615 | 0.00028477 | 0.30408 | 0.0022453 | 0.0038006 | 0.0071556 | 0 | 0 | 4.6921e-06 | 1.1992e-05 | 2.6056e-05 | 4.6527e-05 | 0.073131 | 0.00052089 | 0.00084451 | 0.0016416
|  | 834.588 | 0 | 0 | -3.4521e-05 | -3.3831e-05 | -1.7942e-05 | 0.00010488 | 0.30838 | 0.002117 | 0.0032721 | 0.0065929 | 0 | 0 | -4.3913e-06 | -4.4217e-06 | 2.5837e-05 | 4.6301e-05 | 0.074161 | 0.00052954 | 0.00082033 | 0.0016082
|  | 834.8268 | 0 | 0 | -2.2557e-06 | -3.2005e-06 | 0.00023432 | 0.00028288 | 0.3127 | 0.0023178 | 0.0035981 | 0.0068751 | 0 | 0 | -2.782e-06 | -1.0014e-05 | 4.8993e-05 | 4.7064e-05 | 0.075179 | 0.00053166 | 0.00084432 | 0.0016284
|  | 835.0656 | 0 | 0 | -2.1042e-05 | -8.066e-05 | 0.00017597 | 0.00011125 | 0.31689 | 0.0021346 | 0.0034726 | 0.006762 | 0 | 0 | -2.3008e-06 | -6.7773e-07 | 4.5642e-05 | 3.3968e-05 | 0.076192 | 0.00049535 | 0.00082356 | 0.0016056
|  | 835.3044 | 0 | 0 | 1.7755e-06 | 7.4985e-05 | 0.00020624 | 0.0001732 | 0.32116 | 0.0020135 | 0.003424 | 0.0066833 | 0 | 0 | -2.6908e-06 | 8.3918e-06 | 3.7429e-05 | 3.5732e-05 | 0.077198 | 0.00048066 | 0.00079166 | 0.0015907
|  | 835.5433 | 0 | 0 | -2.4308e-05 | -4.7139e-06 | 0.00010719 | 0.00012601 | 0.32528 | 0.0020115 | 0.0032053 | 0.006637 | 0 | 0 | -2.9379e-06 | -1.8972e-06 | 1.6835e-05 | 4.1697e-05 | 0.078253 | 0.00047546 | 0.00077407 | 0.0015669
|  | 835.7821 | 0 | 0 | -2.9345e-07 | -1.1173e-05 | 3.3786e-05 | 0.00022315 | 0.33 | 0.0019699 | 0.0032767 | 0.0064837 | 0 | 0 | -7.8924e-07 | -3.1933e-06 | 4.2686e-06 | 4.5057e-05 | 0.079359 | 0.00047167 | 0.00078675 | 0.0015621
|  | 836.0209 | 0 | 0 | -6.3152e-06 | -1.5567e-05 | 1.9568e-06 | 0.00015413 | 0.33451 | 0.0019796 | 0.0033111 | 0.0065964 | 0 | 0 | -3.0959e-06 | -3.5257e-06 | 4.1631e-06 | 2.6357e-05 | 0.080409 | 0.00048277 | 0.00079042 | 0.0015573
|  | 836.2598 | 0 | 0 | -1.9607e-05 | -1.3954e-05 | 3.2901e-05 | 6.6563e-05 | 0.33877 | 0.0020627 | 0.0033072 | 0.0064433 | 0 | 0 | 1.1412e-07 | -2.3633e-06 | 1.8143e-05 | 2.4149e-05 | 0.08145 | 0.0004839 | 0.00079814 | 0.0015196
|  | 836.4987 | 0 | 0 | 2.0563e-05 | -5.8338e-06 | 0.00011901 | 0.00013564 | 0.34322 | 0.0019891 | 0.0033757 | 0.0062804 | 0 | 0 | 7.7388e-06 | -8.4122e-07 | 3.8353e-05 | 3.6927e-05 | 0.082527 | 0.00048746 | 0.00082832 | 0.0015369
|  | 836.7376 | 0 | 0 | 4.4229e-05 | -1.2092e-06 | 0.0002021 | 0.00017353 | 0.34772 | 0.0020921 | 0.0035593 | 0.0065869 | 0 | 0 | 1.0601e-05 | 7.8121e-06 | 5.6602e-05 | 5.5008e-05 | 0.083607 | 0.00051016 | 0.00085839 | 0.0015966
|  | 836.9764 | 0 | 0 | 4.4523e-05 | 6.6615e-05 | 0.0002718 | 0.00028701 | 0.35226 | 0.0021791 | 0.0036275 | 0.0067807 | 0 | 0 | 3.2168e-06 | 8.4439e-06 | 4.055e-05 | 5.6654e-05 | 0.084678 | 0.00049503 | 0.00083552 | 0.0015724
|  | 837.2153 | 0 | 0 | -1.7591e-05 | 4.0777e-06 | 6.7692e-05 | 0.0001873 | 0.35666 | 0.0019653 | 0.0033675 | 0.0063833 | 0 | 0 | -2.2216e-06 | 2.8887e-06 | 2.1723e-05 | 5.1533e-05 | 0.085767 | 0.00048289 | 0.00081342 | 0.0015126
|  | 837.4542 | 0 | 0 | -1.0082e-06 | 2.0107e-05 | 0.00011417 | 0.00024414 | 0.36138 | 0.0020774 | 0.0034425 | 0.0062802 | 0 | 0 | -8.8435e-07 | -2.4365e-06 | 1.5461e-05 | 4.3323e-05 | 0.086847 | 0.000479 | 0.00080726 | 0.0015003
|  | 837.6931 | 0 | 0 | -6.3953e-06 | -4.0505e-05 | 1.5262e-05 | 0.00011855 | 0.36568 | 0.0019326 | 0.0033157 | 0.0062798 | 0 | 0 | 4.7293e-06 | 3.4745e-09 | 2.481e-05 | 5.16e-05 | 0.087899 | 0.0004737 | 0.00080239 | 0.0015015
|  | 837.932 | 0 | 0 | 4.5984e-05 | 4.0534e-05 | 0.00019242 | 0.00031339 | 0.37012 | 0.0020328 | 0.0034012 | 0.0062892 | 0 | 0 | 3.2554e-06 | -1.1311e-05 | 2.8948e-05 | 5.7251e-05 | 0.08894 | 0.00046864 | 0.00077429 | 0.0014704
|  | 838.1709 | 0 | 0 | -1.8733e-05 | -0.00013522 | 4.9915e-05 | 0.00016588 | 0.37443 | 0.0018903 | 0.0030807 | 0.0060201 | 0 | 0 | 4.7772e-06 | -1.7918e-05 | 1.8167e-05 | 4.9587e-05 | 0.090126 | 0.00046291 | 0.00075637 | 0.0014663
|  | 838.4099 | 0 | 0 | 5.8721e-05 | -1.476e-05 | 0.00010216 | 0.0002492 | 0.37998 | 0.0019846 | 0.0032507 | 0.0062539 | 0 | 0 | 6.7016e-06 | -6.0303e-06 | -1.6233e-06 | 2.9492e-05 | 0.091337 | 0.00045444 | 0.00075802 | 0.00148
|  | 838.6488 | 0 | 0 | -2.6239e-06 | -3.5718e-05 | -0.00011574 | -2.334e-06 | 0.38457 | 0.0018194 | 0.0030945 | 0.006135 | 0 | 0 | 9.4504e-06 | 1.0957e-05 | 9.2944e-06 | 4.7101e-05 | 0.092443 | 0.00046491 | 0.00077885 | 0.0015026
|  | 838.8877 | 0 | 0 | 8.1727e-05 | 0.00012744 | 0.00019354 | 0.00039658 | 0.38921 | 0.0020721 | 0.0034247 | 0.0064423 | 0 | 0 | 1.0716e-05 | 7.7032e-06 | 2.3623e-05 | 5.9528e-05 | 0.093504 | 0.00049296 | 0.00080162 | 0.0015285
|  | 839.1267 | 0 | 0 | 7.9634e-06 | -6.296e-05 | 4.1819e-06 | 0.00010167 | 0.39342 | 0.002054 | 0.0032848 | 0.0063512 | 0 | 0 | 6.4774e-06 | 2.5324e-07 | 3.9426e-05 | 5.4915e-05 | 0.094686 | 0.00049645 | 0.00082017 | 0.0015131
|  | 839.3656 | 0 | 0 | 4.6252e-05 | 6.5079e-05 | 0.00032581 | 0.00035797 | 0.3991 | 0.0021013 | 0.00358 | 0.0063135 | 0 | 0 | -2.7166e-06 | -7.4176e-06 | 3.4053e-05 | 4.2771e-05 | 0.095815 | 0.00046949 | 0.00079093 | 0.0014605
|  | 839.6046 | 0 | 0 | -6.8988e-05 | -0.00012716 | -4.0804e-05 | 9.1933e-09 | 0.40283 | 0.0018281 | 0.0030398 | 0.0059103 | 0 | 0 | -1.0846e-06 | -6.9725e-06 | 2.8739e-05 | 4.002e-05 | 0.096868 | 0.00046729 | 0.00077822 | 0.0014565
|  | 839.8436 | 0 | 0 | 5.9911e-05 | 6.8807e-05 | 0.00028132 | 0.00033493 | 0.40788 | 0.0020828 | 0.0034733 | 0.0062791 | 0 | 0 | 3.6202e-06 | -2.1716e-06 | 2.8024e-05 | 3.2086e-05 | 0.097962 | 0.00045649 | 0.00075042 | 0.0014644
|  | 840.0825 | 0 | 0 | -2.9614e-05 | -8.6981e-05 | -4.6794e-05 | -6.6404e-05 | 0.41195 | 0.0017375 | 0.0028068 | 0.0059766 | 0 | 0 | 6.6642e-06 | 4.6632e-06 | 4.8813e-05 | 2.5828e-05 | 0.099186 | 0.00045809 | 0.00074571 | 0.0014616
|  | 840.3215 | 0 | 0 | 8.5386e-05 | 0.00012601 | 0.00045531 | 0.00028256 | 0.41812 | 0.0020962 | 0.003434 | 0.0062555 | 0 | 0 | 7.7015e-06 | -2.0505e-06 | 4.5629e-05 | 2.2167e-05 | 0.10042 | 0.00046116 | 0.00076402 | 0.00144
|  | 840.5605 | 0 | 0 | -2.0935e-05 | -0.00014317 | -7.346e-05 | -9.7053e-05 | 0.42224 | 0.0017631 | 0.0029598 | 0.0057949 | 0 | 0 | 2.1725e-06 | -2.5995e-06 | 1.9076e-05 | 4.3129e-05 | 0.10158 | 0.00044179 | 0.00074635 | 0.0014052
|  | 840.7995 | 0 | 0 | 3.9115e-05 | 0.00012141 | 0.00023309 | 0.00045796 | 0.42783 | 0.0019339 | 0.0032858 | 0.0059638 | 0 | 0 | -7.6062e-06 | -3.5752e-06 | 1.6419e-07 | 5.3862e-05 | 0.1028 | 0.00043968 | 0.00074579 | 0.001393
|  | 841.0385 | 0 | 0 | -0.00010276 | -0.00015133 | -0.00023172 | -7.2527e-06 | 0.43239 | 0.0017453 | 0.0029548 | 0.0056924 | 0 | 0 | 2.5122e-07 | 1.6082e-06 | 2.1752e-05 | 4.2831e-05 | 0.10411 | 0.00047095 | 0.0008074 | 0.0014174
|  | 841.2775 | 0 | 0 | 0.00010486 | 0.00016479 | 0.00041374 | 0.00036565 | 0.43878 | 0.0021956 | 0.0038014 | 0.006168 | 0 | 0 | 9.4503e-06 | 8.3065e-06 | 4.3296e-05 | 4.1153e-05 | 0.10544 | 0.00047885 | 0.00081126 | 0.0014267
|  | 841.5166 | 0 | 0 | -2.579e-05 | -9.5283e-05 | -5.1457e-05 | -2.1304e-05 | 0.44346 | 0.0018112 | 0.0029868 | 0.00577 | 0 | 0 | 1.3617e-05 | 1.0037e-05 | 6.7126e-05 | 5.9884e-05 | 0.1068 | 0.00049325 | 0.00081542 | 0.0014636
|  | 841.7556 | 0 | 0 | 0.00013973 | 0.00017926 | 0.00061311 | 0.00052237 | 0.45015 | 0.0023158 | 0.0038359 | 0.0064765 | 0 | 0 | 1.2307e-05 | 1.4653e-06 | 4.9139e-05 | 4.855e-05 | 0.10805 | 0.00049731 | 0.00081668 | 0.0014618
|  | 841.9946 | 0 | 0 | -3.6751e-05 | -0.000167 | -0.00020196 | -0.00011614 | 0.4539 | 0.0018453 | 0.0029973 | 0.0057545 | 0 | 0 | 1.1173e-05 | 8.724e-06 | 2.2111e-05 | 4.8795e-05 | 0.10921 | 0.00047815 | 0.00078717 | 0.0014324
|  | 842.2337 | 0 | 0 | 0.00013023 | 0.00023999 | 0.00038695 | 0.00052438 | 0.45978 | 0.0021552 | 0.0035885 | 0.0062298 | 0 | 0 | 1.267e-05 | 1.4479e-05 | 1.382e-05 | 5.6947e-05 | 0.11038 | 0.00044279 | 0.00077231 | 0.001408
|  | 842.4727 | 0 | 0 | -2.4226e-05 | -0.00011885 | -0.00027133 | -4.7936e-05 | 0.46372 | 0.0015493 | 0.002873 | 0.0055504 | 0 | 0 | 1.0916e-05 | 9.6685e-06 | 1.9234e-05 | 6.6916e-05 | 0.11167 | 0.00043123 | 0.00077994 | 0.0013919
|  | 842.7118 | 0 | 0 | 0.00011555 | 0.00019974 | 0.00043225 | 0.00060778 | 0.47052 | 0.0020586 | 0.0036523 | 0.0060952 | 0 | 0 | 2.4994e-06 | -5.1879e-06 | 3.2617e-05 | 4.9948e-05 | 0.11297 | 0.00044482 | 0.00078762 | 0.0013768
|  | 842.9508 | 0 | 0 | -9.4645e-05 | -0.00024314 | -0.00015939 | -0.00018993 | 0.47459 | 0.0016627 | 0.0029367 | 0.0054225 | 0 | 0 | 1.6198e-07 | -1.3636e-05 | 3.5609e-05 | 2.6311e-05 | 0.11423 | 0.0004631 | 0.0007769 | 0.0014057
|  | 843.1899 | 0 | 0 | 9.6e-05 | 0.00012907 | 0.00045729 | 0.00041004 | 0.48102 | 0.0022115 | 0.0035626 | 0.0063369 | 0 | 0 | -2.8705e-06 | -9.3147e-06 | 1.9689e-05 | 1.9728e-05 | 0.11546 | 0.00046208 | 0.00076356 | 0.0014282
|  | 843.429 | 0 | 0 | -0.00012001 | -0.00020699 | -0.00029258 | -0.000245 | 0.48483 | 0.001654 | 0.0028249 | 0.0056106 | 0 | 0 | 1.5892e-08 | -8.3639e-06 | 1.3427e-05 | 3.1197e-05 | 0.11674 | 0.00044273 | 0.00077014 | 0.0013765
|  | 843.6681 | 0 | 0 | 0.00012015 | 0.00013702 | 0.0004049 | 0.00050598 | 0.49175 | 0.0020496 | 0.0036177 | 0.0059043 | 0 | 0 | 1.0357e-05 | -6.8657e-06 | 1.0565e-05 | 6.8714e-05 | 0.11797 | 0.0004369 | 0.00076004 | 0.0013557
|  | 843.9072 | 0 | 0 | -3.3513e-05 | -0.00019445 | -0.00031652 | 6.8797e-05 | 0.49505 | 0.0016049 | 0.0027399 | 0.0054355 | 0 | 0 | 5.8557e-06 | 1.8228e-05 | 3.6952e-05 | 8.6322e-05 | 0.11922 | 0.00044929 | 0.00075904 | 0.0013961
|  | 844.1463 | 0 | 0 | 8.2494e-05 | 0.00034692 | 0.00062562 | 0.00065326 | 0.50218 | 0.0021533 | 0.0036093 | 0.0062427 | 0 | 0 | -1.0024e-06 | 1.7348e-05 | 5.3637e-05 | 6.335e-05 | 0.12055 | 0.00045213 | 0.00073814 | 0.0013651
|  | 844.3854 | 0 | 0 | -9.0879e-05 | -0.00020182 | -0.00017698 | -0.00012338 | 0.50618 | 0.0016285 | 0.0025648 | 0.0051754 | 0 | 0 | 4.7012e-06 | 2.458e-06 | 3.0836e-05 | 5.9085e-05 | 0.1219 | 0.0004524 | 0.00071854 | 0.001295
|  | 844.6245 | 0 | 0 | 0.0001302 | 0.00022238 | 0.00043491 | 0.00061759 | 0.51343 | 0.0021555 | 0.0034454 | 0.0056568 | 0 | 0 | 5.9984e-06 | 1.3639e-06 | 2.09e-05 | 5.8481e-05 | 0.1232 | 0.00045471 | 0.00072942 | 0.0013096
|  | 844.8636 | 0 | 0 | -8.0031e-05 | -0.00021097 | -0.0002601 | -0.00012845 | 0.51702 | 0.0016477 | 0.0026554 | 0.005297 | 0 | 0 | 8.6416e-06 | 1.1513e-05 | 4.3906e-05 | 6.5528e-05 | 0.12453 | 0.00045382 | 0.00077096 | 0.0013431
|  | 845.1027 | 0 | 0 | 0.00015231 | 0.00030727 | 0.00062732 | 0.0006765 | 0.52448 | 0.002148 | 0.0037926 | 0.005936 | 0 | 0 | 4.0895e-06 | 2.8304e-06 | 4.2567e-05 | 4.0824e-05 | 0.12579 | 0.00044522 | 0.00077732 | 0.0013376
|  | 845.3419 | 0 | 0 | -0.0001181 | -0.00028359 | -0.00027132 | -0.00033508 | 0.52752 | 0.0015755 | 0.0027083 | 0.0052505 | 0 | 0 | 4.9842e-06 | -1.1135e-05 | 4.2761e-05 | 4.7311e-05 | 0.12707 | 0.00045666 | 0.00077708 | 0.0013222
|  | 845.581 | 0 | 0 | 0.00015979 | 0.00019047 | 0.00062894 | 0.00073076 | 0.53519 | 0.0022436 | 0.0037906 | 0.0058072 | 0 | 0 | 5.8922e-06 | -8.5399e-06 | 1.7442e-05 | 6.9545e-05 | 0.12846 | 0.00044936 | 0.00075621 | 0.0012859
|  | 845.8202 | 0 | 0 | -0.00011051 | -0.00026188 | -0.00048308 | -0.00014918 | 0.5391 | 0.0015142 | 0.0025333 | 0.0049466 | 0 | 0 | 3.1699e-06 | 9.788e-07 | 3.2596e-06 | 5.7716e-05 | 0.12987 | 0.00043452 | 0.00074359 | 0.0012688
|  | 846.0593 | 0 | 0 | 0.00013702 | 0.00027007 | 0.00051034 | 0.00063184 | 0.54697 | 0.0021196 | 0.0036851 | 0.0056635 | 0 | 0 | 5.3845e-06 | 4.2427e-06 | 6.3365e-06 | 5.5353e-05 | 0.13122 | 0.00044406 | 0.00075953 | 0.0012527
|  | 846.2985 | 0 | 0 | -9.1995e-05 | -0.00023459 | -0.00045735 | -0.00016894 | 0.55034 | 0.0015939 | 0.0026666 | 0.0048128 | 0 | 0 | 7.1836e-06 | -4.9215e-06 | 1.5864e-05 | 5.6407e-05 | 0.13241 | 0.00045679 | 0.00076912 | 0.0012914
|  | 846.5377 | 0 | 0 | 0.00015207 | 0.00019343 | 0.00059001 | 0.00064063 | 0.5569 | 0.0022259 | 0.003765 | 0.0059866 | 0 | 0 | 3.913e-06 | -1.1109e-05 | 1.1825e-05 | 4.2773e-05 | 0.1337 | 0.00044258 | 0.00069884 | 0.0012903
|  | 846.7768 | 0 | 0 | -0.00011935 | -0.00028633 | -0.00049113 | -0.00028296 | 0.56111 | 0.0014749 | 0.0020787 | 0.0048024 | 0 | 0 | 1.4731e-06 | -1.0124e-05 | 2.7448e-05 | 3.7666e-05 | 0.13506 | 0.00043252 | 0.00065713 | 0.001235
|  | 847.016 | 0 | 0 | 0.00013166 | 0.00020168 | 0.00072063 | 0.00059791 | 0.5682 | 0.0021416 | 0.003416 | 0.0055239 | 0 | 0 | -3.3608e-07 | -1.5293e-05 | 3.8472e-05 | 1.0809e-05 | 0.13629 | 0.00042915 | 0.00069974 | 0.001228
|  | 847.2552 | 0 | 0 | -0.00013447 | -0.00032955 | -0.00039896 | -0.00050754 | 0.57134 | 0.0014466 | 0.0024346 | 0.0047435 | 0 | 0 | 3.4151e-06 | -7.815e-06 | 2.5424e-05 | 3.2741e-05 | 0.13757 | 0.00041618 | 0.00072121 | 0.0012312
|  | 847.4944 | 0 | 0 | 0.00016303 | 0.0002642 | 0.00061154 | 0.00078129 | 0.57892 | 0.0020332 | 0.0035956 | 0.0055505 | 0 | 0 | 2.8787e-06 | 4.6223e-06 | 1.1494e-05 | 4.7406e-05 | 0.13882 | 0.00041135 | 0.00071495 | 0.0012587
|  | 847.7337 | 0 | 0 | -0.00013896 | -0.00022556 | -0.00051543 | -0.00038493 | 0.58175 | 0.001406 | 0.002382 | 0.004973 | 0 | 0 | -1.1267e-06 | 7.6716e-06 | 2.9999e-05 | 4.6182e-05 | 0.14008 | 0.00041201 | 0.00071973 | 0.0012752
|  | 847.9729 | 0 | 0 | 0.00012954 | 0.00028969 | 0.00076624 | 0.00077104 | 0.5894 | 0.0020386 | 0.0036353 | 0.0056885 | 0 | 0 | 1.5235e-06 | 8.6803e-06 | 2.8234e-05 | 6.4965e-05 | 0.14136 | 0.00041388 | 0.00071238 | 0.0012579
|  | 848.2121 | 0 | 0 | -0.0001168 | -0.00021712 | -0.00053019 | -0.0002279 | 0.59241 | 0.0014217 | 0.0023206 | 0.0048282 | 0 | 0 | 9.9092e-06 | 4.947e-06 | 1.0301e-05 | 4.6608e-05 | 0.14262 | 0.00042335 | 0.00068392 | 0.0012298
|  | 848.4513 | 0 | 0 | 0.00019964 | 0.00025848 | 0.0006163 | 0.00061755 | 0.59996 | 0.0021176 | 0.0033971 | 0.0054529 | 0 | 0 | 2.0403e-05 | 1.6868e-06 | 2.5669e-05 | 9.7021e-06 | 0.14389 | 0.00045345 | 0.00072758 | 0.0012616
|  | 848.6906 | 0 | 0 | -2.9081e-05 | -0.00024438 | -0.00040171 | -0.00053644 | 0.60295 | 0.0016731 | 0.0026853 | 0.0050938 | 0 | 0 | 1.3007e-05 | 3.1952e-06 | 4.6416e-05 | 2.8175e-05 | 0.14516 | 0.00046941 | 0.00072701 | 0.0012762
|  | 848.9298 | 0 | 0 | 0.00013782 | 0.00027109 | 0.00078974 | 0.00077198 | 0.6106 | 0.002251 | 0.0033924 | 0.0055746 | 0 | 0 | -1.7803e-06 | -5.2278e-07 | 2.9561e-05 | 6.4482e-05 | 0.14635 | 0.00042706 | 0.00067032 | 0.0012352
|  | 849.1691 | 0 | 0 | -0.0001527 | -0.00027546 | -0.00054264 | -0.00023297 | 0.6128 | 0.0013189 | 0.0022109 | 0.0047505 | 0 | 0 | 1.5383e-05 | 5.7388e-06 | 2.4345e-05 | 5.7659e-05 | 0.14748 | 0.00043028 | 0.00073083 | 0.0012811
|  | 849.4083 | 0 | 0 | 0.00028129 | 0.00032343 | 0.00074614 | 0.00071495 | 0.61997 | 0.0022779 | 0.0038982 | 0.0059583 | 0 | 0 | 1.3431e-05 | -6.7585e-07 | 3.9072e-05 | 4.8932e-05 | 0.14859 | 0.00043877 | 0.00074958 | 0.0012717
|  | 849.6476 | 0 | 0 | -0.00016902 | -0.00032908 | -0.00041954 | -0.00030592 | 0.6221 | 0.0013898 | 0.0023676 | 0.0046717 | 0 | 0 | 5.3426e-08 | 2.0771e-06 | 3.2595e-05 | 6.3434e-05 | 0.14978 | 0.0004157 | 0.00074665 | 0.0012194
|  | 849.8869 | 0 | 0 | 0.00016947 | 0.00034644 | 0.00069198 | 0.00083612 | 0.62982 | 0.0020848 | 0.0038732 | 0.0055204 | 0 | 0 | 1.8946e-06 | 4.8325e-06 | 2.1776e-05 | 7.1302e-05 | 0.15107 | 0.00043153 | 0.00073518 | 0.0012301
|  | 850.1261 | 0 | 0 | -0.00015363 | -0.00030605 | -0.00050997 | -0.00024015 | 0.63291 | 0.0015221 | 0.0022718 | 0.0047617 | 0 | 0 | -7.1686e-06 | 5.1886e-06 | 1.6741e-05 | 6.3625e-05 | 0.15232 | 0.00042358 | 0.0006905 | 0.0011988
|  | 850.3654 | 0 | 0 | 9.3718e-05 | 0.00034942 | 0.00064989 | 0.00077193 | 0.64022 | 0.0020182 | 0.0034995 | 0.0052581 | 0 | 0 | -9.5337e-06 | 2.6276e-06 | 3.992e-05 | 6.592e-05 | 0.15357 | 0.00039831 | 0.00066234 | 0.001134
|  | 850.6047 | 0 | 0 | -0.0001734 | -0.00032745 | -0.00031623 | -0.00022096 | 0.64333 | 0.0013109 | 0.0020364 | 0.0042203 | 0 | 0 | -6.3881e-06 | -1.029e-05 | 3.504e-05 | 5.4808e-05 | 0.15481 | 0.00039532 | 0.00064798 | 0.0011658
|  | 850.844 | 0 | 0 | 0.00012001 | 0.00024146 | 0.00060908 | 0.00067901 | 0.65051 | 0.0019929 | 0.003379 | 0.005523 | 0 | 0 | 5.4959e-06 | -6.3917e-06 | 4.2921e-05 | 4.5166e-05 | 0.15595 | 0.00042434 | 0.00072142 | 0.0012322
|  | 851.0833 | 0 | 0 | -7.4082e-05 | -0.00029487 | -0.00025037 | -0.00030154 | 0.65284 | 0.0015535 | 0.0026502 | 0.0047749 | 0 | 0 | 1.2328e-05 | -4.2724e-06 | 4.9429e-05 | 4.9968e-05 | 0.15718 | 0.00043572 | 0.0007495 | 0.0012149
|  | 851.3226 | 0 | 0 | 0.00017711 | 0.00025917 | 0.00066347 | 0.00071915 | 0.66075 | 0.002088 | 0.0036137 | 0.0053782 | 0 | 0 | 8.0679e-06 | -8.3778e-06 | 3.336e-05 | 6.0167e-05 | 0.15852 | 0.00041489 | 0.0007458 | 0.0011899
|  | 851.562 | 0 | 0 | -0.00010969 | -0.00032918 | -0.00038469 | -0.00021635 | 0.66392 | 0.0013791 | 0.0026187 | 0.0045651 | 0 | 0 | -7.2701e-07 | -7.2454e-06 | 3.5934e-05 | 5.309e-05 | 0.15976 | 0.00039556 | 0.00069755 | 0.0011633
|  | 851.8013 | 0 | 0 | 0.00010362 | 0.00026863 | 0.00068498 | 0.00066001 | 0.67117 | 0.0019265 | 0.0032104 | 0.0051565 | 0 | 0 | 7.4042e-07 | 1.0197e-05 | 5.5623e-05 | 6.3244e-05 | 0.16105 | 0.00040565 | 0.00066881 | 0.0011502
|  | 852.0407 | 0 | 0 | -9.743e-05 | -0.00018342 | -0.00022017 | -0.00013152 | 0.67462 | 0.0014632 | 0.0023783 | 0.004455 | 0 | 0 | 1.2708e-06 | 9.9635e-06 | 3.7274e-05 | 5.9134e-05 | 0.16229 | 0.00040482 | 0.00067729 | 0.0010997
|  | 852.28 | 0 | 0 | 0.00010805 | 0.00026668 | 0.00053165 | 0.00062566 | 0.68154 | 0.0019196 | 0.0032813 | 0.0047344 | 0 | 0 | -2.4577e-06 | 7.266e-06 | 3.692e-05 | 4.5337e-05 | 0.16356 | 0.00038101 | 0.00065901 | 0.0010778
|  | 852.5194 | 0 | 0 | -0.00012858 | -0.00020597 | -0.00022316 | -0.00024685 | 0.68512 | 0.001264 | 0.0022251 | 0.0042714 | 0 | 0 | -6.7993e-06 | -1.9629e-07 | 2.396e-05 | 3.2444e-05 | 0.16482 | 0.00037526 | 0.0006596 | 0.0011212
|  | 852.7587 | 0 | 0 | 7.1773e-05 | 0.00020433 | 0.00042336 | 0.00051794 | 0.69209 | 0.0018716 | 0.0032863 | 0.0050969 | 0 | 0 | -1.2512e-06 | 3.709e-07 | 1.3551e-05 | 2.6795e-05 | 0.16608 | 0.00039395 | 0.00068209 | 0.0011294
|  | 852.9981 | 0 | 0 | -8.2227e-05 | -0.00020123 | -0.00031013 | -0.00029405 | 0.6956 | 0.0014201 | 0.002413 | 0.0043397 | 0 | 0 | 2.6362e-06 | 3.2822e-06 | 3.9167e-05 | 3.3012e-05 | 0.1673 | 0.00040415 | 0.0006779 | 0.0011228
|  | 853.2374 | 0 | 0 | 0.00010425 | 0.00022865 | 0.00063738 | 0.00056987 | 0.70215 | 0.0019565 | 0.0032509 | 0.005041 | 0 | 0 | 3.0205e-06 | 7.7911e-06 | 5.8199e-05 | 4.1513e-05 | 0.16855 | 0.00042529 | 0.00067362 | 0.0011371
|  | 853.4768 | 0 | 0 | -7.9016e-05 | -0.00016356 | -0.00015113 | -0.00022303 | 0.70608 | 0.0015968 | 0.0023772 | 0.004459 | 0 | 0 | -7.6161e-07 | 7.2311e-07 | 3.7334e-05 | 3.3572e-05 | 0.16976 | 0.00042318 | 0.00062536 | 0.0011112
|  | 853.7162 | 0 | 0 | 7.2653e-05 | 0.0001696 | 0.00046304 | 0.00050351 | 0.71219 | 0.0019387 | 0.0028474 | 0.0048245 | 0 | 0 | -3.6232e-06 | 4.5013e-06 | 2.8806e-05 | 4.7696e-05 | 0.17091 | 0.00041119 | 0.00063278 | 0.0011093
|  | 853.9556 | 0 | 0 | -0.00010292 | -0.00013199 | -0.00022238 | -0.00010504 | 0.71572 | 0.0014967 | 0.0024391 | 0.0044433 | 0 | 0 | 6.7216e-06 | 1.7612e-05 | 4.0323e-05 | 5.7589e-05 | 0.17204 | 0.00043371 | 0.00067945 | 0.0011122
|  | 854.195 | 0 | 0 | 0.00015907 | 0.00027912 | 0.00055923 | 0.00058613 | 0.72147 | 0.0021265 | 0.0032369 | 0.0048475 | 0 | 0 | 8.3063e-06 | 1.1001e-05 | 3.6196e-05 | 5.541e-05 | 0.17316 | 0.00042016 | 0.00068704 | 0.0010829
|  | 854.4344 | 0 | 0 | -8.9685e-05 | -0.00018722 | -0.00025685 | -0.00012324 | 0.72509 | 0.0013834 | 0.0025025 | 0.0041992 | 0 | 0 | 4.3514e-06 | 7.5209e-06 | 1.7039e-05 | 4.8329e-05 | 0.17443 | 0.0003731 | 0.00067314 | 0.0010697
|  | 854.6738 | 0 | 0 | 0.00012604 | 0.00025005 | 0.00039919 | 0.00052697 | 0.73205 | 0.0017334 | 0.0031209 | 0.0047372 | 0 | 0 | 1.4517e-05 | 1.3341e-05 | 2.6523e-05 | 5.9415e-05 | 0.17571 | 0.0004064 | 0.00068555 | 0.0011197
|  | 854.9133 | 0 | 0 | -4.7735e-06 | -0.00013861 | -0.00017764 | -3.0671e-05 | 0.7357 | 0.0016613 | 0.0026056 | 0.0046157 | 0 | 0 | 3.5997e-06 | -1.8856e-06 | 2.571e-05 | 5.4056e-05 | 0.17689 | 0.00042523 | 0.00068326 | 0.0011277
|  | 855.1527 | 0 | 0 | 3.4842e-05 | 0.00012286 | 0.00039241 | 0.00048221 | 0.74188 | 0.0018907 | 0.0031018 | 0.0048038 | 0 | 0 | -6.2131e-06 | -4.7579e-06 | 2.7593e-05 | 4.6299e-05 | 0.17811 | 0.00040507 | 0.0006495 | 0.0010841
|  | 855.3921 | 0 | 0 | -8.6739e-05 | -0.0001626 | -0.00016193 | -9.5484e-05 | 0.74584 | 0.0014927 | 0.0023234 | 0.0042518 | 0 | 0 | 3.6849e-06 | 1.7112e-06 | 3.0803e-05 | 3.7988e-05 | 0.17941 | 0.00040568 | 0.00066734 | 0.00106
|  | 855.6316 | 0 | 0 | 0.00011752 | 0.00017689 | 0.00041922 | 0.00041279 | 0.75273 | 0.0018959 | 0.0032509 | 0.004602 | 0 | 0 | 1.143e-05 | 4.8665e-06 | 3.4515e-05 | 3.2918e-05 | 0.18065 | 0.00041678 | 0.0007365 | 0.0010963
|  | 855.871 | 0 | 0 | -2.2049e-05 | -0.00013625 | -0.00013094 | -0.00013784 | 0.75617 | 0.0015852 | 0.0029007 | 0.0045548 | 0 | 0 | 7.9965e-06 | -4.0226e-07 | 3.5049e-05 | 3.9159e-05 | 0.18188 | 0.00041381 | 0.00073214 | 0.001114
|  | 856.1105 | 0 | 0 | 8.8837e-05 | 0.00013289 | 0.00042367 | 0.0004649 | 0.76292 | 0.001871 | 0.0032142 | 0.0047495 | 0 | 0 | 3.6474e-06 | -1.3727e-05 | 2.4285e-05 | 6.8951e-05 | 0.18317 | 0.00039286 | 0.00068388 | 0.0010502
|  | 856.35 | 0 | 0 | -5.8374e-05 | -0.00024753 | -0.00022085 | 0.00011096 | 0.7669 | 0.0014101 | 0.0024974 | 0.0040216 | 0 | 0 | -5.9959e-08 | -2.2584e-05 | 2.4972e-08 | 6.7576e-05 | 0.18443 | 0.00037149 | 0.00065482 | 0.0010113
|  | 856.5894 | 0 | 0 | 5.7874e-05 | 5.8911e-05 | 0.00022106 | 0.00045342 | 0.77343 | 0.0016925 | 0.0029716 | 0.0044249 | 0 | 0 | -1.8074e-06 | -1.1911e-05 | -2.8982e-06 | 4.7135e-05 | 0.1858 | 0.00035853 | 0.00063621 | 0.0010038
|  | 856.8289 | 0 | 0 | -7.2968e-05 | -0.00015838 | -0.00024526 | -5.9784e-05 | 0.77817 | 0.0013016 | 0.0023414 | 0.0039582 | 0 | 0 | -1.2293e-06 | -8.7684e-06 | 9.0692e-06 | 3.9453e-05 | 0.18718 | 0.00035016 | 0.00063457 | 0.00099965
|  | 857.0684 | 0 | 0 | 6.2701e-05 | 8.5153e-05 | 0.000321 | 0.00038928 | 0.78506 | 0.0016227 | 0.0029582 | 0.0043902 | 0 | 0 | 3.6448e-06 | -4.0902e-06 | 2.9439e-05 | 5.5428e-05 | 0.1886 | 0.00037629 | 0.00066079 | 0.001041
|  | 857.3079 | 0 | 0 | -3.2264e-05 | -0.00011931 | -7.5165e-05 | 7.359e-05 | 0.78991 | 0.0015195 | 0.0025599 | 0.0043032 | 0 | 0 | 8.9299e-07 | -4.6118e-06 | 2.7468e-05 | 6.7974e-05 | 0.18998 | 0.00039826 | 0.00066569 | 0.0010485
|  | 857.5474 | 0 | 0 | 3.9721e-05 | 8.0798e-05 | 0.00030454 | 0.00049404 | 0.79658 | 0.0018062 | 0.0029991 | 0.0044527 | 0 | 0 | 2.0906e-06 | 3.3077e-06 | 4.7626e-05 | 5.7732e-05 | 0.19144 | 0.00040944 | 0.00067764 | 0.0010409
|  | 857.7869 | 0 | 0 | -2.2264e-05 | -5.3177e-05 | 9.3157e-05 | -1.1959e-05 | 0.80203 | 0.0016127 | 0.0026595 | 0.0042393 | 0 | 0 | 7.6862e-06 | 6.2942e-07 | 4.5718e-05 | 3.3792e-05 | 0.19287 | 0.0004104 | 0.00068752 | 0.0010458
|  | 858.0264 | 0 | 0 | 8.6447e-05 | 5.8433e-05 | 0.0002886 | 0.00029414 | 0.80853 | 0.0018143 | 0.0030815 | 0.0044935 | 0 | 0 | 9.2507e-06 | -1.7852e-06 | 2.3416e-05 | 5.5691e-05 | 0.19419 | 0.00041192 | 0.00069995 | 0.0010617
|  | 858.2659 | 0 | 0 | -9.2069e-06 | -7.3339e-05 | -9.3089e-05 | 0.00017086 | 0.8129 | 0.0016251 | 0.0027628 | 0.0043713 | 0 | 0 | 4.6364e-06 | 5.9549e-07 | 2.3154e-05 | 8.1319e-05 | 0.19551 | 0.00040186 | 0.00066595 | 0.0010808
|  | 858.5055 | 0 | 0 | 4.7919e-05 | 7.8311e-05 | 0.00028642 | 0.00050812 | 0.81957 | 0.0017303 | 0.0027977 | 0.0046527 | 0 | 0 | 2.5865e-06 | -4.3074e-06 | 2.8211e-05 | 7.7362e-05 | 0.19681 | 0.00038913 | 0.00061385 | 0.0011025
|  | 858.745 | 0 | 0 | -2.6323e-05 | -0.00011427 | -5.0874e-05 | 0.0001378 | 0.82364 | 0.0015187 | 0.0023276 | 0.0045522 | 0 | 0 | -9.4426e-07 | -1.0587e-05 | 6.7371e-06 | 6.0584e-05 | 0.198 | 0.00036849 | 0.00060368 | 0.0010819
|  | 858.9846 | 0 | 0 | 1.8439e-05 | 2.5879e-05 | 0.00010712 | 0.00036804 | 0.82955 | 0.0015579 | 0.0027127 | 0.0044807 | 0 | 0 | -4.2179e-06 | -1.3046e-05 | 1.3769e-05 | 7.1664e-05 | 0.19929 | 0.00034105 | 0.0006285 | 0.0010202
|  | 859.2241 | 0 | 0 | -5.3654e-05 | -0.0001348 | 7.8334e-06 | 0.00023028 | 0.83435 | 0.0012895 | 0.0025346 | 0.0040366 | 0 | 0 | -4.8378e-06 | -1.6014e-05 | 2.9484e-05 | 8.3931e-05 | 0.2006 | 0.00033415 | 0.00062542 | 0.00099549
|  | 859.4637 | 0 | 0 | 1.3265e-05 | 1.1041e-06 | 0.00023832 | 0.00047043 | 0.84039 | 0.0015002 | 0.0026868 | 0.0042744 | 0 | 0 | -1.5162e-06 | -6.4363e-06 | 2.7418e-05 | 7.9983e-05 | 0.20199 | 0.00036278 | 0.00060489 | 0.0010019
|  | 859.7032 | 0 | 0 | -2.5923e-05 | -5.4838e-05 | -9.4085e-06 | 0.00019732 | 0.84592 | 0.0015285 | 0.0023632 | 0.0040897 | 0 | 0 | -2.4599e-06 | -1.0257e-06 | 9.0873e-06 | 5.7754e-05 | 0.20342 | 0.0003669 | 0.00058546 | 0.00097117
|  | 859.9428 | 0 | 0 | 5.3875e-06 | 4.6276e-05 | 8.5269e-05 | 0.00028481 | 0.85225 | 0.0015344 | 0.0025242 | 0.0040176 | 0 | 0 | -1.3156e-06 | -2.4501e-06 | 1.7445e-05 | 5.6606e-05 | 0.20472 | 0.00035933 | 0.00059627 | 0.00094605
|  | 860.1824 | 0 | 0 | -1.637e-05 | -6.6729e-05 | 6.0358e-05 | 0.00018774 | 0.85672 | 0.0014653 | 0.0024535 | 0.00388 | 0 | 0 | 1.0875e-06 | -4.0225e-06 | 2.96e-05 | 5.98e-05 | 0.20595 | 0.00036846 | 0.00061517 | 0.0009596
|  | 860.422 | 0 | 0 | 2.5448e-05 | 3.3149e-05 | 0.00018674 | 0.00031147 | 0.86253 | 0.0016106 | 0.0026819 | 0.0041307 | 0 | 0 | 2.1986e-07 | -8.8614e-07 | 8.4602e-06 | 5.6954e-05 | 0.20726 | 0.00037654 | 0.00062428 | 0.0010003
|  | 860.6616 | 0 | 0 | -2.3613e-05 | -4.0546e-05 | -0.00011612 | 0.00016396 | 0.86759 | 0.0015326 | 0.0025293 | 0.0042191 | 0 | 0 | -6.4431e-06 | -1.3927e-05 | -9.1269e-06 | 4.1562e-05 | 0.20856 | 0.00036212 | 0.00059743 | 0.00097929
|  | 860.9012 | 0 | 0 | -3.0169e-05 | -7.5707e-05 | 3.9937e-05 | 0.00018296 | 0.87328 | 0.0014902 | 0.0024576 | 0.0039553 | 0 | 0 | -4.8132e-06 | -2.1508e-05 | 2.1521e-05 | 4.4424e-05 | 0.20996 | 0.00035448 | 0.00057718 | 0.00093539
|  | 861.1408 | 0 | 0 | -1.0007e-05 | -0.00010382 | 0.0001397 | 0.00018784 | 0.8792 | 0.0014686 | 0.0023601 | 0.0038522 | 0 | 0 | 4.4153e-06 | -1.6405e-05 | 3.491e-05 | 4.2402e-05 | 0.21129 | 0.00038227 | 0.00061216 | 0.00096732
|  | 861.3804 | 0 | 0 | 4.6859e-05 | -3.3108e-05 | 0.00015168 | 0.00016606 | 0.88433 | 0.001722 | 0.0027494 | 0.0042216 | 0 | 0 | 1.3724e-05 | -2.4527e-07 | 2.593e-05 | 3.4389e-05 | 0.2126 | 0.00040565 | 0.00065007 | 0.00099354
|  | 861.62 | 0 | 0 | 6.7688e-05 | 3.1061e-05 | 6.4747e-05 | 0.00012096 | 0.89013 | 0.0016638 | 0.0026765 | 0.0040711 | 0 | 0 | 1.4208e-05 | 4.6963e-07 | 1.387e-05 | 3.3547e-05 | 0.21402 | 0.00038147 | 0.00062583 | 0.00096049
|  | 861.8596 | 0 | 0 | 5.0891e-05 | -2.7141e-05 | 5.1014e-05 | 0.00015903 | 0.89608 | 0.0015201 | 0.0025468 | 0.0039454 | 0 | 0 | 7.6837e-06 | -6.7307e-06 | 2.0866e-05 | 3.9201e-05 | 0.21538 | 0.00036422 | 0.00062264 | 0.00096305
|  | 862.0993 | 0 | 0 | 1.3239e-05 | -2.9034e-05 | 0.00012314 | 0.00016815 | 0.90148 | 0.0015198 | 0.0026498 | 0.0040924 | 0 | 0 | 3.1221e-08 | -6.5258e-06 | 2.2941e-05 | 2.8387e-05 | 0.21663 | 0.00036869 | 0.00063191 | 0.00097549
|  | 862.3389 | 0 | 0 | -1.2978e-05 | -2.5429e-05 | 6.8324e-05 | 6.8758e-05 | 0.90647 | 0.0015573 | 0.002624 | 0.0040489 | 0 | 0 | 8.0498e-06 | 3.3111e-06 | 3.3778e-05 | 3.0458e-05 | 0.21796 | 0.00040659 | 0.00065997 | 0.0010097
|  | 862.5786 | 0 | 0 | 8.0157e-05 | 5.3062e-05 | 0.00021357 | 0.00018543 | 0.91253 | 0.0018359 | 0.0028839 | 0.0043775 | 0 | 0 | 1.0072e-05 | 5.5606e-06 | 4.2203e-05 | 3.1909e-05 | 0.21931 | 0.00040802 | 0.00066433 | 0.0010289
|  | 862.8182 | 0 | 0 | 3.8987e-06 | -6.6579e-06 | 0.00013862 | 8.0856e-05 | 0.91762 | 0.0015691 | 0.0026601 | 0.0042091 | 0 | 0 | 1.7992e-06 | 5.146e-06 | 4.3827e-05 | 3.9251e-05 | 0.2206 | 0.00038732 | 0.00065146 | 0.0010021
|  | 863.0579 | 0 | 0 | 1.1116e-05 | 4.9602e-05 | 0.00022712 | 0.0002467 | 0.92333 | 0.0016631 | 0.0027765 | 0.0041534 | 0 | 0 | -5.9591e-06 | 6.6022e-06 | 2.7e-05 | 4.6321e-05 | 0.22191 | 0.00038633 | 0.00063146 | 0.00097132
|  | 863.2976 | 0 | 0 | -6.0843e-05 | 5.4922e-06 | -1.8154e-06 | 0.00013984 | 0.92848 | 0.0015608 | 0.0024929 | 0.0039521 | 0 | 0 | -1.1244e-05 | 6.8951e-06 | 9.8853e-06 | 5.5759e-05 | 0.22329 | 0.00036623 | 0.00059634 | 0.00094643
|  | 863.5372 | 0 | 0 | -3.2984e-05 | 5.2044e-05 | 8.4303e-05 | 0.00032544 | 0.93475 | 0.0014953 | 0.0024832 | 0.0039453 | 0 | 0 | -8.0962e-06 | -6.2877e-07 | -2.5532e-07 | 3.816e-05 | 0.22469 | 0.00036805 | 0.00058936 | 0.00096703
|  | 863.7769 | 0 | 0 | -3.4574e-05 | -5.7291e-05 | -8.6433e-05 | -7.0078e-06 | 0.94017 | 0.0015759 | 0.0024347 | 0.004124 | 0 | 0 | 1.1355e-06 | -5.4215e-06 | 2.0649e-05 | 2.357e-05 | 0.22596 | 0.00040589 | 0.00064263 | 0.0010079
|  | 864.0166 | 0 | 0 | 4.4049e-05 | 1.2053e-05 | 0.00025873 | 0.00020368 | 0.94526 | 0.0018109 | 0.0029275 | 0.0042864 | 0 | 0 | 7.6673e-07 | -1.62e-05 | 2.5435e-05 | 4.085e-05 | 0.22702 | 0.00039709 | 0.00066048 | 0.00097417
|  | 864.2563 | 0 | 0 | -3.7651e-05 | -0.00014722 | -4.65e-05 | 0.00013716 | 0.94896 | 0.0015024 | 0.0025834 | 0.0038418 | 0 | 0 | -2.121e-06 | -1.0474e-05 | 2.2074e-05 | 6.4255e-05 | 0.22807 | 0.00037202 | 0.00062305 | 0.0009454
|  | 864.496 | 0 | 0 | 1.9955e-05 | 5.9831e-05 | 0.00023067 | 0.00039894 | 0.95396 | 0.0016016 | 0.002615 | 0.0040461 | 0 | 0 | -4.4552e-06 | -7.5803e-06 | 1.9774e-05 | 5.5806e-05 | 0.22901 | 0.00036402 | 0.00059635 | 0.00094328
|  | 864.7357 | 0 | 0 | -5.7126e-05 | -0.00012308 | -6.5692e-05 | 6.6669e-05 | 0.95678 | 0.0014356 | 0.0023606 | 0.0038241 | 0 | 0 | -7.0267e-07 | -3.9167e-06 | 3.2575e-05 | 7.2873e-05 | 0.23003 | 0.00036899 | 0.0006426 | 0.00093466
|  | 864.9754 | 0 | 0 | 5.1264e-05 | 9.0399e-05 | 0.00033747 | 0.00054132 | 0.96238 | 0.001643 | 0.0030007 | 0.0039738 | 0 | 0 | 8.5853e-07 | 1.0067e-05 | 3.231e-05 | 7.9665e-05 | 0.23118 | 0.00036301 | 0.00066083 | 0.0009357
|  | 865.2152 | 0 | 0 | -4.4101e-05 | -6.4102e-06 | -6.7904e-05 | 0.00012333 | 0.96636 | 0.0013857 | 0.0025127 | 0.0038328 | 0 | 0 | 6.4402e-06 | 1.8456e-05 | 3.4762e-05 | 4.8336e-05 | 0.23218 | 0.00037689 | 0.00064796 | 0.00099617
|  | 865.4549 | 0 | 0 | 9.783e-05 | 0.00016038 | 0.00035791 | 0.00027993 | 0.97069 | 0.0017586 | 0.002893 | 0.004478 | 0 | 0 | 1.3028e-05 | 1.3992e-05 | 3.975e-05 | 4.5236e-05 | 0.23301 | 0.00040774 | 0.00063874 | 0.0010218
|  | 865.6946 | 0 | 0 | 1.0855e-05 | -4.3655e-05 | -2.6305e-05 | 9.7451e-05 | 0.97315 | 0.0016429 | 0.0024357 | 0.0040466 | 0 | 0 | 6.0157e-06 | 8.4396e-06 | 3.4977e-05 | 5.6341e-05 | 0.23386 | 0.00040463 | 0.00062793 | 0.00095727
|  | 865.9344 | 0 | 0 | 3.9328e-05 | 0.00011406 | 0.00031808 | 0.00037255 | 0.97775 | 0.0017326 | 0.0028026 | 0.003939 | 0 | 0 | -1.0155e-05 | -2.9734e-06 | 1.8518e-05 | 3.2387e-05 | 0.23457 | 0.00037851 | 0.00062055 | 0.00088735
|  | 866.1741 | 0 | 0 | -0.00012405 | -0.00013886 | -0.00016361 | -0.00010237 | 0.97907 | 0.001425 | 0.002374 | 0.0034633 | 0 | 0 | -4.8225e-06 | -7.336e-07 | 2.6189e-05 | 3.7507e-05 | 0.23534 | 0.00039638 | 0.00068713 | 0.00095871
|  | 866.4139 | 0 | 0 | 8.3817e-05 | 0.00013274 | 0.00038207 | 0.00041524 | 0.98405 | 0.0018815 | 0.0033578 | 0.004534 | 0 | 0 | 1.8762e-06 | 8.4391e-06 | 1.043e-05 | 4.2689e-05 | 0.23611 | 0.00040472 | 0.00071933 | 0.001
|  | 866.6537 | 0 | 0 | -6.8168e-05 | -6.235e-05 | -0.00029507 | -5.9161e-05 | 0.98545 | 0.0014944 | 0.0026423 | 0.0038076 | 0 | 0 | 3.8074e-06 | 1.9694e-05 | 1.8705e-05 | 4.2144e-05 | 0.23682 | 0.0003845 | 0.00069907 | 0.0009708
|  | 866.8934 | 0 | 0 | 9.9926e-05 | 0.00022662 | 0.00045109 | 0.0004107 | 0.98993 | 0.0017128 | 0.0031888 | 0.0042901 | 0 | 0 | 5.7926e-06 | -2.6523e-07 | 3.9977e-05 | 3.6115e-05 | 0.23741 | 0.00035213 | 0.00065664 | 0.00096917
|  | 867.1332 | 0 | 0 | -5.1611e-05 | -0.00022883 | -0.00011765 | -0.00010947 | 0.99027 | 0.0012243 | 0.0022882 | 0.0037937 | 0 | 0 | 8.9136e-06 | -6.9564e-06 | 3.4608e-05 | 4.4022e-05 | 0.23785 | 0.00034601 | 0.00064854 | 0.00094813
|  | 867.373 | 0 | 0 | 0.00012596 | 0.00017081 | 0.0004063 | 0.00047664 | 0.99353 | 0.0016616 | 0.003121 | 0.0041143 | 0 | 0 | 1.5672e-05 | 3.7991e-06 | 4.4343e-05 | 4.9454e-05 | 0.23837 | 0.00038921 | 0.00068774 | 0.0009641
|  | 867.6128 | 0 | 0 | 4.7525e-06 | -0.00013913 | -3.6462e-05 | -6.4178e-05 | 0.99454 | 0.0015845 | 0.0026149 | 0.0039266 | 0 | 0 | 1.1991e-05 | 9.1831e-06 | 5.5998e-05 | 5.2371e-05 | 0.23876 | 0.00041392 | 0.00068608 | 0.00098178
|  | 867.8526 | 0 | 0 | 9.5259e-05 | 0.00021572 | 0.0005035 | 0.00050097 | 0.9968 | 0.0018677 | 0.0031072 | 0.0042617 | 0 | 0 | -3.6141e-06 | -4.9915e-07 | 3.9159e-05 | 5.3811e-05 | 0.23899 | 0.00037759 | 0.00067322 | 0.00095305
|  | 868.0924 | 0 | 0 | -0.0001254 | -0.00021988 | -0.00017691 | -5.2184e-05 | 0.9964 | 0.0012814 | 0.0025074 | 0.0036867 | 0 | 0 | -4.7564e-06 | -9.4472e-06 | 4.9316e-05 | 5.4414e-05 | 0.23925 | 0.00036713 | 0.0006657 | 0.00094894
|  | 868.3322 | 0 | 0 | 8.5732e-05 | 0.00014109 | 0.0005882 | 0.00050599 | 0.99894 | 0.0017805 | 0.0030445 | 0.0042274 | 0 | 0 | -7.7346e-06 | -4.109e-06 | 5.9498e-05 | 4.6712e-05 | 0.23947 | 0.00037707 | 0.00066027 | 0.00095271
|  | 868.572 | 0 | 0 | -0.00015024 | -0.00017536 | -9.2017e-05 | -0.00011643 | 0.99814 | 0.0013641 | 0.0024619 | 0.0037178 | 0 | 0 | -3.8914e-06 | 7.1538e-06 | 5.5814e-05 | 4.9512e-05 | 0.23961 | 0.00036989 | 0.00067152 | 0.00093063
|  | 868.8119 | 0 | 0 | 0.00011778 | 0.00023502 | 0.00055746 | 0.00052933 | 1 | 0.0017205 | 0.003138 | 0.0040429 | 0 | 0 | -1.9348e-06 | 3.972e-06 | 3.1307e-05 | 4.0088e-05 | 0.23965 | 0.00038564 | 0.00068716 | 0.0009077
|  | 869.0517 | 0 | 0 | -0.00013392 | -0.00020189 | -0.0002964 | -0.00019504 | 0.9984 | 0.0014953 | 0.0025921 | 0.0035263 | 0 | 0 | 1.7086e-06 | 1.3834e-05 | 3.0801e-05 | 3.8338e-05 | 0.2396 | 0.0004134 | 0.00070323 | 0.00093318
|  | 869.2916 | 0 | 0 | 0.00014817 | 0.00031726 | 0.00055325 | 0.00051473 | 0.99959 | 0.001952 | 0.0032721 | 0.0042554 | 0 | 0 | 1.4908e-05 | 1.3071e-05 | 4.8471e-05 | 6.2539e-05 | 0.23959 | 0.00040889 | 0.00066455 | 0.00093659
|  | 869.5314 | 0 | 0 | -2.3853e-05 | -0.00020827 | -0.00014907 | 6.7503e-06 | 0.99823 | 0.0014575 | 0.0022693 | 0.0035544 | 0 | 0 | 2.2091e-05 | -3.1175e-06 | 5.4875e-05 | 9.1102e-05 | 0.23953 | 0.00040124 | 0.00068812 | 0.0009514
|  | 869.7713 | 0 | 0 | 0.00020805 | 0.00018227 | 0.00060663 | 0.00075288 | 0.99898 | 0.0018881 | 0.0034684 | 0.0043785 | 0 | 0 | 1.4663e-05 | -8.5891e-06 | 3.1953e-05 | 7.1209e-05 | 0.23921 | 0.00039269 | 0.00069358 | 0.00092479
|  | 870.0111 | 0 | 0 | -8.5786e-05 | -0.00025389 | -0.0003402 | -0.00015912 | 0.99563 | 0.0013862 | 0.0023148 | 0.0033325 | 0 | 0 | 7.3991e-06 | -8.3248e-07 | 5.0477e-05 | 6.2331e-05 | 0.23881 | 0.0003843 | 0.00063316 | 0.00089251
|  | 870.251 | 0 | 0 | 0.00014748 | 0.00024695 | 0.00076108 | 0.00067883 | 0.99555 | 0.001818 | 0.0029644 | 0.0041091 | 0 | 0 | 3.9051e-06 | 1.298e-07 | 5.0631e-05 | 6.2614e-05 | 0.23843 | 0.00036513 | 0.00062027 | 0.00089403
|  | 870.4909 | 0 | 0 | -0.00011492 | -0.00024587 | -0.00033894 | -0.00015679 | 0.99234 | 0.0012262 | 0.0022071 | 0.0033449 | 0 | 0 | 5.8288e-07 | 9.9726e-07 | 1.453e-05 | 6.7418e-05 | 0.23793 | 0.00037818 | 0.00064497 | 0.00091386
|  | 870.7307 | 0 | 0 | 0.00011978 | 0.00025418 | 0.00046008 | 0.00071888 | 0.9914 | 0.0019268 | 0.0031703 | 0.0042744 | 0 | 0 | 1.6903e-06 | 2.6635e-06 | 2.6436e-05 | 5.9763e-05 | 0.23749 | 0.00039846 | 0.00063949 | 0.00097506
|  | 870.9706 | 0 | 0 | -0.00010569 | -0.00023197 | -0.00023968 | -0.00022063 | 0.98855 | 0.0013952 | 0.0021612 | 0.0038548 | 0 | 0 | 7.4469e-07 | 5.3283e-06 | 2.6986e-05 | 6.8708e-05 | 0.23698 | 0.00037886 | 0.00065642 | 0.00095302
|  | 871.2105 | 0 | 0 | 0.00011189 | 0.0002764 | 0.00046466 | 0.00079343 | 0.98712 | 0.0017632 | 0.0033112 | 0.0040903 | 0 | 0 | -4.4556e-06 | -1.7328e-06 | -1.8676e-06 | 5.9869e-05 | 0.23626 | 0.00034904 | 0.00065221 | 0.00087119
|  | 871.4504 | 0 | 0 | -0.00014904 | -0.00029084 | -0.00048023 | -0.00029432 | 0.98253 | 0.0011466 | 0.0021261 | 0.0031727 | 0 | 0 | -7.731e-06 | 5.9332e-06 | 2.6474e-05 | 5.0987e-05 | 0.23555 | 0.00036939 | 0.0006456 | 0.00087941
|  | 871.6903 | 0 | 0 | 8.4592e-05 | 0.0003403 | 0.00070093 | 0.00071937 | 0.98111 | 0.0019328 | 0.0032559 | 0.0041585 | 0 | 0 | -1.1898e-05 | 1.1476e-05 | 2.2986e-05 | 6.298e-05 | 0.2348 | 0.00036799 | 0.00064042 | 0.00092077
|  | 871.9303 | 0 | 0 | -0.00018378 | -0.00024464 | -0.00050932 | -0.00019436 | 0.97617 | 0.0011348 | 0.0020827 | 0.0035171 | 0 | 0 | -9.3871e-06 | -4.0002e-07 | 1.1854e-06 | 7.2351e-05 | 0.23386 | 0.00035688 | 0.00064086 | 0.00092421
|  | 872.1702 | 0 | 0 | 0.00010553 | 0.0002413 | 0.0005192 | 0.00079746 | 0.97325 | 0.0018401 | 0.0032593 | 0.0041868 | 0 | 0 | -1.8844e-06 | -1.6742e-05 | -6.5606e-06 | 5.9738e-05 | 0.23249 | 0.00036104 | 0.00063115 | 0.00086641
|  | 872.4101 | 0 | 0 | -0.00012123 | -0.00038086 | -0.00057388 | -0.0002995 | 0.96472 | 0.0011695 | 0.0020018 | 0.0030353 | 0 | 0 | 4.3573e-07 | -8.7256e-06 | 2.0328e-05 | 5.291e-05 | 0.23141 | 0.00035662 | 0.00063613 | 0.00085893
|  | 872.6501 | 0 | 0 | 0.00012487 | 0.00030813 | 0.00074332 | 0.00074052 | 0.96421 | 0.0018031 | 0.0033006 | 0.0041242 | 0 | 0 | -2.6838e-06 | 7.5486e-06 | 4.4325e-05 | 4.9181e-05 | 0.23048 | 0.00038096 | 0.00068077 | 0.00087893
|  | 872.89 | 0 | 0 | -0.00014724 | -0.00024521 | -0.00037386 | -0.00033058 | 0.95691 | 0.0013724 | 0.0023739 | 0.0032021 | 0 | 0 | 3.4922e-06 | 1.9896e-05 | 5.381e-05 | 5.6348e-05 | 0.22946 | 0.00041926 | 0.00069751 | 0.00092061
|  | 873.13 | 0 | 0 | 0.00017635 | 0.00041104 | 0.00082237 | 0.00080025 | 0.95569 | 0.0021222 | 0.0034399 | 0.0044713 | 0 | 0 | 6.5104e-06 | 1.3123e-05 | 3.9704e-05 | 5.4734e-05 | 0.22827 | 0.00038809 | 0.0006602 | 0.00093147
|  | 873.3699 | 0 | 0 | -0.00012208 | -0.00030166 | -0.00049145 | -0.00034405 | 0.9469 | 0.0011124 | 0.0020627 | 0.0032923 | 0 | 0 | 2.4039e-06 | -7.9269e-07 | 3.2855e-05 | 6.302e-05 | 0.22699 | 0.0003933 | 0.0006553 | 0.00093842
|  | 873.6099 | 0 | 0 | 0.00014212 | 0.00029506 | 0.00076528 | 0.00086928 | 0.94489 | 0.0021654 | 0.0033988 | 0.0045289 | 0 | 0 | 6.8103e-06 | -4.6026e-06 | 3.377e-05 | 6.0801e-05 | 0.22584 | 0.00043837 | 0.00071515 | 0.00097244
|  | 873.8499 | 0 | 0 | -8.5358e-05 | -0.00033342 | -0.00048383 | -0.00036255 | 0.9373 | 0.0014881 | 0.0025615 | 0.0035758 | 0 | 0 | 1.696e-05 | 4.643e-06 | 4.4483e-05 | 7.637e-05 | 0.22452 | 0.00044964 | 0.00075889 | 0.0010155
|  | 874.0898 | 0 | 0 | 0.0002267 | 0.00037211 | 0.00085454 | 0.00099902 | 0.93384 | 0.0022592 | 0.0037631 | 0.0048873 | 0 | 0 | -6.3298e-06 | -6.9486e-06 | 2.2732e-05 | 6.4907e-05 | 0.22291 | 0.00037428 | 0.00068852 | 0.00092778
|  | 874.3298 | 0 | 0 | -0.00027946 | -0.00043002 | -0.00066509 | -0.00045808 | 0.92389 | 0.00086007 | 0.001975 | 0.0028448 | 0 | 0 | -1.9111e-05 | -8.0814e-07 | 5.0953e-06 | 5.0434e-05 | 0.22111 | 0.00034852 | 0.00067013 | 0.00086031
|  | 874.5698 | 0 | 0 | 0.0001202 | 0.00042329 | 0.00070756 | 0.00087837 | 0.91866 | 0.0020442 | 0.0036095 | 0.0043245 | 0 | 0 | -7.8901e-06 | 8.6528e-06 | 1.0366e-05 | 4.4674e-05 | 0.21935 | 0.00036811 | 0.00063572 | 0.00091171
|  | 874.8098 | 0 | 0 | -0.00018595 | -0.00035118 | -0.00062117 | -0.00050608 | 0.90927 | 0.0010234 | 0.0016882 | 0.0032731 | 0 | 0 | 5.7857e-06 | 1.5776e-05 | 2.3871e-05 | 6.2306e-05 | 0.21759 | 0.00039497 | 0.00062433 | 0.00093437
|  | 875.0498 | 0 | 0 | 0.00023417 | 0.00048265 | 0.00082009 | 0.0010253 | 0.90401 | 0.002268 | 0.0035145 | 0.0045133 | 0 | 0 | 9.0786e-06 | 1.189e-05 | 3.8936e-05 | 7.8352e-05 | 0.21539 | 0.00040941 | 0.00066318 | 0.00092869
|  | 875.2898 | 0 | 0 | -0.00015851 | -0.00038357 | -0.00049564 | -0.00037239 | 0.89083 | 0.0011436 | 0.0020117 | 0.0032255 | 0 | 0 | -4.5116e-05 | -9.0709e-05 | -0.00015025 | -0.00013084 | 0.21114 | 0.00025541 | 0.00049649 | 0.00073943
|  | 875.5299 | 0 | 0 | -0.00021742 | -0.00037228 | -0.00075637 | -0.00071789 | 0.86852 | 0.00098462 | 0.0021254 | 0.0029359 | 0 | 0 | -7.0281e-08 | -5.7003e-06 | 2.2692e-05 | 2.4415e-05 | 0.20756 | 0.00039377 | 0.0007361 | 0.00088719
|  | 875.7699 | 0 | 0 | 0.00021684 | 0.00032478 | 0.00094545 | 0.00092132 | 0.86092 | 0.0022964 | 0.004008 | 0.0044564 | 0 | 0 | 5.1969e-06 | -6.8558e-06 | 4.1981e-05 | 5.6934e-05 | 0.20522 | 0.00040151 | 0.00072003 | 0.00089113
|  | 876.0099 | 0 | 0 | -0.00017353 | -0.0003819 | -0.00059566 | -0.00044693 | 0.849 | 0.0010491 | 0.0019914 | 0.0029688 | 0 | 0 | -1.2867e-06 | -5.2815e-06 | 4.0286e-05 | 4.5786e-05 | 0.20269 | 0.0003738 | 0.00066781 | 0.00088744
|  | 876.25 | 0 | 0 | 0.00016281 | 0.0003379 | 0.00093131 | 0.00082841 | 0.83979 | 0.0020654 | 0.0035727 | 0.0044253 | 0 | 0 | -2.1529e-06 | 2.3249e-07 | 3.9247e-05 | 3.6729e-05 | 0.20005 | 0.00040801 | 0.00073027 | 0.00096531
|  | 876.49 | 0 | 0 | -0.00018075 | -0.00033596 | -0.00060433 | -0.00052241 | 0.82693 | 0.001334 | 0.0025116 | 0.0036172 | 0 | 0 | -7.0256e-06 | -4.2e-06 | 3.0491e-05 | 5.2385e-05 | 0.19746 | 0.0003759 | 0.00071588 | 0.00092357
|  | 876.7301 | 0 | 0 | 0.00012222 | 0.00030097 | 0.00085836 | 0.00095886 | 0.81823 | 0.0017978 | 0.0034528 | 0.0040776 | 0 | 0 | -4.7517e-06 | -2.5761e-05 | 5.2904e-06 | 7.0672e-05 | 0.19475 | 0.00034313 | 0.00067022 | 0.00082394
|  | 876.9701 | 0 | 0 | -0.0001618 | -0.00051559 | -0.00081429 | -0.00037008 | 0.80431 | 0.0010609 | 0.0021309 | 0.0027868 | 0 | 0 | -2.0354e-06 | -1.331e-05 | -2.3586e-06 | 7.0319e-05 | 0.19197 | 0.00040652 | 0.00069757 | 0.00087659
|  | 877.2102 | 0 | 0 | 0.00014485 | 0.00040471 | 0.00079464 | 0.0009559 | 0.79494 | 0.0023258 | 0.0036804 | 0.004516 | 0 | 0 | 3.1499e-07 | 1.2284e-05 | 3.3389e-05 | 7.7146e-05 | 0.18909 | 0.00042994 | 0.0006991 | 0.00093806
|  | 877.4502 | 0 | 0 | -0.00014222 | -0.00030237 | -0.00051648 | -0.0003132 | 0.78036 | 0.0012559 | 0.0021437 | 0.0032989 | 0 | 0 | 8.0741e-06 | -3.1094e-06 | 2.4706e-05 | 4.6736e-05 | 0.18612 | 0.00040489 | 0.0006929 | 0.00093902
|  | 877.6903 | 0 | 0 | 0.00020949 | 0.00027646 | 0.00072229 | 0.00070254 | 0.77016 | 0.002117 | 0.0036285 | 0.0045236 | 0 | 0 | 1.1416e-05 | 7.745e-06 | 4.3256e-05 | 6.7606e-05 | 0.18316 | 0.00044526 | 0.00073367 | 0.0010028
|  | 877.9304 | 0 | 0 | -0.00011439 | -0.00021195 | -0.00036197 | -0.00013936 | 0.75559 | 0.0015921 | 0.0024831 | 0.0038303 | 0 | 0 | 5.6092e-06 | 1.4453e-05 | 4.9821e-05 | 7.7904e-05 | 0.18017 | 0.00041894 | 0.0006894 | 0.00090985
|  | 878.1705 | 0 | 0 | 0.00016111 | 0.00033234 | 0.00077698 | 0.00078832 | 0.74523 | 0.0018978 | 0.0032597 | 0.0037489 | 0 | 0 | 7.3293e-06 | -1.7376e-06 | 4.5483e-05 | 4.8966e-05 | 0.17719 | 0.00040362 | 0.00066502 | 0.00085088
|  | 878.4106 | 0 | 0 | -0.00010006 | -0.00034682 | -0.00039812 | -0.00038044 | 0.73071 | 0.0014643 | 0.0022798 | 0.0033388 | 0 | 0 | 6.0277e-06 | 1.1512e-05 | 2.8068e-05 | 4.9488e-05 | 0.17417 | 0.00041979 | 0.00069502 | 0.00092121
|  | 878.6507 | 0 | 0 | 0.00015027 | 0.00044271 | 0.00063191 | 0.00079265 | 0.72003 | 0.0020324 | 0.0035094 | 0.0043344 | 0 | 0 | -6.0073e-06 | 1.6104e-05 | 1.2888e-05 | 3.9e-05 | 0.17124 | 0.00039194 | 0.00068419 | 0.00093291
|  | 878.8908 | 0 | 0 | -0.0002003 | -0.00030858 | -0.00052456 | -0.00046782 | 0.70624 | 0.0012322 | 0.0021893 | 0.0034359 | 0 | 0 | -1.0789e-05 | -5.4117e-06 | 1.9213e-07 | 4.2944e-05 | 0.16827 | 0.00036362 | 0.00064881 | 0.0008705
|  | 879.131 | 0 | 0 | 0.00011044 | 0.0002635 | 0.00052616 | 0.00082551 | 0.69532 | 0.0017965 | 0.0032147 | 0.0038146 | 0 | 0 | -1.4221e-05 | -1.02e-05 | 1.2106e-05 | 6.2337e-05 | 0.16521 | 0.00034848 | 0.00064244 | 0.0008292
|  | 879.3711 | 0 | 0 | -0.00022888 | -0.00034846 | -0.00042533 | -0.00030629 | 0.68075 | 0.0011061 | 0.0021362 | 0.003092 | 0 | 0 | -8.8694e-06 | -1.7135e-05 | 1.9262e-05 | 6.2409e-05 | 0.16214 | 0.00037541 | 0.00064372 | 0.00087364
|  | 879.6112 | 0 | 0 | 0.00015502 | 0.00020575 | 0.00058576 | 0.00082606 | 0.66961 | 0.0020205 | 0.003225 | 0.0041841 | 0 | 0 | 2.5203e-06 | -1.9202e-05 | 3.075e-05 | 6.6163e-05 | 0.1592 | 0.00040048 | 0.00063269 | 0.00089242
|  | 879.8514 | 0 | 0 | -0.00013403 | -0.00036567 | -0.00032966 | -0.00027502 | 0.65631 | 0.0013149 | 0.0020443 | 0.0032484 | 0 | 0 | -7.1718e-06 | -5.0541e-06 | 3.6322e-05 | 5.3671e-05 | 0.15627 | 0.00038022 | 0.00067661 | 0.00090014
|  | 880.0915 | 0 | 0 | 7.4296e-05 | 0.00032358 | 0.00063216 | 0.00072202 | 0.64522 | 0.0018518 | 0.0035907 | 0.0042484 | 0 | 0 | -2.6888e-06 | 1.3362e-05 | 3.5249e-05 | 6.8164e-05 | 0.15329 | 0.00037387 | 0.00067951 | 0.00094119
|  | 880.3317 | 0 | 0 | -9.6688e-05 | -0.00021231 | -0.00033861 | -0.00015436 | 0.63134 | 0.0012617 | 0.002068 | 0.0035896 | 0 | 0 | -2.6123e-06 | -1.4506e-05 | 8.517e-06 | 6.6865e-05 | 0.15024 | 0.00036662 | 0.00065215 | 0.00092246
|  | 880.5718 | 0 | 0 | 7.4933e-05 | 9.1507e-05 | 0.00040954 | 0.0007112 | 0.61984 | 0.0017914 | 0.0033629 | 0.0040924 | 0 | 0 | -1.0279e-05 | -4.2132e-05 | 7.1971e-07 | 3.393e-05 | 0.14727 | 0.00035508 | 0.00064845 | 0.00089204
|  | 880.812 | 0 | 0 | -0.00016053 | -0.00044236 | -0.00040355 | -0.00042865 | 0.60655 | 0.0011655 | 0.002037 | 0.003336 | 0 | 0 | -1.2211e-05 | -4.0586e-05 | 1.3945e-05 | 2.46e-05 | 0.14435 | 0.00036113 | 0.00061969 | 0.00087958
|  | 881.0522 | 0 | 0 | 5.885e-05 | 0.00010438 | 0.00051968 | 0.0006335 | 0.59549 | 0.0018418 | 0.0031234 | 0.0039887 | 0 | 0 | -9.5722e-06 | -1.2975e-05 | 9.5102e-06 | 4.2788e-05 | 0.14138 | 0.00039725 | 0.00069644 | 0.00091225
|  | 881.2923 | 0 | 0 | -0.00013856 | -0.00021242 | -0.00044049 | -0.0002772 | 0.58177 | 0.0014661 | 0.002676 | 0.0036077 | 0 | 0 | -1.5353e-06 | 2.757e-06 | 4.4062e-06 | 6.6737e-05 | 0.1383 | 0.00041439 | 0.00079176 | 0.00093086
|  | 881.5325 | 0 | 0 | 0.00012577 | 0.00023538 | 0.00047718 | 0.0008329 | 0.56986 | 0.0019844 | 0.0039168 | 0.0041433 | 0 | 0 | -2.2458e-06 | -1.3554e-06 | 2.19e-05 | 8.2331e-05 | 0.13527 | 0.00038947 | 0.0007882 | 0.00087348
|  | 881.7727 | 0 | 0 | -0.00014447 | -0.00024666 | -0.00029482 | -0.00014735 | 0.55646 | 0.0012586 | 0.0026463 | 0.0031299 | 0 | 0 | -4.6142e-06 | -2.8445e-06 | 3.6198e-05 | 8.0614e-05 | 0.13204 | 0.00039492 | 0.00074025 | 0.00087309
|  | 882.0129 | 0 | 0 | 0.00010605 | 0.00022298 | 0.00059622 | 0.00081857 | 0.54293 | 0.0020297 | 0.0035173 | 0.0041398 | 0 | 0 | -5.7751e-06 | -1.428e-06 | 5.1332e-05 | 9.9183e-05 | 0.12883 | 0.00042203 | 0.00069226 | 0.00091279
|  | 882.2531 | 0 | 0 | -0.00015414 | -0.00023487 | -0.00016883 | 7.2283e-06 | 0.52971 | 0.0014842 | 0.0022465 | 0.0034602 | 0 | 0 | -7.5337e-06 | -6.8686e-06 | 7.265e-05 | 6.877e-05 | 0.12577 | 0.00041652 | 0.00068499 | 0.00088258
|  | 882.4933 | 0 | 0 | 9.1413e-05 | 0.00017768 | 0.00077371 | 0.00056535 | 0.51747 | 0.0019838 | 0.0034567 | 0.0038882 | 0 | 0 | 4.7332e-06 | 9.3071e-07 | 8.7004e-05 | 3.3632e-05 | 0.1227 | 0.00040223 | 0.00070136 | 0.00085958
|  | 882.7336 | 0 | 0 | -5.2005e-05 | -0.00016993 | -4.9342e-05 | -0.00028534 | 0.50412 | 0.0013651 | 0.0023826 | 0.0032684 | 0 | 0 | 3.3913e-06 | 6.5771e-07 | 5.652e-05 | 2.4719e-05 | 0.11966 | 0.00039086 | 0.00066322 | 0.00087211
|  | 882.9738 | 0 | 0 | 8.0239e-05 | 0.0001754 | 0.00051989 | 0.00049113 | 0.49212 | 0.0018889 | 0.0031389 | 0.0039922 | 0 | 0 | -1.4954e-05 | -1.9221e-05 | 1.4885e-05 | 4.5859e-05 | 0.11663 | 0.00038192 | 0.00067766 | 0.00085765
|  | 883.214 | 0 | 0 | -0.00020474 | -0.00033543 | -0.00039596 | -0.00010934 | 0.47887 | 0.0012906 | 0.0025029 | 0.003148 | 0 | 0 | -2.2703e-05 | -2.836e-05 | 1.6253e-06 | 6.1632e-05 | 0.11369 | 0.00037935 | 0.00070875 | 0.00083996
|  | 883.4543 | 0 | 0 | 1.5736e-05 | 9.9329e-05 | 0.0004095 | 0.00062242 | 0.46758 | 0.0018675 | 0.0033975 | 0.0038447 | 0 | 0 | -1.0904e-05 | -5.0584e-06 | 1.8781e-05 | 4.5737e-05 | 0.11085 | 0.00039833 | 0.00068347 | 0.00086291
|  | 883.6945 | 0 | 0 | -0.00010651 | -0.00014144 | -0.00025315 | -0.00024168 | 0.45518 | 0.0014485 | 0.0022922 | 0.0033387 | 0 | 0 | -8.9978e-06 | 4.2039e-06 | 2.5684e-05 | 3.1756e-05 | 0.10807 | 0.00038044 | 0.00064105 | 0.00087241
|  | 883.9348 | 0 | 0 | 3.1604e-05 | 0.00017643 | 0.00046697 | 0.00050604 | 0.44448 | 0.0017185 | 0.0030444 | 0.0039239 | 0 | 0 | -8.1786e-06 | 2.2976e-07 | 5.0572e-05 | 7.3655e-05 | 0.10534 | 0.00038688 | 0.000649 | 0.00088883
|  | 884.175 | 0 | 0 | -9.9686e-05 | -0.00017452 | -4.5988e-05 | 0.00010709 | 0.43239 | 0.0015019 | 0.0023581 | 0.003475 | 0 | 0 | 7.4499e-06 | -4.7299e-06 | 8.4979e-05 | 9.4491e-05 | 0.10263 | 0.00042558 | 0.00068969 | 0.00096039
|  | 884.4153 | 0 | 0 | 0.0001617 | 0.00013515 | 0.00075335 | 0.00067945 | 0.42194 | 0.0020406 | 0.0033829 | 0.0045192 | 0 | 0 | 2.3655e-05 | -7.6505e-06 | 8.1179e-05 | 7.1635e-05 | 0.099939 | 0.00042241 | 0.00070758 | 0.00099439
|  | 884.6556 | 0 | 0 | 3.5209e-05 | -0.00019883 | -7.7613e-05 | -8.3161e-05 | 0.40995 | 0.0014756 | 0.002507 | 0.003758 | 0 | 0 | 1.8702e-05 | -2.0502e-05 | 2.5124e-05 | 5.684e-05 | 0.097187 | 0.00036898 | 0.00066593 | 0.00088345
|  | 884.8958 | 0 | 0 | 0.00012046 | 2.8179e-05 | 0.00028674 | 0.00055628 | 0.399 | 0.0015956 | 0.0030359 | 0.0035955 | 0 | 0 | 3.7418e-06 | -2.8063e-05 | -3.9106e-06 | 8.4329e-05 | 0.094537 | 0.00035158 | 0.0006709 | 0.00080466
|  | 885.1361 | 0 | 0 | -8.9317e-05 | -0.00026176 | -0.00031929 | 0.00014562 | 0.38786 | 0.0013307 | 0.0025481 | 0.0031019 | 0 | 0 | -1.5185e-05 | -2.8563e-05 | 7.7826e-06 | 8.3899e-05 | 0.092049 | 0.00036989 | 0.00065643 | 0.00080086
|  | 885.3764 | 0 | 0 | -3.7071e-05 | 2.4017e-05 | 0.00038406 | 0.0005527 | 0.37829 | 0.0017481 | 0.0029155 | 0.0035639 | 0 | 0 | -1.6894e-05 | -1.88e-05 | 4.7835e-05 | 8.2034e-05 | 0.08964 | 0.00039323 | 0.00066948 | 0.00084934
|  | 885.6167 | 0 | 0 | -0.00010354 | -0.00018049 | 1.4067e-05 | 0.00013007 | 0.36778 | 0.0015247 | 0.0026565 | 0.0035051 | 0 | 0 | -1.2412e-05 | -1.7005e-05 | 4.6921e-05 | 6.9198e-05 | 0.087222 | 0.00038205 | 0.00071504 | 0.00087656
|  | 885.857 | 0 | 0 | 2.3972e-07 | 3.8965e-05 | 0.00037644 | 0.00044584 | 0.35813 | 0.0016549 | 0.0032945 | 0.0037901 | 0 | 0 | -1.3754e-05 | -1.0529e-05 | 3.0126e-05 | 5.9527e-05 | 0.084823 | 0.00037677 | 0.00072707 | 0.00088254
|  | 886.0973 | 0 | 0 | -0.00011471 | -0.0001266 | -0.00012571 | 4.9584e-05 | 0.34782 | 0.0014808 | 0.0027566 | 0.0035549 | 0 | 0 | -1.9797e-06 | 8.7402e-06 | 5.4159e-05 | 9.0989e-05 | 0.082531 | 0.00043684 | 0.00074693 | 0.0009321
|  | 886.3377 | 0 | 0 | 9.823e-05 | 0.00019933 | 0.00057644 | 0.00070765 | 0.33902 | 0.0021547 | 0.0034595 | 0.0042022 | 0 | 0 | 1.2397e-05 | 1.9044e-05 | 0.00010604 | 0.00012525 | 0.080338 | 0.00048373 | 0.00079813 | 0.00098104
|  | 886.578 | 0 | 0 | 4.9343e-06 | -4.0848e-05 | 0.000306 | 0.00033465 | 0.32954 | 0.0018709 | 0.0031825 | 0.0039618 | 0 | 0 | 1.0222e-05 | -1.0996e-06 | 8.3895e-05 | 8.959e-05 | 0.078056 | 0.00043121 | 0.00076431 | 0.00095892
|  | 886.8183 | 0 | 0 | 8.0132e-05 | 3.1698e-05 | 0.00039217 | 0.00041091 | 0.32004 | 0.0017176 | 0.003178 | 0.0040182 | 0 | 0 | 3.5042e-06 | -9.4324e-06 | 3.7174e-05 | 7.3074e-05 | 0.075795 | 0.00038409 | 0.00069392 | 0.0009101
|  | 887.0587 | 0 | 0 | -5.0971e-05 | -0.00011019 | -8.2826e-05 | 0.00019718 | 0.31069 | 0.0014786 | 0.0025965 | 0.0035552 | 0 | 0 | -5.4273e-06 | -5.1033e-06 | 2.679e-05 | 9.0732e-05 | 0.073672 | 0.00040967 | 0.00070698 | 0.00090851
|  | 887.299 | 0 | 0 | 5.8093e-06 | 6.7725e-05 | 0.00030575 | 0.00055782 | 0.30235 | 0.0019304 | 0.0032864 | 0.0040046 | 0 | 0 | -4.5941e-07 | -3.6078e-06 | 3.5654e-05 | 9.5555e-05 | 0.071595 | 0.00044908 | 0.00077336 | 0.0009554
|  | 887.5394 | 0 | 0 | -9.6322e-06 | -9.7746e-05 | -9.0626e-06 | 0.00023731 | 0.29341 | 0.0018065 | 0.0031489 | 0.0039454 | 0 | 0 | 2.2867e-06 | -1.5932e-05 | 2.5187e-05 | 8.103e-05 | 0.069531 | 0.00043729 | 0.00076913 | 0.00093436
|  | 887.7797 | 0 | 0 | 2.866e-05 | -3.4818e-05 | 0.00021864 | 0.00043693 | 0.28515 | 0.0018321 | 0.003251 | 0.0038292 | 0 | 0 | -4.7507e-06 | -2.5387e-05 | 1.7178e-05 | 8.6232e-05 | 0.06748 | 0.00042729 | 0.00076574 | 0.00094854
|  | 888.0201 | 0 | 0 | -6.819e-05 | -0.00017642 | -7.5704e-05 | 0.00028059 | 0.27634 | 0.0017233 | 0.0031206 | 0.0040634 | 0 | 0 | -1.0733e-05 | -3.1593e-05 | -3.4767e-06 | 8.9673e-05 | 0.065467 | 0.0004047 | 0.00074247 | 0.00095769
|  | 888.2604 | 0 | 0 | -2.1118e-05 | -8.6444e-05 | 4.6775e-05 | 0.00046554 | 0.26838 | 0.001644 | 0.0030571 | 0.0039051 | 0 | 0 | -1.0788e-05 | -3.2014e-05 | 1.3753e-06 | 8.1577e-05 | 0.063604 | 0.00037437 | 0.00071192 | 0.0008838
|  | 888.5008 | 0 | 0 | -6.8642e-05 | -0.00017992 | -3.5332e-05 | 0.0002132 | 0.26082 | 0.0014708 | 0.0028662 | 0.0034483 | 0 | 0 | -9.6571e-06 | -1.7212e-05 | 1.9429e-05 | 5.8669e-05 | 0.061791 | 0.00038104 | 0.00076776 | 0.00084505
|  | 888.7412 | 0 | 0 | -1.1703e-05 | 3.672e-05 | 0.00019698 | 0.00027492 | 0.25327 | 0.0016994 | 0.0035214 | 0.0035824 | 0 | 0 | -5.7662e-06 | 5.7113e-06 | 5.4852e-05 | 6.7862e-05 | 0.059973 | 0.0004056 | 0.00080317 | 0.0008454
|  | 888.9816 | 0 | 0 | -3.6271e-05 | 1.0796e-05 | 0.00025938 | 0.00028968 | 0.2457 | 0.0016751 | 0.0031608 | 0.0034512 | 0 | 0 | -1.2808e-05 | 1.5862e-07 | 6.3453e-05 | 9.3918e-05 | 0.058187 | 0.00039728 | 0.00072215 | 0.0008421
|  | 889.222 | 0 | 0 | -7.0285e-05 | -9.4767e-06 | 0.00026851 | 0.00049167 | 0.23838 | 0.0016301 | 0.0028471 | 0.0035547 | 0 | 0 | -1.7059e-05 | -1.2763e-05 | 5.5912e-05 | 0.00010414 | 0.056459 | 0.00038722 | 0.00069406 | 0.00083658
|  | 889.4624 | 0 | 0 | -7.1641e-05 | -9.6707e-05 | 0.00019664 | 0.00037473 | 0.23133 | 0.0015914 | 0.0029271 | 0.0034052 | 0 | 0 | -3.958e-06 | -2.048e-05 | 6.2474e-05 | 8.0935e-05 | 0.054848 | 0.00040548 | 0.0007521 | 0.00086826
|  | 889.7028 | 0 | 0 | 3.8714e-05 | -7.3671e-05 | 0.00032309 | 0.00029857 | 0.22496 | 0.0017819 | 0.0033297 | 0.0038179 | 0 | 0 | 4.0382e-06 | -1.0643e-05 | 7.7699e-05 | 8.2953e-05 | 0.053291 | 0.00041853 | 0.0007682 | 0.00091725
|  | 889.9432 | 0 | 0 | -5.1205e-06 | -1.4863e-05 | 0.00032328 | 0.0003915 | 0.21835 | 0.0016998 | 0.0030608 | 0.0038125 | 0 | 0 | -1.5553e-05 | -9.6577e-06 | 6.2294e-05 | 8.7602e-05 | 0.051704 | 0.00038625 | 0.00070784 | 0.00084814
|  | 890.1837 | 0 | 0 | -0.00012426 | -6.5477e-05 | 0.00019493 | 0.00033725 | 0.21176 | 0.0015133 | 0.0028276 | 0.003243 | 0 | 0 | -1.6472e-05 | -5.4625e-06 | 5.3349e-05 | 9.284e-05 | 0.050188 | 0.00040375 | 0.00072514 | 0.00084011
|  | 890.4241 | 0 | 0 | -1.2764e-05 | 2.0038e-05 | 0.00024885 | 0.00043504 | 0.20573 | 0.0018453 | 0.0032045 | 0.0037454 | 0 | 0 | -3.1327e-06 | -2.7519e-06 | 2.5424e-05 | 8.7105e-05 | 0.048718 | 0.00044508 | 0.00077005 | 0.00090095
|  | 890.6645 | 0 | 0 | -1.3294e-05 | -4.2928e-05 | -3.7368e-05 | 0.0002895 | 0.19951 | 0.0018569 | 0.0032008 | 0.0037488 | 0 | 0 | 7.5566e-06 | 4.2918e-06 | 6.3441e-07 | 8.0725e-05 | 0.047306 | 0.00047288 | 0.00082934 | 0.00091878
|  | 890.905 | 0 | 0 | 7.6151e-05 | 7.8628e-05 | 4.2645e-05 | 0.00038198 | 0.19398 | 0.0020766 | 0.0036977 | 0.0038937 | 0 | 0 | 1.1309e-05 | 8.6642e-06 | 2.5155e-05 | 5.7943e-05 | 0.045928 | 0.00048405 | 0.00086212 | 0.00091025
|  | 891.1454 | 0 | 0 | 1.7911e-05 | -6.5613e-06 | 0.00016658 | 9.9983e-05 | 0.18803 | 0.0019496 | 0.0034732 | 0.0036775 | 0 | 0 | 6.5784e-06 | 2.0993e-06 | 6.4627e-05 | 5.8864e-05 | 0.044538 | 0.00046712 | 0.00082452 | 0.00091809
|  | 891.3859 | 0 | 0 | 3.6804e-05 | 2.4022e-05 | 0.00037094 | 0.00038961 | 0.18241 | 0.0019356 | 0.0033847 | 0.0039586 | 0 | 0 | 1.4962e-06 | -7.2336e-06 | 2.4605e-05 | 7.3663e-05 | 0.043179 | 0.00044192 | 0.00073534 | 0.00091608
|  | 891.6263 | 0 | 0 | -2.436e-05 | -8.4186e-05 | -0.00016629 | 0.00022307 | 0.17673 | 0.00174 | 0.0027314 | 0.0036609 | 0 | 0 | -3.3886e-06 | 5.672e-06 | 7.373e-08 | 5.6492e-05 | 0.041853 | 0.00042672 | 0.00066814 | 0.00087197
|  | 891.8668 | 0 | 0 | -3.8235e-06 | 0.00013136 | 0.0001669 | 0.00024678 | 0.17136 | 0.0018091 | 0.0028256 | 0.0035914 | 0 | 0 | -1.2733e-05 | 9.4127e-06 | 2.4652e-05 | 4.9999e-05 | 0.040537 | 0.00040938 | 0.00065199 | 0.00084974
|  | 892.1073 | 0 | 0 | -0.00010207 | -5.3078e-05 | 3.8119e-05 | 0.00016905 | 0.16577 | 0.0015957 | 0.0025969 | 0.0034757 | 0 | 0 | -6.5431e-06 | 6.4809e-06 | 3.8853e-05 | 8.028e-05 | 0.039274 | 0.00042068 | 0.00069501 | 0.00089246
|  | 892.3478 | 0 | 0 | 4.7658e-05 | 0.00010698 | 0.00028501 | 0.00049861 | 0.16086 | 0.001903 | 0.0031833 | 0.0039466 | 0 | 0 | -5.0021e-06 | -5.1031e-06 | 1.3802e-05 | 7.5333e-05 | 0.038044 | 0.00041465 | 0.00071668 | 0.00089799
|  | 892.5883 | 0 | 0 | -8.9258e-05 | -0.00014942 | -0.00017022 | 0.00012788 | 0.15552 | 0.0015454 | 0.0027768 | 0.0035214 | 0 | 0 | -9.4663e-06 | -1.0153e-05 | 1.3472e-05 | 9.098e-05 | 0.036843 | 0.00039302 | 0.00072199 | 0.00087512
|  | 892.8288 | 0 | 0 | 1.0536e-05 | 6.4983e-05 | 0.00028226 | 0.00062871 | 0.15086 | 0.001723 | 0.0032273 | 0.0037561 | 0 | 0 | -6.9526e-06 | -8.4498e-06 | 3.2348e-05 | 8.5831e-05 | 0.035675 | 0.00038422 | 0.00072916 | 0.00087015
|  | 893.0693 | 0 | 0 | -6.8354e-05 | -0.00013525 | -1.3249e-05 | 8.506e-05 | 0.14581 | 0.0014721 | 0.0028364 | 0.00348 | 0 | 0 | 3.8825e-06 | -1.6401e-06 | 4.3536e-05 | 8.0958e-05 | 0.034566 | 0.00043109 | 0.00078177 | 0.00092807
|  | 893.3098 | 0 | 0 | 0.00010064 | 0.00012161 | 0.00037528 | 0.00058816 | 0.14162 | 0.0021126 | 0.0036645 | 0.0042375 | 0 | 0 | 6.7227e-06 | -7.8459e-06 | 1.2372e-05 | 8.239e-05 | 0.03348 | 0.00047326 | 0.0008104 | 0.00098048
|  | 893.5503 | 0 | 0 | -4.4736e-05 | -0.00018686 | -0.0002724 | 9.6968e-05 | 0.13679 | 0.0018229 | 0.0030745 | 0.0039158 | 0 | 0 | 1.1521e-06 | 1.7108e-07 | -8.248e-06 | 7.1289e-05 | 0.032433 | 0.00044834 | 0.00078871 | 0.00093572
|  | 893.7908 | 0 | 0 | 5.4316e-05 | 0.00018828 | 0.00020381 | 0.00049582 | 0.1329 | 0.0019052 | 0.0034838 | 0.003865 | 0 | 0 | -4.8662e-06 | 1.2744e-05 | 7.7766e-07 | 4.5033e-05 | 0.031466 | 0.00042669 | 0.00077295 | 0.00089948
|  | 894.0313 | 0 | 0 | -9.4778e-05 | -8.2316e-05 | -0.00019735 | -0.00012137 | 0.12873 | 0.0016427 | 0.0029433 | 0.0036141 | 0 | 0 | -4.33e-06 | 6.7396e-06 | 3.7255e-05 | 3.8166e-05 | 0.030526 | 0.00045045 | 0.00078374 | 0.00090661
|  | 894.2719 | 0 | 0 | 5.8775e-05 | 0.00013836 | 0.00050712 | 0.00043873 | 0.12509 | 0.0021028 | 0.0035735 | 0.0039243 | 0 | 0 | -7.6433e-06 | -1.5429e-05 | 4.2124e-05 | 5.8736e-05 | 0.029584 | 0.0004576 | 0.00079559 | 0.00090041
|  | 894.5124 | 0 | 0 | -0.00012232 | -0.00026664 | -0.0001569 | 4.9624e-05 | 0.12089 | 0.0017017 | 0.0030413 | 0.003562 | 0 | 0 | -6.5647e-06 | -1.2777e-05 | 6.8235e-05 | 0.00010929 | 0.028695 | 0.00046893 | 0.00085157 | 0.00096465
|  | 894.753 | 0 | 0 | 6.774e-05 | 0.0001604 | 0.00072425 | 0.00085912 | 0.1177 | 0.0021972 | 0.0040393 | 0.0044587 | 0 | 0 | -9.1115e-06 | -1.113e-05 | 7.9594e-05 | 0.00012357 | 0.0278 | 0.0004503 | 0.00084069 | 0.00098695
|  | 894.9935 | 0 | 0 | -0.00014349 | -0.00025294 | -6.2512e-05 | 0.00016821 | 0.11343 | 0.0015465 | 0.0029502 | 0.0037467 | 0 | 0 | -1.0607e-05 | -1.7223e-05 | 4.2774e-05 | 8.3306e-05 | 0.026925 | 0.00042438 | 0.0007517 | 0.00097311
|  | 895.2341 | 0 | 0 | 5.5303e-05 | 0.00010975 | 0.00041813 | 0.00052438 | 0.11043 | 0.0019818 | 0.0032994 | 0.0043437 | 0 | 0 | -6.7073e-06 | -2.0273e-05 | 4.494e-05 | 5.0689e-05 | 0.026123 | 0.00043987 | 0.0007655 | 0.00098374
|  | 895.4746 | 0 | 0 | -0.00011107 | -0.0002783 | -4.4504e-05 | -0.00010296 | 0.10676 | 0.0016753 | 0.0030648 | 0.0038351 | 0 | 0 | -1.2157e-06 | -1.4107e-05 | 7.2716e-05 | 6.0737e-05 | 0.025325 | 0.00046056 | 0.00090106 | 0.00097807
|  | 895.7152 | 0 | 0 | 0.00010096 | 0.00016101 | 0.00064904 | 0.0006079 | 0.10378 | 0.0021536 | 0.0044262 | 0.0042962 | 0 | 0 | -2.1448e-06 | -1.8456e-05 | 2.4715e-05 | 5.2528e-05 | 0.02451 | 0.00044713 | 0.0008884 | 0.0009059
|  | 895.9558 | 0 | 0 | -0.00011879 | -0.00031445 | -0.00044358 | -0.00017122 | 0.099969 | 0.0015635 | 0.0029594 | 0.0032348 | 0 | 0 | -1.1685e-05 | -1.9881e-05 | -6.5492e-06 | 6.8649e-05 | 0.02377 | 0.00040478 | 0.00078496 | 0.00084679
|  | 896.1964 | 0 | 0 | 2.1651e-05 | 0.00014918 | 0.00038913 | 0.0007419 | 0.097629 | 0.0018014 | 0.0035659 | 0.0038045 | 0 | 0 | -9.857e-06 | -1.4305e-05 | 3.0059e-06 | 7.7718e-05 | 0.023062 | 0.0003698 | 0.00077165 | 0.00088019
|  | 896.437 | 0 | 0 | -0.00010359 | -0.00026809 | -0.00036415 | -9.584e-05 | 0.094079 | 0.0012727 | 0.0028488 | 0.0035124 | 0 | 0 | 1.3112e-06 | -4.9471e-06 | 4.8279e-05 | 7.619e-05 | 0.022355 | 0.00041268 | 0.00086178 | 0.00092268
|  | 896.6776 | 0 | 0 | 0.00011449 | 0.00022697 | 0.00076547 | 0.00072917 | 0.091744 | 0.0021578 | 0.0043149 | 0.0041574 | 0 | 0 | -6.3938e-06 | -9.3897e-06 | 7.3623e-05 | 8.1051e-05 | 0.021674 | 0.00046381 | 0.00089844 | 0.00089723
|  | 896.9182 | 0 | 0 | -0.00016764 | -0.00030502 | -0.00015347 | -5.5429e-05 | 0.088423 | 0.0016977 | 0.0031534 | 0.0033008 | 0 | 0 | -1.1266e-05 | -5.5937e-06 | 6.1227e-05 | 0.0001124 | 0.021056 | 0.00047288 | 0.00083682 | 0.0009095
|  | 897.1588 | 0 | 0 | 7.4003e-05 | 0.00025853 | 0.00066239 | 0.00098969 | 0.086587 | 0.0022328 | 0.0038021 | 0.0042588 | 0 | 0 | -1.9846e-05 | -1.0032e-05 | 3.6402e-05 | 0.00010959 | 0.020443 | 0.00043937 | 0.00078229 | 0.00091924
|  | 897.3994 | 0 | 0 | -0.00023897 | -0.00034191 | -0.0003598 | -7.8775e-05 | 0.083342 | 0.0014193 | 0.0027005 | 0.0033821 | 0 | 0 | -2.1834e-05 | -1.3189e-05 | 3.0141e-05 | 8.5817e-05 | 0.019823 | 0.00043635 | 0.00080176 | 0.0009152
|  | 897.64 | 0 | 0 | 5.7494e-05 | 0.0002323 | 0.00061032 | 0.00079205 | 0.081413 | 0.0022075 | 0.0039634 | 0.0042246 | 0 | 0 | -1.1599e-05 | -1.433e-05 | 1.5806e-05 | 8.1524e-05 | 0.019236 | 0.00043391 | 0.00082113 | 0.00090747
|  | 897.8806 | 0 | 0 | -0.0001539 | -0.0003514 | -0.00047894 | -0.00011446 | 0.078464 | 0.001399 | 0.0028615 | 0.0033179 | 0 | 0 | -8.9262e-06 | -3.1046e-06 | 1.3171e-05 | 0.00010568 | 0.018675 | 0.00041768 | 0.00086551 | 0.00090303
|  | 898.1213 | 0 | 0 | 7.971e-05 | 0.00032559 | 0.00058841 | 0.00099284 | 0.076753 | 0.0020726 | 0.0043322 | 0.0041877 | 0 | 0 | -1.7279e-05 | 2.4389e-05 | -7.2992e-06 | 0.00011071 | 0.018128 | 0.00045183 | 0.00090918 | 0.00097341
|  | 898.3619 | 0 | 0 | -0.00022331 | -0.0001229 | -0.00064907 | -7.2724e-05 | 0.073902 | 0.0016825 | 0.0032239 | 0.0039022 | 0 | 0 | -7.6247e-06 | 2.6544e-05 | 1.1407e-05 | 0.00010705 | 0.017613 | 0.0005112 | 0.00090906 | 0.0010296
|  | 898.6026 | 0 | 0 | 0.00015994 | 0.00034351 | 0.00074388 | 0.00096243 | 0.072477 | 0.002566 | 0.0043312 | 0.004655 | 0 | 0 | 1.3486e-05 | -8.4093e-07 | 4.7371e-05 | 0.00011184 | 0.017088 | 0.00054907 | 0.00093917 | 0.001008
|  | 898.8432 | 0 | 0 | -4.7867e-05 | -0.0003505 | -0.00035018 | -3.2917e-05 | 0.069542 | 0.0019972 | 0.0034741 | 0.0037222 | 0 | 0 | 2.1418e-05 | -7.1419e-06 | 5.7856e-05 | 0.00015207 | 0.016583 | 0.00054038 | 0.00094662 | 0.00098165
|  | 899.0839 | 0 | 0 | 0.00022586 | 0.00029115 | 0.00083099 | 0.0012967 | 0.06827 | 0.0024936 | 0.0043928 | 0.0044358 | 0 | 0 | -5.9931e-06 | -6.1518e-06 | 4.2626e-05 | 0.00012061 | 0.016112 | 0.00047006 | 0.0008182 | 0.00095735
|  | 899.3246 | 0 | 0 | -0.00027566 | -0.00034227 | -0.00047677 | -0.00029446 | 0.065625 | 0.0014127 | 0.0024066 | 0.0035199 | 0 | 0 | -7.0665e-06 | 1.0013e-05 | 1.8943e-05 | 8.6031e-05 | 0.015646 | 0.00047509 | 0.00081388 | 0.0010268
|  | 899.5652 | 0 | 0 | 0.00021694 | 0.00042547 | 0.00063418 | 0.0010094 | 0.064389 | 0.0025352 | 0.0043565 | 0.0050122 | 0 | 0 | 9.2477e-06 | -2.0755e-06 | -1.06e-06 | 9.1424e-05 | 0.015155 | 0.00048616 | 0.00082822 | 0.0010305
|  | 899.8059 | 0 | 0 | -0.0001401 | -0.00044272 | -0.00064299 | -0.00024964 | 0.061549 | 0.0015046 | 0.0025258 | 0.0035508 | 0 | 0 | 1.4252e-05 | -7.5856e-06 | 8.0064e-06 | 0.00011827 | 0.014694 | 0.00045339 | 0.00077146 | 0.00091907
|  | 900.0466 | 0 | 0 | 0.00025852 | 0.00037969 | 0.00070951 | 0.0012324 | 0.06055 | 0.0022628 | 0.0038846 | 0.0040862 | 0 | 0 | 8.7622e-06 | 4.7938e-06 | -2.0613e-06 | 0.00011061 | 0.014242 | 0.00042609 | 0.00075906 | 0.00085882
|  | 900.2873 | 0 | 0 | -0.00018571 | -0.00033985 | -0.00072664 | -0.00031326 | 0.057795 | 0.0012778 | 0.0024228 | 0.0030501 | 0 | 0 | 1.0381e-06 | 1.7586e-05 | -2.0147e-06 | 9.4237e-05 | 0.013862 | 0.00042859 | 0.00080837 | 0.00094848
|  | 900.528 | 0 | 0 | 0.00019434 | 0.00048598 | 0.0007099 | 0.0010963 | 0.057386 | 0.0022834 | 0.004294 | 0.0048309 | 0 | 0 | 1.4355e-07 | 5.5085e-06 | 4.1875e-05 | 9.8823e-05 | 0.013534 | 0.0004927 | 0.00091448 | 0.0010781
|  | 900.7687 | 0 | 0 | -0.00019314 | -0.00044021 | -0.00036198 | -0.00027519 | 0.055061 | 0.0018103 | 0.0033042 | 0.0041264 | 0 | 0 | -2.6474e-07 | 1.1434e-05 | 9.0126e-05 | 9.0792e-05 | 0.013139 | 0.00050718 | 0.00093576 | 0.0010641
|  | 901.0094 | 0 | 0 | 0.00019094 | 0.00053521 | 0.0011108 | 0.0010296 | 0.054109 | 0.0024037 | 0.0044708 | 0.0047146 | 0 | 0 | -1.1692e-05 | 2.8033e-05 | 3.7913e-05 | 9.3253e-05 | 0.012693 | 0.00046334 | 0.00085235 | 0.000973
|  | 901.2501 | 0 | 0 | -0.00028809 | -0.0003023 | -0.00079582 | -0.00025478 | 0.051349 | 0.0014459 | 0.0026109 | 0.0033695 | 0 | 0 | -7.1379e-07 | 1.3574e-05 | 3.7874e-05 | 0.00011204 | 0.012353 | 0.00049371 | 0.00084049 | 0.00098181
|  | 901.4909 | 0 | 0 | 0.00028216 | 0.00041508 | 0.0011105 | 0.0011856 | 0.05128 | 0.0026559 | 0.004372 | 0.0047874 | 0 | 0 | 2.0213e-05 | 1.2923e-05 | 6.2956e-05 | 6.3253e-05 | 0.011998 | 0.00051779 | 0.00086248 | 0.00097993
|  | 901.7316 | 0 | 0 | -0.00011423 | -0.00030771 | -0.00058744 | -0.00066013 | 0.048402 | 0.0016459 | 0.0027935 | 0.0033539 | 0 | 0 | 7.3111e-06 | 1.996e-05 | 7.0276e-05 | 8.1303e-05 | 0.01161 | 0.00050349 | 0.00090092 | 0.0010166
|  | 901.9723 | 0 | 0 | 0.00017497 | 0.00047354 | 0.0011713 | 0.0013356 | 0.048053 | 0.002537 | 0.004691 | 0.0050914 | 0 | 0 | -1.0548e-05 | -1.7786e-06 | 7.3556e-05 | 0.00011672 | 0.011303 | 0.00047419 | 0.00086838 | 0.0010395
|  | 902.2131 | 0 | 0 | -0.0002626 | -0.00048831 | -0.00056019 | -0.00036594 | 0.045853 | 0.0014025 | 0.0025232 | 0.0035444 | 0 | 0 | 1.4293e-05 | -1.4527e-05 | 0.00010013 | 0.00010481 | 0.011034 | 0.00052571 | 0.00097754 | 0.0011417
|  | 902.4538 | 0 | 0 | 0.00038134 | 0.00036763 | 0.001392 | 0.0012366 | 0.045809 | 0.0029648 | 0.0055976 | 0.0059404 | 0 | 0 | 2.2378e-05 | -2.1221e-05 | 0.00011417 | 0.00011943 | 0.010752 | 0.00057568 | 0.00099196 | 0.0011551
|  | 902.6946 | 0 | 0 | -0.00019545 | -0.00054391 | -0.00044357 | -0.00024455 | 0.043506 | 0.0018174 | 0.0026426 | 0.0036549 | 0 | 0 | -2.114e-06 | 9.8996e-07 | 7.0794e-05 | 0.00013925 | 0.010441 | 0.00053115 | 0.00091689 | 0.0010359
|  | 902.9353 | 0 | 0 | 0.00017789 | 0.00055213 | 0.0010317 | 0.0014013 | 0.043228 | 0.0025949 | 0.004974 | 0.0049504 | 0 | 0 | -9.3428e-06 | 3.2784e-06 | 2.1328e-05 | 0.00011681 | 0.01011 | 0.0004827 | 0.00091175 | 0.0010097
|  | 903.1761 | 0 | 0 | -0.0002555 | -0.0005249 | -0.00085449 | -0.00043104 | 0.040749 | 0.0014148 | 0.0025996 | 0.0034366 | 0 | 0 | -1.0794e-05 | -6.1136e-06 | 1.1968e-06 | 9.9357e-05 | 0.0098421 | 0.00043993 | 0.00079304 | 0.00099358
|  | 903.4169 | 0 | 0 | 0.00016584 | 0.00047412 | 0.00086444 | 0.0012563 | 0.041003 | 0.0022394 | 0.0039876 | 0.0048164 | 0 | 0 | -2.1766e-05 | -2.7839e-05 | -1.7556e-05 | 9.3531e-05 | 0.0096018 | 0.00042644 | 0.00074471 | 0.00099596
|  | 903.6577 | 0 | 0 | -0.00034664 | -0.00070536 | -0.0010103 | -0.00047944 | 0.038753 | 0.0013027 | 0.0021982 | 0.0034564 | 0 | 0 | -1.0679e-05 | -1.291e-05 | 3.2203e-05 | 8.5316e-05 | 0.0093861 | 0.00046691 | 0.00085217 | 0.0010509
|  | 903.8985 | 0 | 0 | 0.00025794 | 0.00059813 | 0.0012777 | 0.0011881 | 0.039208 | 0.0025754 | 0.0048799 | 0.0052726 | 0 | 0 | 6.3192e-06 | 7.8343e-06 | 5.8063e-05 | 6.6838e-05 | 0.0091293 | 0.00046962 | 0.00088552 | 0.00099012
|  | 904.1393 | 0 | 0 | -0.00020545 | -0.00053306 | -0.00079547 | -0.00063291 | 0.03662 | 0.0013252 | 0.0024752 | 0.0029513 | 0 | 0 | -1.1015e-05 | -1.0915e-06 | 2.8808e-05 | 5.7295e-05 | 0.0088384 | 0.00042264 | 0.00081815 | 0.00090907
|  | 904.3801 | 0 | 0 | 0.00011397 | 0.000524 | 0.0010347 | 0.0011088 | 0.036788 | 0.0021851 | 0.0043201 | 0.0045991 | 0 | 0 | -3.3718e-05 | -2.4432e-05 | 3.4612e-05 | 4.5098e-05 | 0.0085559 | 0.00037095 | 0.00072177 | 0.00094319
|  | 904.6209 | 0 | 0 | -0.000394 | -0.00072692 | -0.00074727 | -0.00073423 | 0.034271 | 0.00089577 | 0.0016744 | 0.0032344 | 0 | 0 | -1.3036e-05 | -1.5563e-05 | 4.6749e-05 | 7.5953e-05 | 0.0083346 | 0.00042859 | 0.00080158 | 0.00096544
|  | 904.8617 | 0 | 0 | 0.00028574 | 0.00059766 | 0.0011355 | 0.001365 | 0.034948 | 0.0026637 | 0.0049827 | 0.0047836 | 0 | 0 | -4.2278e-06 | -4.8282e-06 | -1.4835e-05 | 9.7148e-05 | 0.0081368 | 0.0004872 | 0.0008811 | 0.00098335
|  | 905.1025 | 0 | 0 | -0.00032085 | -0.00063776 | -0.0012587 | -0.00055822 | 0.032628 | 0.0013825 | 0.0023347 | 0.0033831 | 0 | 0 | -2.1758e-06 | -2.5906e-05 | 2.4457e-05 | 0.00012752 | 0.007944 | 0.00049426 | 0.00087461 | 0.0010039
|  | 905.3433 | 0 | 0 | 0.00030278 | 0.00042261 | 0.0014618 | 0.0016172 | 0.033347 | 0.0027223 | 0.0049289 | 0.0049545 | 0 | 0 | 1.2368e-05 | -3.7666e-05 | 0.00010494 | 0.00010906 | 0.0077741 | 0.00053112 | 0.00096233 | 0.0010133
|  | 905.5842 | 0 | 0 | -0.00020007 | -0.00073542 | -0.00059034 | -0.00071156 | 0.031214 | 0.0016884 | 0.0030629 | 0.0034603 | 0 | 0 | -6.2882e-06 | -2.2232e-05 | 6.281e-05 | 0.00011295 | 0.0075528 | 0.00046775 | 0.0008777 | 0.00094888
|  | 905.825 | 0 | 0 | 0.00014785 | 0.00055079 | 0.0011119 | 0.0016495 | 0.031506 | 0.0021959 | 0.0042257 | 0.0044195 | 0 | 0 | -2.3919e-05 | -2.1946e-05 | 3.1635e-05 | 0.00013536 | 0.0073089 | 0.0004065 | 0.00077082 | 0.00087346
|  | 906.0658 | 0 | 0 | -0.00034648 | -0.00073303 | -0.00084923 | -0.00052547 | 0.029187 | 0.0011797 | 0.0021751 | 0.0028337 | 0 | 0 | -9.5414e-06 | -2.8302e-05 | 6.6617e-05 | 0.00014115 | 0.0071306 | 0.00044231 | 0.0007621 | 0.00088733
|  | 906.3067 | 0 | 0 | 0.00026724 | 0.00049801 | 0.0014024 | 0.0016976 | 0.030025 | 0.0024932 | 0.0041534 | 0.0045346 | 0 | 0 | 9.3391e-06 | 1.1184e-05 | 8.9732e-05 | 0.00014283 | 0.0069819 | 0.0005083 | 0.00083018 | 0.00099186
|  | 906.5476 | 0 | 0 | -0.0001897 | -0.00040514 | -0.00065732 | -0.00051157 | 0.027949 | 0.0017275 | 0.0027401 | 0.0037014 | 0 | 0 | 2.1984e-05 | 3.2457e-05 | 8.3883e-05 | 0.00015085 | 0.0067517 | 0.00055034 | 0.00094969 | 0.0010887
|  | 906.7884 | 0 | 0 | 0.00037225 | 0.00067465 | 0.0013539 | 0.0017642 | 0.028113 | 0.0028423 | 0.0051457 | 0.0053387 | 0 | 0 | 1.5652e-05 | 3.0418e-05 | 7.2328e-05 | 0.00013222 | 0.0065886 | 0.00055013 | 0.001005 | 0.0010393
|  | 907.0293 | 0 | 0 | -0.00024228 | -0.00042208 | -0.00075329 | -0.00066628 | 0.026593 | 0.0017256 | 0.0031991 | 0.0032912 | 0 | 0 | -8.2328e-06 | 9.7642e-06 | 3.7278e-05 | 9.3861e-05 | 0.0064538 | 0.00053351 | 0.0010077 | 0.0010084
|  | 907.2702 | 0 | 0 | 0.00017393 | 0.00050315 | 0.0010628 | 0.0014456 | 0.026992 | 0.0027041 | 0.0051679 | 0.0050814 | 0 | 0 | -1.2025e-05 | -8.7168e-06 | 1.5957e-05 | 9.9855e-05 | 0.0062617 | 0.00047571 | 0.00090622 | 0.0010279
|  | 907.511 | 0 | 0 | -0.00027377 | -0.00057553 | -0.00093032 | -0.00061652 | 0.024998 | 0.0012457 | 0.0023563 | 0.0034535 | 0 | 0 | -1.8338e-05 | -1.7101e-05 | 4.3138e-05 | 0.00010993 | 0.0061071 | 0.00044026 | 0.00086837 | 0.00099601
|  | 907.7519 | 0 | 0 | 0.00012152 | 0.00043355 | 0.0012885 | 0.0015292 | 0.025706 | 0.0024097 | 0.0048533 | 0.004816 | 0 | 0 | -2.1732e-05 | -3.4969e-05 | 5.0274e-05 | 0.000125 | 0.0059364 | 0.00041239 | 0.00082986 | 0.00089205
|  | 907.9928 | 0 | 0 | -0.00030195 | -0.00072388 | -0.00087108 | -0.00049138 | 0.023581 | 0.0010142 | 0.0020366 | 0.0025904 | 0 | 0 | -1.1212e-05 | -4.9533e-05 | 4.0204e-05 | 7.0611e-05 | 0.005792 | 0.00041258 | 0.00081955 | 0.00088199
|  | 908.2337 | 0 | 0 | 0.00020887 | 0.00031265 | 0.0012049 | 0.0010776 | 0.024505 | 0.0024111 | 0.0047675 | 0.0047321 | 0 | 0 | 1.3461e-05 | -1.6817e-05 | 6.4888e-05 | 0.00010006 | 0.0056903 | 0.00047026 | 0.00091641 | 0.0010651
|  | 908.4746 | 0 | 0 | -9.7121e-05 | -0.00045226 | -0.00066617 | -0.00024696 | 0.022735 | 0.0014929 | 0.0028404 | 0.0041105 | 0 | 0 | 2.9839e-05 | 1.7685e-05 | 8.9897e-05 | 0.00015149 | 0.0055285 | 0.00050236 | 0.00096059 | 0.0011751
|  | 908.7156 | 0 | 0 | 0.00034484 | 0.00059908 | 0.0014125 | 0.0015046 | 0.023161 | 0.0026776 | 0.0051343 | 0.0056453 | 0 | 0 | 5.0758e-06 | 7.7921e-06 | 0.00011944 | 0.00011629 | 0.0053605 | 0.00050481 | 0.00096072 | 0.0011563
|  | 908.9565 | 0 | 0 | -0.0003027 | -0.00053439 | -0.00042094 | -0.00053923 | 0.021339 | 0.0015131 | 0.0028411 | 0.0039538 | 0 | 0 | -1.3378e-05 | -1.0967e-05 | 9.8971e-05 | 0.00010585 | 0.0052384 | 0.00049729 | 0.00093437 | 0.0011006
|  | 909.1974 | 0 | 0 | 0.00019165 | 0.00044335 | 0.0012425 | 0.0014179 | 0.022146 | 0.0026149 | 0.0049153 | 0.0051824 | 0 | 0 | 4.1386e-06 | 4.4661e-06 | 7.8615e-05 | 0.00013122 | 0.005136 | 0.00055705 | 0.00097014 | 0.0011042
|  | 909.4383 | 0 | 0 | -0.0001573 | -0.00040628 | -0.00058992 | -0.00032863 | 0.020489 | 0.0020093 | 0.003138 | 0.0039836 | 0 | 0 | 4.9252e-06 | 6.2298e-07 | 5.1356e-05 | 8.0772e-05 | 0.0050091 | 0.00055536 | 0.0009694 | 0.0010927
|  | 909.6793 | 0 | 0 | 0.00019818 | 0.00041145 | 0.0010162 | 0.0009991 | 0.021091 | 0.0026007 | 0.0049089 | 0.0050866 | 0 | 0 | -9.0495e-07 | -1.0138e-05 | 3.2237e-05 | 6.4712e-05 | 0.0048898 | 0.00047686 | 0.00094533 | 0.0010655
|  | 909.9202 | 0 | 0 | -0.00020569 | -0.0004956 | -0.00074863 | -0.00046194 | 0.019498 | 0.0013576 | 0.0029381 | 0.0037579 | 0 | 0 | 2.9024e-06 | -9.7636e-06 | 4.801e-05 | 9.8607e-05 | 0.0047627 | 0.0004668 | 0.00096254 | 0.0010302
|  | 910.1612 | 0 | 0 | 0.00022978 | 0.00041456 | 0.0011471 | 0.0012804 | 0.020034 | 0.002517 | 0.0050514 | 0.0047936 | 0 | 0 | -8.4012e-06 | -1.1799e-05 | 7.9235e-05 | 0.00012454 | 0.0046328 | 0.00045369 | 0.00089722 | 0.00097355
|  | 910.4021 | 0 | 0 | -0.00029952 | -0.00051249 | -0.00048948 | -0.00024668 | 0.018419 | 0.0012487 | 0.0023957 | 0.003287 | 0 | 0 | -6.8503e-06 | -1.4435e-05 | 4.1808e-05 | 0.00013259 | 0.0045241 | 0.00046495 | 0.00088833 | 0.00099941
|  | 910.6431 | 0 | 0 | 0.00024266 | 0.00039268 | 0.00083649 | 0.0013472 | 0.019132 | 0.0026105 | 0.0049776 | 0.0050082 | 0 | 0 | 1.8546e-05 | -5.2828e-06 | -1.0373e-05 | 9.888e-05 | 0.0044139 | 0.00053686 | 0.00096326 | 0.0010637
|  | 910.8841 | 0 | 0 | -8.8729e-05 | -0.00043653 | -0.00092258 | -0.00052651 | 0.017503 | 0.0018453 | 0.0030173 | 0.0038207 | 0 | 0 | 1.3186e-05 | -1.1583e-05 | -2.3077e-06 | 6.93e-05 | 0.0043095 | 0.00053476 | 0.00092219 | 0.00109
|  | 911.125 | 0 | 0 | 0.00019816 | 0.00034039 | 0.00090343 | 0.0011017 | 0.018263 | 0.0025929 | 0.0046364 | 0.0052254 | 0 | 0 | 4.1826e-06 | -1.8551e-06 | 5.2457e-05 | 0.00011908 | 0.004229 | 0.00049342 | 0.00094891 | 0.0010761
|  | 911.366 | 0 | 0 | -0.00016345 | -0.00035579 | -0.00046807 | -0.00011333 | 0.016835 | 0.0015022 | 0.003239 | 0.0037058 | 0 | 0 | 9.048e-06 | 2.4437e-06 | 0.00010857 | 0.00016058 | 0.0041495 | 0.00051484 | 0.0009917 | 0.0011092
|  | 911.607 | 0 | 0 | 0.00023854 | 0.00037607 | 0.0013691 | 0.001446 | 0.017602 | 0.0027705 | 0.0049912 | 0.0054995 | 0 | 0 | -1.1389e-05 | -6.114e-06 | 9.8345e-05 | 0.00015738 | 0.0040427 | 0.00050246 | 0.00086347 | 0.0010132
|  | 911.848 | 0 | 0 | -0.00033306 | -0.00042681 | -0.0005529 | -0.0001399 | 0.015949 | 0.0013995 | 0.0021748 | 0.0029093 | 0 | 0 | -4.4246e-05 | -1.4137e-05 | 2.4741e-05 | 0.00012416 | 0.0039417 | 0.00044574 | 0.00075172 | 0.00085455
|  | 912.089 | 0 | 0 | -3.4127e-05 | 0.00030949 | 0.00075822 | 0.0011703 | 0.016762 | 0.0022996 | 0.0040635 | 0.0041824 | 0 | 0 | -3.166e-05 | -3.0145e-05 | 2.7243e-05 | 8.4745e-05 | 0.0038525 | 0.00045047 | 0.00083013 | 0.00091585
|  | 912.33 | 0 | 0 | -0.0002286 | -0.00055965 | -0.00053215 | -0.00046704 | 0.015208 | 0.0014385 | 0.0028252 | 0.0034176 | 0 | 0 | -1.0725e-05 | -3.6012e-05 | 5.3465e-05 | 7.4822e-05 | 0.0037702 | 0.00045292 | 0.00084187 | 0.00094336
|  | 912.571 | 0 | 0 | 0.0001396 | 0.0002608 | 0.00097583 | 0.0010879 | 0.016079 | 0.00232 | 0.004161 | 0.0044108 | 0 | 0 | -3.8669e-06 | -2.0962e-05 | 8.485e-05 | 0.00011968 | 0.0037092 | 0.00051046 | 0.00091352 | 0.00098719
|  | 912.812 | 0 | 0 | -0.00017168 | -0.00043475 | -0.00027173 | -9.4794e-05 | 0.0147 | 0.0019159 | 0.0034195 | 0.003781 | 0 | 0 | -9.3319e-06 | -1.2749e-05 | 7.6236e-05 | 9.2193e-05 | 0.0035885 | 0.00049231 | 0.00094678 | 0.00095446
|  | 913.053 | 0 | 0 | 9.4246e-05 | 0.00032895 | 0.00090434 | 0.00085982 | 0.015077 | 0.0021693 | 0.004437 | 0.0041392 | 0 | 0 | -1.0592e-05 | -2.8855e-05 | 4.3291e-05 | 8.3257e-05 | 0.0035127 | 0.00043009 | 0.00084324 | 0.00091931
|  | 913.2941 | 0 | 0 | -0.00018213 | -0.00056838 | -0.00054513 | -0.00016897 | 0.01407 | 0.0013994 | 0.00256 | 0.003489 | 0 | 0 | 5.1605e-06 | -2.8744e-05 | 1.3436e-05 | 0.00011988 | 0.0034476 | 0.0004596 | 0.00084869 | 0.00094698
|  | 913.5351 | 0 | 0 | 0.00022495 | 0.00032988 | 0.00065661 | 0.0011636 | 0.014536 | 0.0024141 | 0.0044819 | 0.0043685 | 0 | 0 | 1.2781e-05 | -1.3619e-06 | 3.449e-05 | 0.00013364 | 0.0033628 | 0.00048703 | 0.00091682 | 0.00095332
|  | 913.7762 | 0 | 0 | -0.0001189 | -0.00034118 | -0.00037043 | -5.482e-05 | 0.013367 | 0.001627 | 0.0031253 | 0.0035415 | 0 | 0 | -3.1114e-06 | -7.7801e-06 | 7.7231e-05 | 0.00012384 | 0.0032782 | 0.0004348 | 0.00085894 | 0.00097228
|  | 914.0172 | 0 | 0 | 9.3083e-05 | 0.00027663 | 0.0010112 | 0.0010824 | 0.013833 | 0.0019805 | 0.0040013 | 0.0045255 | 0 | 0 | -1.9777e-05 | -1.7501e-05 | 8.9983e-05 | 0.00013098 | 0.0032197 | 0.00043756 | 0.00080603 | 0.00097534
|  | 914.2583 | 0 | 0 | -0.00025716 | -0.00042184 | -0.00026465 | 4.362e-06 | 0.01288 | 0.0016498 | 0.002686 | 0.0035666 | 0 | 0 | -1.3684e-05 | -1.2192e-05 | 7.7761e-05 | 0.0001475 | 0.0031671 | 0.00052707 | 0.00091616 | 0.0010288
|  | 914.4993 | 0 | 0 | 0.00014363 | 0.00032069 | 0.00090981 | 0.0012194 | 0.013397 | 0.0027231 | 0.004915 | 0.0049694 | 0 | 0 | 4.9774e-06 | 2.5845e-06 | 8.7276e-05 | 0.0001743 | 0.0030999 | 0.00058298 | 0.0010147 | 0.0010892
|  | 914.7404 | 0 | 0 | -0.00010234 | -0.00029924 | -0.00018571 | 0.00022679 | 0.012322 | 0.0021137 | 0.0035034 | 0.0040671 | 0 | 0 | -5.9066e-06 | -1.9778e-05 | 8.6165e-05 | 0.00016616 | 0.0030148 | 0.00054876 | 0.00092466 | 0.0010237
|  | 914.9815 | 0 | 0 | 5.3335e-05 | 0.00013516 | 0.00090053 | 0.0011516 | 0.012689 | 0.0024388 | 0.0041676 | 0.0044252 | 0 | 0 | -1.8017e-05 | -1.4114e-05 | 7.9638e-05 | 0.00012704 | 0.0029652 | 0.00050906 | 0.00091578 | 0.00098119
|  | 915.2225 | 0 | 0 | -0.0002028 | -0.00025225 | -0.00023986 | -9.7739e-05 | 0.01191 | 0.0017843 | 0.0034297 | 0.0037147 | 0 | 0 | -3.3536e-05 | -6.5054e-06 | 2.2987e-05 | 7.4081e-05 | 0.0029168 | 0.00048369 | 0.00093178 | 0.0010077
|  | 915.4636 | 0 | 0 | -7.5411e-05 | 0.00019828 | 0.00043056 | 0.00071232 | 0.012287 | 0.0022284 | 0.0043003 | 0.0046449 | 0 | 0 | -4.1345e-05 | -3.4705e-05 | 1.3471e-05 | 9.8447e-05 | 0.002858 | 0.0004854 | 0.00090002 | 0.001053
|  | 915.7047 | 0 | 0 | -0.00026757 | -0.00048618 | -0.00031881 | 0.00010436 | 0.011422 | 0.0017983 | 0.0031659 | 0.0040908 | 0 | 0 | -3.4616e-05 | -5.7653e-05 | -7.4874e-06 | 0.00011164 | 0.0027687 | 0.00044807 | 0.00082781 | 0.0009896
|  | 915.9458 | 0 | 0 | -1.9579e-05 | 7.931e-06 | 0.0002567 | 0.00082169 | 0.011545 | 0.0019186 | 0.0037011 | 0.0041183 | 0 | 0 | -2.3191e-05 | -2.9774e-05 | -2.6226e-05 | 9.2129e-05 | 0.0026853 | 0.00040608 | 0.00084201 | 0.00095632
|  | 916.1869 | 0 | 0 | -0.00017279 | -0.00025491 | -0.00047424 | -5.7483e-05 | 0.01073 | 0.0014498 | 0.0032834 | 0.0038144 | 0 | 0 | -1.64e-05 | 7.5567e-06 | 9.3488e-06 | 9.4313e-05 | 0.0026279 | 0.00044137 | 0.0009359 | 0.00098609
|  | 916.428 | 0 | 0 | 3.6752e-05 | 0.00031759 | 0.00055179 | 0.0008398 | 0.011068 | 0.0022113 | 0.0044798 | 0.0043652 | 0 | 0 | -1.3482e-05 | 1.1929e-05 | 6.3844e-05 | 8.7659e-05 | 0.0025977 | 0.00044826 | 0.00093357 | 0.00098154
|  | 916.6691 | 0 | 0 | -0.00014859 | -0.00021863 | -2.221e-05 | -0.00011268 | 0.010479 | 0.0015069 | 0.0032641 | 0.0037767 | 0 | 0 | -5.0763e-06 | 2.1985e-06 | 5.3349e-05 | 9.341e-05 | 0.002563 | 0.00042049 | 0.00094724 | 0.0010185
|  | 916.9103 | 0 | 0 | 0.00010648 | 0.00023687 | 0.00046472 | 0.00088748 | 0.010779 | 0.0019809 | 0.0045929 | 0.0046716 | 0 | 0 | 6.0245e-06 | 3.8604e-06 | 2.2439e-05 | 0.000127 | 0.0025164 | 0.00047452 | 0.00099464 | 0.0010878
|  | 917.1514 | 0 | 0 | -5.6512e-05 | -0.00020485 | -0.0002786 | 0.00016594 | 0.010093 | 0.0019549 | 0.0036569 | 0.0043508 | 0 | 0 | 1.2187e-05 | -1.1633e-05 | 5.9253e-05 | 0.00011104 | 0.002482 | 0.00057178 | 0.00099536 | 0.0011208
|  | 917.3925 | 0 | 0 | 0.00015759 | 0.00010836 | 0.00077004 | 0.00075502 | 0.010493 | 0.0027874 | 0.0045985 | 0.004945 | 0 | 0 | 5.2985e-06 | -1.8343e-05 | 9.6834e-05 | 8.7276e-05 | 0.0024202 | 0.00057356 | 0.00099551 | 0.0010483
|  | 917.6337 | 0 | 0 | -0.00011365 | -0.0002605 | 3.3097e-05 | -3.1157e-05 | 0.0095798 | 0.0019696 | 0.0036582 | 0.0037497 | 0 | 0 | -4.4125e-06 | -2.704e-06 | 8.4791e-05 | 8.4391e-05 | 0.0023502 | 0.00051767 | 0.00092756 | 0.00097179
|  | 917.8748 | 0 | 0 | 7.7049e-05 | 0.00023807 | 0.00067015 | 0.00073109 | 0.0099122 | 0.0023239 | 0.0040349 | 0.0043103 | 0 | 0 | -1.0079e-05 | 9.0748e-06 | 6.5763e-05 | 0.00011539 | 0.0023156 | 0.00049418 | 0.00085088 | 0.0010154
|  | 918.116 | 0 | 0 | -0.00016064 | -0.00016281 | -0.00012474 | 0.0002259 | 0.0092927 | 0.0017747 | 0.0030219 | 0.0041113 | 0 | 0 | -1.5841e-05 | -1.9491e-05 | 4.4807e-05 | 0.0001321 | 0.002282 | 0.00053125 | 0.00090249 | 0.0010704
|  | 918.3571 | 0 | 0 | 2.9268e-05 | 1.1627e-06 | 0.00049634 | 0.00086961 | 0.0096323 | 0.0026311 | 0.0044626 | 0.0047657 | 0 | 0 | -6.8884e-06 | -3.4196e-05 | 7.7612e-05 | 0.00012239 | 0.0022606 | 0.00060522 | 0.0010132 | 0.0010935
|  | 918.5983 | 0 | 0 | -8.6393e-05 | -0.00028475 | 0.00014729 | 0.00014536 | 0.0091144 | 0.002388 | 0.00394 | 0.0043025 | 0 | 0 | -6.4625e-07 | -1.6459e-05 | 0.00010226 | 0.00010319 | 0.0022332 | 0.00061072 | 0.00098838 | 0.0011195
|  | 918.8395 | 0 | 0 | 8.1034e-05 | 0.00014825 | 0.00070075 | 0.00071037 | 0.0094055 | 0.0026767 | 0.0042565 | 0.0049811 | 0 | 0 | 2.8096e-06 | 4.1536e-06 | 8.1265e-05 | 0.00011174 | 0.0021889 | 0.00060816 | 0.00096863 | 0.0011413
|  | 919.0806 | 0 | 0 | -5.7734e-05 | -0.00011381 | -2.6825e-05 | 0.00021625 | 0.0087468 | 0.0023667 | 0.0037762 | 0.0044839 | 0 | 0 | -4.8918e-06 | -3.3503e-06 | 4.2817e-05 | 0.00010073 | 0.0020888 | 0.00056959 | 0.00096033 | 0.0010596
|  | 919.3218 | 0 | 0 | 1.7169e-05 | 8.6028e-05 | 0.00038187 | 0.000619 | 0.0085743 | 0.0023564 | 0.004187 | 0.0043022 | 0 | 0 | -1.0479e-05 | -1.2121e-05 | 1.6883e-05 | 0.0001111 | 0.0020159 | 0.00054825 | 0.00091251 | 0.0010084
|  | 919.563 | 0 | 0 | -0.00010406 | -0.00018654 | -0.00024187 | 0.0003023 | 0.008143 | 0.00219 | 0.00338 | 0.0040597 | 0 | 0 | -5.2636e-06 | -7.198e-06 | 2.7403e-05 | 0.00013365 | 0.002015 | 0.00058192 | 0.0009144 | 0.00108
|  | 919.8042 | 0 | 0 | 6.042e-05 | 0.00012686 | 0.00046909 | 0.00080591 | 0.0085653 | 0.0026352 | 0.0042021 | 0.0048952 | 0 | 0 | 3.1839e-06 | 9.0569e-06 | 7.984e-05 | 0.00013681 | 0.0020211 | 0.00059713 | 0.0010239 | 0.0011575
|  | 920.0454 | 0 | 0 | -3.4019e-05 | -5.1761e-05 | 0.00019293 | 0.0003285 | 0.0081937 | 0.0023161 | 0.0042877 | 0.0047028 | 0 | 0 | 2.0026e-06 | 9.8614e-06 | 9.2461e-05 | 0.00013178 | 0.0020085 | 0.00058973 | 0.0010964 | 0.001196
|  | 920.2866 | 0 | 0 | 5.0624e-05 | 0.00013353 | 0.00057371 | 0.00076415 | 0.0084596 | 0.0025736 | 0.004803 | 0.0052138 | 0 | 0 | 6.947e-06 | 9.6014e-06 | 8.7987e-05 | 0.00012724 | 0.0019836 | 0.00057679 | 0.0010829 | 0.0011908
|  | 920.5278 | 0 | 0 | 6.9774e-06 | -5.3917e-05 | 0.00015583 | 0.00029084 | 0.0079873 | 0.0022089 | 0.004176 | 0.0046594 | 0 | 0 | 7.7028e-06 | -1.8119e-06 | 7.1272e-05 | 8.4282e-05 | 0.0019036 | 0.00053813 | 0.0010041 | 0.0010795
|  | 920.769 | 0 | 0 | 5.6888e-05 | 3.8894e-05 | 0.00043509 | 0.00040796 | 0.007796 | 0.0022529 | 0.0041495 | 0.0042907 | 0 | 0 | -7.793e-06 | -6.7446e-06 | 7.8232e-05 | 6.8968e-05 | 0.0018112 | 0.00048401 | 0.00093625 | 0.00098976
|  | 921.0103 | 0 | 0 | -0.0001215 | -9.4815e-05 | 0.00021354 | 0.00016386 | 0.0072212 | 0.0017602 | 0.003613 | 0.0039156 | 0 | 0 | -2.7412e-05 | -1.9675e-05 | 8.6868e-05 | 9.1658e-05 | 0.0017369 | 0.00042901 | 0.00085517 | 0.00097918
|  | 921.2515 | 0 | 0 | -0.00010577 | -6.8309e-05 | 0.00050667 | 0.00059606 | 0.0071792 | 0.0017967 | 0.0034771 | 0.0042027 | 0 | 0 | -2.2135e-05 | -1.3556e-05 | 9.1531e-05 | 0.00011918 | 0.001755 | 0.00046649 | 0.00087254 | 0.0010317
|  | 921.4927 | 0 | 0 | -7.7742e-05 | -4.4074e-05 | 0.00025217 | 0.00039197 | 0.0073706 | 0.0020707 | 0.0037568 | 0.0043507 | 0 | 0 | -8.1034e-06 | 7.041e-07 | 7.012e-05 | 9.3099e-05 | 0.0017987 | 0.00053885 | 0.0010033 | 0.0011132
|  | 921.734 | 0 | 0 | 1.0561e-05 | 4.9911e-05 | 0.00032916 | 0.00037987 | 0.0075417 | 0.0023966 | 0.0045607 | 0.0048786 | 0 | 0 | -4.2253e-06 | -1.0338e-05 | 8.1255e-05 | 8.6426e-05 | 0.0017611 | 0.00052939 | 0.001005 | 0.0011053
|  | 921.9752 | 0 | 0 | -4.559e-05 | -0.00013562 | 0.00034446 | 0.00033662 | 0.0070583 | 0.0019921 | 0.0037709 | 0.0042847 | 0 | 0 | 1.344e-06 | -1.8784e-05 | 7.5743e-05 | 0.0001008 | 0.0016716 | 0.00048936 | 0.0009264 | 0.0010109
|  | 922.2165 | 0 | 0 | 5.6732e-05 | -2.0108e-05 | 0.00028346 | 0.00049905 | 0.0067993 | 0.0020647 | 0.0039091 | 0.0040958 | 0 | 0 | 1.1728e-05 | -4.4758e-06 | 6.4703e-05 | 0.00011726 | 0.0016336 | 0.00050289 | 0.00096014 | 0.0010434
|  | 922.4577 | 0 | 0 | 4.0491e-05 | -1.6996e-05 | 0.00025292 | 0.00047305 | 0.0067427 | 0.0021041 | 0.0040503 | 0.004554 | 0 | 0 | 6.2958e-06 | -3.6272e-06 | 8.2898e-05 | 0.00010486 | 0.0016376 | 0.00049843 | 0.0010046 | 0.0011415
|  | 922.699 | 0 | 0 | 1.1698e-05 | -1.3071e-05 | 0.00043426 | 0.0003962 | 0.0068318 | 0.0020276 | 0.0042777 | 0.0049086 | 0 | 0 | 3.2838e-06 | 1.2869e-05 | 0.0001031 | 0.00010786 | 0.0016378 | 0.00053292 | 0.0010663 | 0.001195
|  | 922.9403 | 0 | 0 | 1.5522e-05 | 0.00011975 | 0.0004204 | 0.0004979 | 0.0067444 | 0.0023901 | 0.004561 | 0.0049971 | 0 | 0 | -4.9134e-06 | 2.1558e-05 | 6.9346e-05 | 0.00011502 | 0.0015965 | 0.00056525 | 0.001049 | 0.0011314
|  | 923.1816 | 0 | 0 | -5.625e-05 | 5.8948e-05 | 0.00015442 | 0.00045549 | 0.0064889 | 0.0022953 | 0.0041343 | 0.0043812 | 0 | 0 | -1.3499e-05 | 4.177e-06 | 4.6918e-05 | 0.00010275 | 0.0015574 | 0.00053186 | 0.00099866 | 0.0010366
|  | 923.4229 | 0 | 0 | -5.5641e-05 | -2.4326e-05 | 0.00023448 | 0.00039617 | 0.0064204 | 0.0021131 | 0.0041433 | 0.0042106 | 0 | 0 | -1.6127e-05 | -2.1032e-05 | 8.104e-05 | 7.6923e-05 | 0.0015253 | 0.00049837 | 0.0010243 | 0.0010202
|  | 923.6641 | 0 | 0 | -7.8034e-05 | -0.00015 | 0.00043724 | 0.00024143 | 0.0062222 | 0.0020178 | 0.0043466 | 0.0042454 | 0 | 0 | -2.5311e-05 | -2.9768e-05 | 0.00010017 | 0.0001084 | 0.0015021 | 0.00048864 | 0.0010497 | 0.00099834
|  | 923.9054 | 0 | 0 | -0.00013177 | -9.6735e-05 | 0.00039307 | 0.00065707 | 0.0062279 | 0.0020325 | 0.0043542 | 0.0040296 | 0 | 0 | -3.5545e-05 | -3.3582e-05 | 8.5337e-05 | 0.00012802 | 0.0014764 | 0.00048639 | 0.0010117 | 0.00099035
|  | 924.1467 | 0 | 0 | -0.00016284 | -0.0001816 | 0.00031424 | 0.000404 | 0.0060095 | 0.001999 | 0.0040316 | 0.0041789 | 0 | 0 | -2.1099e-05 | -2.3673e-05 | 0.00011141 | 0.00010667 | 0.0014444 | 0.00054166 | 0.0010304 | 0.0011165
|  | 924.388 | 0 | 0 | -1.2024e-05 | -1.4601e-05 | 0.0006091 | 0.0004801 | 0.005962 | 0.0024904 | 0.0045082 | 0.0050747 | 0 | 0 | -5.4802e-07 | 3.8536e-07 | 0.00010382 | 0.00010755 | 0.0014119 | 0.00059245 | 0.001081 | 0.0012247
|  | 924.6294 | 0 | 0 | 7.4822e-06 | 1.7795e-05 | 0.00025137 | 0.00041125 | 0.0057392 | 0.0024197 | 0.0044505 | 0.0050749 | 0 | 0 | 9.3904e-06 | 2.4302e-05 | 0.00010161 | 0.00012814 | 0.0014174 | 0.00057805 | 0.001094 | 0.001249
|  | 924.8707 | 0 | 0 | 7.0343e-05 | 0.00018362 | 0.00059078 | 0.0006507 | 0.0060082 | 0.0023711 | 0.0046159 | 0.0052764 | 0 | 0 | -4.8888e-06 | 1.3001e-05 | 0.00010713 | 0.00010316 | 0.0014121 | 0.00056299 | 0.0010297 | 0.0012353
|  | 925.112 | 0 | 0 | -0.00011086 | -7.5868e-05 | 0.0002971 | 0.0002043 | 0.0056953 | 0.0022949 | 0.0039178 | 0.0049617 | 0 | 0 | -2.1987e-05 | -7.9058e-07 | 0.00010454 | 7.9693e-05 | 0.0013909 | 0.00055371 | 0.0009623 | 0.0011823
|  | 925.3533 | 0 | 0 | -7.1351e-05 | 6.9316e-05 | 0.00056925 | 0.00045615 | 0.0058314 | 0.002294 | 0.0040572 | 0.0048362 | 0 | 0 | -3.0943e-05 | -1.2205e-05 | 4.887e-05 | 5.8772e-05 | 0.0013571 | 0.0004896 | 0.00088521 | 0.0011461
|  | 925.5947 | 0 | 0 | -0.00018507 | -0.00017046 | -0.00016427 | 3.0904e-05 | 0.0054153 | 0.0017634 | 0.0032786 | 0.0046618 | 0 | 0 | -2.3117e-05 | -4.953e-06 | -3.1103e-06 | 0.00010788 | 0.0013357 | 0.00046991 | 0.00088782 | 0.0011971
|  | 925.836 | 0 | 0 | -6.496e-06 | 0.00012942 | 0.0001385 | 0.00086307 | 0.0056535 | 0.0021305 | 0.0040785 | 0.0052586 | 0 | 0 | -1.6e-05 | 1.3012e-05 | 1.041e-05 | 0.0001287 | 0.001314 | 0.00047644 | 0.00092644 | 0.001136
|  | 926.0774 | 0 | 0 | -0.00012609 | -2.1585e-05 | -5.2229e-05 | 0.00020346 | 0.0052352 | 0.0018176 | 0.0035986 | 0.0041554 | 0 | 0 | -1.4381e-05 | 1.7722e-05 | 8.3353e-05 | 0.00012678 | 0.001284 | 0.00051709 | 0.00094909 | 0.0010969
|  | 926.3187 | 0 | 0 | 6.9232e-06 | 0.00016844 | 0.00074295 | 0.00084713 | 0.005405 | 0.0024674 | 0.0042663 | 0.0049346 | 0 | 0 | 3.7769e-07 | 8.8884e-06 | 0.00012059 | 0.00014571 | 0.0012963 | 0.00061764 | 0.0010058 | 0.0012601
|  | 926.5601 | 0 | 0 | -3.7934e-06 | -9.4789e-05 | 0.00025634 | 0.00036032 | 0.0053367 | 0.0026506 | 0.0040678 | 0.0055068 | 0 | 0 | 1.3931e-05 | 8.9713e-06 | 0.00013628 | 0.00014092 | 0.001311 | 0.00066891 | 0.0010694 | 0.0013329
|  | 926.8015 | 0 | 0 | 0.00011922 | 0.00016913 | 0.00087287 | 0.00080738 | 0.0055264 | 0.002892 | 0.0047936 | 0.0055376 | 0 | 0 | -8.7929e-07 | -2.2839e-05 | 0.00010968 | 0.00014754 | 0.0012546 | 0.00060696 | 0.0011012 | 0.0012056
|  | 927.0428 | 0 | 0 | -0.00012651 | -0.00035837 | 3.5978e-05 | 0.00041514 | 0.0048689 | 0.0021373 | 0.0043306 | 0.0044519 | 0 | 0 | -6.2477e-06 | -3.1538e-05 | 2.598e-05 | 0.00017176 | 0.0012363 | 0.0005643 | 0.0010926 | 0.0011491
|  | 927.2842 | 0 | 0 | 7.4744e-05 | 9.7055e-05 | 0.00017929 | 0.001008 | 0.005375 | 0.0025383 | 0.0047228 | 0.0050689 | 0 | 0 | -3.9234e-06 | -2.8772e-05 | -3.3318e-05 | 0.00014115 | 0.0012262 | 0.00055295 | 0.0010522 | 0.0010954
|  | 927.5256 | 0 | 0 | -0.00010725 | -0.00033544 | -0.00045534 | 0.00016141 | 0.0047848 | 0.0020431 | 0.0039947 | 0.0040065 | 0 | 0 | -1.0248e-05 | -4.5708e-05 | -1.4269e-06 | 9.8114e-05 | 0.0011815 | 0.00054246 | 0.0010176 | 0.0010026
|  | 927.767 | 0 | 0 | 2.2343e-05 | -4.327e-05 | 0.00044352 | 0.0006515 | 0.0050043 | 0.0024514 | 0.0044363 | 0.0043005 | 0 | 0 | -2.6911e-05 | -6.3024e-05 | 4.6665e-05 | 8.2932e-05 | 0.0011443 | 0.00053451 | 0.00092384 | 0.0010078
|  | 928.0084 | 0 | 0 | -0.00024531 | -0.00047891 | -5.6882e-05 | 3.5622e-05 | 0.0044769 | 0.0019772 | 0.0032181 | 0.0040496 | 0 | 0 | -2.9853e-05 | -3.567e-05 | 8.3021e-05 | 0.00013033 | 0.001141 | 0.00056025 | 0.00093481 | 0.0011126
|  | 928.2498 | 0 | 0 | -2.0171e-06 | 0.0001834 | 0.00074468 | 0.0010441 | 0.0049758 | 0.0026643 | 0.0045265 | 0.0051681 | 0 | 0 | -2.2715e-05 | -1.2209e-05 | 4.5643e-05 | 0.00014252 | 0.0011032 | 0.0005464 | 0.00093956 | 0.001152
|  | 928.4912 | 0 | 0 | -0.00018617 | -0.00028454 | -0.00036655 | 0.00013658 | 0.0041639 | 0.0018624 | 0.0032574 | 0.0043759 | 0 | 0 | -1.0871e-05 | -1.7674e-05 | 3.1659e-05 | 0.00013172 | 0.0010816 | 0.00055953 | 0.00096563 | 0.0011775
|  | 928.7326 | 0 | 0 | 9.6106e-05 | 0.00013812 | 0.00062883 | 0.0009547 | 0.0047971 | 0.0027731 | 0.0047426 | 0.0053796 | 0 | 0 | -3.3375e-06 | -9.6327e-06 | 8.2698e-05 | 8.4918e-05 | 0.0010924 | 0.00062454 | 0.0010439 | 0.001205
|  | 928.974 | 0 | 0 | -0.00012375 | -0.00021792 | 5.6262e-05 | -0.00025121 | 0.0042525 | 0.0024008 | 0.0039057 | 0.0046033 | 0 | 0 | -6.5755e-06 | -3.4015e-06 | 0.00010219 | 5.7364e-05 | 0.0010931 | 0.00058149 | 0.00099497 | 0.0011692
|  | 929.2155 | 0 | 0 | 6.9284e-05 | 0.00018974 | 0.00079025 | 0.00072641 | 0.0048024 | 0.0024162 | 0.0043366 | 0.0050826 | 0 | 0 | -2.5612e-05 | -1.6127e-05 | 6.7164e-05 | 4.9881e-05 | 0.0010812 | 0.0004791 | 0.00096093 | 0.0011042
|  | 929.4569 | 0 | 0 | -0.00028145 | -0.00032334 | -0.00023386 | -0.00031319 | 0.0041543 | 0.0015526 | 0.0036238 | 0.0040642 | 0 | 0 | -3.5732e-05 | -1.2149e-05 | 6.7475e-05 | 3.307e-05 | 0.0010442 | 0.00045193 | 0.00094604 | 0.0010848
|  | 929.6983 | 0 | 0 | -1.4539e-05 | 0.0002227 | 0.00079279 | 0.00058713 | 0.0044954 | 0.002191 | 0.0042129 | 0.0049217 | 0 | 0 | -2.1439e-05 | -2.3188e-05 | 6.7433e-05 | 2.4681e-05 | 0.0010015 | 0.00046643 | 0.00090214 | 0.0010866
|  | 929.9398 | 0 | 0 | -0.00016305 | -0.00041478 | -0.00023421 | -0.00038268 | 0.0038009 | 0.0016727 | 0.0032601 | 0.0040789 | 0 | 0 | -2.2485e-06 | -2.8237e-05 | 5.6209e-05 | 7.4525e-05 | 0.00102 | 0.00052596 | 0.00098231 | 0.0011106
|  | 930.1812 | 0 | 0 | 0.00014443 | 0.00018089 | 0.0006998 | 0.00099999 | 0.0046483 | 0.002684 | 0.0048767 | 0.0051207 | 0 | 0 | -1.6549e-05 | -2.3971e-05 | 1.2145e-07 | 0.00013924 | 0.0010063 | 0.00055971 | 0.0010737 | 0.001056
|  | 930.4227 | 0 | 0 | -0.0002815 | -0.00037944 | -0.0006988 | 0.00015331 | 0.0036867 | 0.0019521 | 0.0040167 | 0.0036258 | 0 | 0 | -2.3159e-05 | -9.4889e-07 | -4.8644e-06 | 0.00014452 | 0.0010019 | 0.00059553 | 0.0011204 | 0.0011279
|  | 930.6641 | 0 | 0 | 8.968e-05 | 0.00037158 | 0.00065851 | 0.0010437 | 0.004612 | 0.0029807 | 0.0052632 | 0.0057166 | 0 | 0 | -5.2224e-06 | -7.935e-06 | 6.4951e-05 | 0.00010641 | 0.0010427 | 0.0006615 | 0.0011702 | 0.0013248
|  | 930.9056 | 0 | 0 | -0.00013294 | -0.0004373 | -0.00012052 | -0.00016233 | 0.0040242 | 0.0024985 | 0.0044293 | 0.0052564 | 0 | 0 | -6.7314e-06 | -2.4189e-05 | 0.00010925 | 0.00010472 | 0.0010274 | 0.0006324 | 0.0011221 | 0.0012347
|  | 931.1471 | 0 | 0 | 7.7186e-05 | 0.00023696 | 0.0010253 | 0.0010297 | 0.0044848 | 0.0027392 | 0.0048646 | 0.0049696 | 0 | 0 | -1.8928e-05 | -8.9339e-06 | 7.8099e-05 | 0.00011055 | 0.00096093 | 0.00052306 | 0.0010159 | 0.0010369
|  | 931.3886 | 0 | 0 | -0.00023395 | -0.00031096 | -0.00037852 | -0.00011403 | 0.0034739 | 0.0015929 | 0.003549 | 0.0036182 | 0 | 0 | -2.884e-05 | 9.3072e-07 | 5.529e-05 | 0.00010238 | 0.00093014 | 0.0004781 | 0.0010626 | 0.0010107
|  | 931.63 | 0 | 0 | -4.9081e-06 | 0.00031866 | 0.00083644 | 0.00096195 | 0.0042298 | 0.0023668 | 0.0052515 | 0.0047526 | 0 | 0 | -1.9239e-05 | -3.0588e-05 | 5.885e-05 | 5.2965e-05 | 0.00090726 | 0.00051753 | 0.0010836 | 0.0011198
|  | 931.8715 | 0 | 0 | -0.00015443 | -0.000572 | -0.00034905 | -0.0005233 | 0.003284 | 0.0019193 | 0.0037231 | 0.0045215 | 0 | 0 | 6.9493e-06 | -2.8238e-05 | 7.5988e-05 | 7.453e-05 | 0.00092299 | 0.00058026 | 0.0010677 | 0.0012493
|  | 932.113 | 0 | 0 | 0.00021198 | 0.00033814 | 0.00097835 | 0.0011405 | 0.0043598 | 0.0028862 | 0.0051192 | 0.0058248 | 0 | 0 | 1.4069e-06 | 3.1788e-06 | 1.906e-05 | 0.00010792 | 0.00093259 | 0.00056616 | 0.0010616 | 0.0012054
|  | 932.3545 | 0 | 0 | -0.00020033 | -0.00031182 | -0.00082051 | -0.00024678 | 0.0033636 | 0.0018025 | 0.0036726 | 0.0041575 | 0 | 0 | 5.5416e-07 | -1.863e-05 | -1.0783e-05 | 9.0604e-05 | 0.00090171 | 0.00055759 | 0.0010872 | 0.0011366
|  | 932.596 | 0 | 0 | 0.00020492 | 0.00015754 | 0.00073121 | 0.00099709 | 0.0041037 | 0.002815 | 0.0053307 | 0.0052547 | 0 | 0 | 2.6175e-06 | -5.5595e-05 | 3.7807e-05 | 9.5687e-05 | 0.00088373 | 0.00056546 | 0.0011286 | 0.0011703
|  | 932.8375 | 0 | 0 | -0.00018324 | -0.00061794 | -0.00041812 | -0.00020468 | 0.0032146 | 0.0018677 | 0.0040155 | 0.0044367 | 0 | 0 | 1.7927e-06 | -3.3609e-05 | 4.0045e-05 | 0.00010947 | 0.00085639 | 0.00056809 | 0.0011213 | 0.0012025
|  | 933.0791 | 0 | 0 | 0.00019809 | 0.00033963 | 0.00074973 | 0.0011112 | 0.003877 | 0.0028365 | 0.0052695 | 0.0055209 | 0 | 0 | -9.2306e-06 | -1.2099e-06 | -3.6985e-06 | 0.00011707 | 0.00082939 | 0.00053934 | 0.0010224 | 0.0011423
|  | 933.3206 | 0 | 0 | -0.00027452 | -0.00034964 | -0.00078035 | -0.00014178 | 0.0029908 | 0.0016295 | 0.0031962 | 0.003938 | 0 | 0 | -1.0023e-05 | 8.6947e-06 | 2.8983e-05 | 0.00016159 | 0.00083699 | 0.00051191 | 0.0010581 | 0.0011168
|  | 933.5621 | 0 | 0 | 0.00019153 | 0.00042164 | 0.0010203 | 0.0014798 | 0.00394 | 0.0026094 | 0.0055657 | 0.0053098 | 0 | 0 | -4.9025e-06 | -4.0444e-05 | 4.9728e-05 | 0.00010949 | 0.00081748 | 0.00053686 | 0.0011665 | 0.0011118
|  | 933.8036 | 0 | 0 | -0.00023212 | -0.00075654 | -0.00060857 | -0.00057318 | 0.0028292 | 0.0018361 | 0.0040938 | 0.0038969 | 0 | 0 | -7.5081e-06 | -2.8646e-05 | 5.9718e-05 | 0.00012088 | 0.00079883 | 0.00054266 | 0.0011594 | 0.0011008
|  | 934.0452 | 0 | 0 | 0.00016996 | 0.00051935 | 0.001103 | 0.001574 | 0.003785 | 0.0026571 | 0.0055055 | 0.0052172 | 0 | 0 | -2.3439e-06 | 9.4748e-06 | 7.1459e-05 | 0.00012149 | 0.00077816 | 0.00056633 | 0.0011351 | 0.0011888
|  | 934.2867 | 0 | 0 | -0.00018936 | -0.0004409 | -0.00051133 | -0.00056807 | 0.0026584 | 0.0020323 | 0.0038937 | 0.0046263 | 0 | 0 | -4.6974e-07 | -1.8993e-05 | 8.0052e-05 | 9.1374e-05 | 0.00077654 | 0.00059864 | 0.001049 | 0.0012418
|  | 934.5283 | 0 | 0 | 0.00018548 | 0.00028364 | 0.0011741 | 0.0013246 | 0.003771 | 0.0029242 | 0.0047911 | 0.0056554 | 0 | 0 | -1.3357e-05 | -4.6563e-05 | 5.6492e-05 | 9.1648e-05 | 0.00077794 | 0.00059862 | 0.0010609 | 0.0012052
|  | 934.7699 | 0 | 0 | -0.00029606 | -0.00066916 | -0.0007064 | -0.0005658 | 0.0026699 | 0.0020321 | 0.0039927 | 0.0043232 | 0 | 0 | -2.4073e-05 | -5.0846e-05 | 3.2265e-05 | 8.6386e-05 | 0.00080083 | 0.00060983 | 0.0011831 | 0.0012149
|  | 935.0114 | 0 | 0 | 9.6746e-05 | 0.00024817 | 0.00097354 | 0.001281 | 0.0039606 | 0.003017 | 0.0058026 | 0.0057354 | 0 | 0 | -3.2992e-05 | -6.6321e-05 | 8.4853e-05 | 8.3976e-05 | 0.00079755 | 0.00060679 | 0.0011702 | 0.0012339
|  | 935.253 | 0 | 0 | -0.00036988 | -0.00079724 | -0.00027105 | -0.00058581 | 0.0026422 | 0.0020065 | 0.0038857 | 0.0044795 | 0 | 0 | -5.2576e-06 | -5.2334e-05 | 0.00012659 | 6.0346e-05 | 0.00078792 | 0.00063101 | 0.0011841 | 0.0013534
|  | 935.4946 | 0 | 0 | 0.00032635 | 0.00036396 | 0.0013191 | 0.0010854 | 0.0038811 | 0.0032178 | 0.0059177 | 0.0067257 | 0 | 0 | 1.2114e-05 | -2.4596e-05 | 3.0021e-05 | 4.3128e-05 | 0.00078317 | 0.00064689 | 0.0011819 | 0.0013478
|  | 935.7362 | 0 | 0 | -0.00022607 | -0.00056757 | -0.0010706 | -0.00072839 | 0.0026023 | 0.0021375 | 0.0038665 | 0.0044322 | 0 | 0 | 1.5398e-05 | 3.5639e-06 | 8.0833e-05 | 6.7174e-05 | 0.00080115 | 0.00073211 | 0.0012758 | 0.0014178
|  | 935.9777 | 0 | 0 | 0.00035354 | 0.00059708 | 0.0017398 | 0.0012845 | 0.0040303 | 0.0039236 | 0.0066957 | 0.0073057 | 0 | 0 | 1.6508e-05 | 4.3604e-06 | 0.00014046 | 7.2714e-05 | 0.00083731 | 0.00075421 | 0.001369 | 0.001567
|  | 936.2193 | 0 | 0 | -0.00021689 | -0.00056098 | -0.00057705 | -0.00068257 | 0.0029011 | 0.0023199 | 0.0046367 | 0.0056663 | 0 | 0 | 1.3488e-05 | 7.9853e-06 | 0.0001019 | 6.0792e-05 | 0.00082768 | 0.00071264 | 0.001371 | 0.0014552
|  | 936.4609 | 0 | 0 | 0.00032854 | 0.00062708 | 0.0014206 | 0.0011858 | 0.0039506 | 0.0035794 | 0.0067127 | 0.0063801 | 0 | 0 | 7.5005e-05 | 0.00017383 | 0.00035257 | 0.00035629 | 0.00097741 | 0.0008476 | 0.0016268 | 0.0015109
|  | 936.7025 | 0 | 0 | 0.00029236 | 0.00081187 | 0.0014981 | 0.0017636 | 0.0041406 | 0.0034372 | 0.0067545 | 0.0061274 | 0 | 0 | -7.7243e-06 | 1.5711e-05 | 0.00010399 | 0.00011886 | 0.00079531 | 0.00068114 | 0.0013016 | 0.0012995
|  | 936.9442 | 0 | 0 | -0.0003563 | -0.00068182 | -0.00063734 | -0.0007798 | 0.0024426 | 0.0022009 | 0.0040194 | 0.0046288 | 0 | 0 | -2.0976e-05 | -3.1911e-05 | 8.054e-05 | 9.3075e-05 | 0.00075782 | 0.00065871 | 0.0012217 | 0.0013545
|  | 937.1858 | 0 | 0 | 0.00018266 | 0.00041767 | 0.001304 | 0.0015502 | 0.0038305 | 0.0032518 | 0.0060932 | 0.0065838 | 0 | 0 | -2.328e-05 | -3.5531e-05 | 2.7328e-05 | 8.5144e-05 | 0.00072292 | 0.00062303 | 0.0011215 | 0.0013822
|  | 937.4274 | 0 | 0 | -0.00037536 | -0.00071177 | -0.0010778 | -0.0008455 | 0.0021532 | 0.0019051 | 0.0031895 | 0.0048565 | 0 | 0 | -1.2878e-05 | 7.1557e-06 | 3.826e-05 | 0.00011172 | 0.00070229 | 0.00063958 | 0.0011729 | 0.0013074
|  | 937.669 | 0 | 0 | 0.00026876 | 0.000771 | 0.0013945 | 0.0017702 | 0.0036597 | 0.0033888 | 0.0065191 | 0.0059647 | 0 | 0 | -2.0183e-05 | -2.7528e-05 | 4.4726e-05 | 0.00010567 | 0.0006968 | 0.00055929 | 0.0012438 | 0.0010625
|  | 937.9107 | 0 | 0 | -0.00043582 | -0.00099885 | -0.0010243 | -0.00089556 | 0.0021078 | 0.0012406 | 0.0037764 | 0.0028294 | 0 | 0 | -2.7915e-05 | -4.502e-05 | 5.245e-05 | 0.00012983 | 0.00070934 | 0.00054972 | 0.0011497 | 0.0010484
|  | 938.1523 | 0 | 0 | 0.00020477 | 0.00062623 | 0.0014584 | 0.0019702 | 0.0037632 | 0.0033093 | 0.0057398 | 0.0058482 | 0 | 0 | -5.3336e-05 | -1.7124e-05 | 3.7424e-05 | 0.00018551 | 0.00064997 | 0.00058354 | 0.0010586 | 0.0011656
|  | 938.394 | 0 | 0 | -0.0006462 | -0.00076795 | -0.0011487 | -0.00043478 | 0.0016163 | 0.0015203 | 0.0030217 | 0.0037991 | 0 | 0 | -3.6582e-05 | -4.952e-05 | 8.1412e-05 | 0.00020976 | 0.00065356 | 0.00057569 | 0.0011255 | 0.0011504
|  | 938.6356 | 0 | 0 | 0.00034343 | 0.00035811 | 0.0018225 | 0.0021708 | 0.0037929 | 0.0032444 | 0.0062938 | 0.0057221 | 0 | 0 | 6.3957e-06 | -4.311e-05 | 0.00010761 | 0.00018248 | 0.00067596 | 0.00070223 | 0.0012485 | 0.0012873
|  | 938.8773 | 0 | 0 | -0.0002905 | -0.00071489 | -0.00093192 | -0.0006606 | 0.0018014 | 0.0025673 | 0.0040386 | 0.004932 | 0 | 0 | -6.6749e-07 | 2.5373e-06 | 9.1921e-05 | 0.00014403 | 0.0006979 | 0.00074155 | 0.0012386 | 0.001414
|  | 939.1189 | 0 | 0 | 0.00028498 | 0.00073589 | 0.0016927 | 0.0018526 | 0.0039745 | 0.0035698 | 0.006212 | 0.0067707 | 0 | 0 | -1.1982e-05 | -1.9235e-05 | 3.2104e-05 | 0.00011953 | 0.00068725 | 0.00066108 | 0.0012288 | 0.0012438
|  | 939.3606 | 0 | 0 | -0.00038414 | -0.00089507 | -0.001427 | -0.00086337 | 0.001713 | 0.0019011 | 0.0039576 | 0.0035231 | 0 | 0 | -1.3646e-05 | -1.8749e-05 | 2.9613e-05 | 0.00014907 | 0.00064054 | 0.00066632 | 0.0012963 | 0.0011823
|  | 939.6023 | 0 | 0 | 0.00027121 | 0.00073992 | 0.0016721 | 0.0020971 | 0.0035879 | 0.0036132 | 0.0067703 | 0.006261 | 0 | 0 | -4.0853e-05 | -2.3624e-05 | 1.6059e-05 | 0.00011903 | 0.00062914 | 0.00057459 | 0.0011669 | 0.0011582
|  | 939.8439 | 0 | 0 | -0.00060928 | -0.00093541 | -0.0015392 | -0.001112 | 0.0016185 | 0.0011417 | 0.0028865 | 0.0033237 | 0 | 0 | -3.5698e-05 | -3.5008e-05 | 7.6587e-05 | 6.2024e-05 | 0.00067006 | 0.00057803 | 0.0012196 | 0.0012205
|  | 940.0856 | 0 | 0 | 0.00031387 | 0.00064571 | 0.0021729 | 0.0016253 | 0.0039264 | 0.0036415 | 0.0072054 | 0.0067764 | 0 | 0 | -3.4783e-05 | -2.7826e-05 | 0.00016953 | 3.6139e-05 | 0.00065114 | 0.00064579 | 0.0013081 | 0.0013122
|  | 940.3273 | 0 | 0 | -0.00060171 | -0.00087598 | -0.00077003 | -0.0013262 | 0.0014618 | 0.0017024 | 0.0036192 | 0.0040821 | 0 | 0 | -5.1334e-06 | -3.1715e-05 | 0.00015436 | 5.7267e-05 | 0.00061836 | 0.00067682 | 0.0012589 | 0.001362
|  | 940.569 | 0 | 0 | 0.00055923 | 0.00061355 | 0.0020473 | 0.0018001 | 0.0036549 | 0.0038981 | 0.0067975 | 0.0071879 | 0 | 0 | 3.7449e-06 | -2.3776e-05 | 8.3789e-05 | 0.0001199 | 0.00065858 | 0.00074221 | 0.0012552 | 0.001429
|  | 940.8107 | 0 | 0 | -0.00052824 | -0.00081029 | -0.0013539 | -0.00080795 | 0.0017947 | 0.0022435 | 0.0035889 | 0.0046365 | 0 | 0 | -1.1792e-05 | -6.3314e-07 | 6.4631e-05 | 0.00015791 | 0.00066226 | 0.00076228 | 0.0013174 | 0.0015059
|  | 941.0524 | 0 | 0 | 0.00043067 | 0.00080505 | 0.0018887 | 0.0021145 | 0.0036851 | 0.0040639 | 0.007312 | 0.0078241 | 0 | 0 | 3.3837e-06 | -2.3936e-06 | 3.8978e-05 | 7.3264e-05 | 0.00061647 | 0.00080307 | 0.0014059 | 0.0015969
|  | 941.2941 | 0 | 0 | -0.00040267 | -0.00082485 | -0.0015662 | -0.0015083 | 0.0014158 | 0.002581 | 0.0043213 | 0.0053895 | 0 | 0 | -1.5919e-05 | -3.2029e-05 | 8.6491e-05 | 0.00012612 | 0.00060952 | 0.00079761 | 0.0014487 | 0.0015519
|  | 941.5359 | 0 | 0 | 0.00027096 | 0.00055984 | 0.0022818 | 0.0025519 | 0.0036274 | 0.0040185 | 0.0076657 | 0.0074512 | 0 | 0 | -2.5876e-05 | -4.8033e-05 | 8.1971e-05 | 0.0001353 | 0.00061098 | 0.00074474 | 0.0013539 | 0.001464
|  | 941.7776 | 0 | 0 | -0.00048505 | -0.00095726 | -0.0016036 | -0.0014324 | 0.0014276 | 0.0021433 | 0.0035362 | 0.0046616 | 0 | 0 | -1.2493e-05 | -2.1093e-05 | 6.3588e-06 | 0.00010851 | 0.00060357 | 0.00071481 | 0.0013 | 0.0014162
|  | 942.0193 | 0 | 0 | 0.00038169 | 0.00078274 | 0.0016562 | 0.0023302 | 0.0035661 | 0.0037709 | 0.0072198 | 0.0070553 | 0 | 0 | -2.1459e-05 | -2.9409e-05 | 3.3091e-05 | 0.00012566 | 0.00056873 | 0.00063592 | 0.001261 | 0.0013107
|  | 942.2611 | 0 | 0 | -0.00055923 | -0.0010261 | -0.0013825 | -0.0012906 | 0.0011392 | 0.0014903 | 0.003213 | 0.0037887 | 0 | 0 | -1.1665e-05 | -2.5817e-05 | 0.00011822 | 0.00014741 | 0.00059896 | 0.00073972 | 0.0014307 | 0.0014061
|  | 942.5028 | 0 | 0 | 0.00046272 | 0.00081246 | 0.0023606 | 0.0025102 | 0.0038162 | 0.0046297 | 0.0086234 | 0.0078442 | 0 | 0 | -2.7053e-06 | -2.1527e-05 | 5.8145e-05 | 0.00014482 | 0.0005734 | 0.00074458 | 0.0014266 | 0.0014384
|  | 942.7446 | 0 | 0 | -0.0004851 | -0.00099055 | -0.0018795 | -0.0013121 | 0.00092754 | 0.0015303 | 0.0031786 | 0.0040559 | 0 | 0 | -2.8885e-05 | -3.0152e-05 | 1.7348e-05 | 0.000199 | 0.00056776 | 0.0006785 | 0.0013391 | 0.0013018
|  | 942.9863 | 0 | 0 | 0.00024613 | 0.0007411 | 0.002023 | 0.0029584 | 0.0037695 | 0.0040829 | 0.0078997 | 0.0067143 | 0 | 0 | -2.3067e-05 | -3.0193e-05 | 5.5776e-05 | 0.00019316 | 0.00059643 | 0.00073306 | 0.0014501 | 0.0013716
|  | 943.2281 | 0 | 0 | -0.00043696 | -0.00099088 | -0.0015616 | -0.0013604 | 0.0011646 | 0.0019814 | 0.0040965 | 0.0046323 | 0 | 0 | 1.0815e-05 | -2.7315e-05 | 0.00011125 | 0.00016026 | 0.00058729 | 0.00078868 | 0.0015041 | 0.0014858
|  | 943.4698 | 0 | 0 | 0.00052642 | 0.00076493 | 0.002482 | 0.0026862 | 0.0036937 | 0.0045428 | 0.0083459 | 0.0076584 | 0 | 0 | 3.3134e-05 | -2.4789e-05 | 0.00011303 | 0.00021021 | 0.00063204 | 0.00076306 | 0.0015216 | 0.001519
|  | 943.7116 | 0 | 0 | -0.00025232 | -0.00096999 | -0.0015469 | -0.00094727 | 0.0015348 | 0.0017694 | 0.004241 | 0.004907 | 0 | 0 | 2.6065e-06 | -1.5115e-05 | 7.6098e-05 | 0.00015995 | 0.00062402 | 0.0007101 | 0.0015011 | 0.0014061
|  | 943.9534 | 0 | 0 | 0.00027388 | 0.00084495 | 0.0021765 | 0.0022705 | 0.0036273 | 0.0041047 | 0.0081766 | 0.0067245 | 0 | 0 | -3.6692e-05 | -2.4621e-05 | 7.804e-05 | 0.00015695 | 0.00057277 | 0.00069525 | 0.0014265 | 0.0013584
|  | 944.1952 | 0 | 0 | -0.00057738 | -0.0010486 | -0.0015309 | -0.00097219 | 0.0011104 | 0.0016461 | 0.0036232 | 0.0045116 | 0 | 0 | -2.7907e-05 | -1.9657e-06 | 5.2166e-05 | 0.00013021 | 0.00055322 | 0.00067064 | 0.0013441 | 0.0014043
|  | 944.4369 | 0 | 0 | 0.00034654 | 0.0010323 | 0.0019625 | 0.0020493 | 0.0034657 | 0.0039014 | 0.0074953 | 0.007105 | 0 | 0 | -3.1086e-05 | -9.4646e-06 | 7.2893e-05 | 0.00014782 | 0.00052878 | 0.00065832 | 0.0013037 | 0.0013401
|  | 944.6787 | 0 | 0 | -0.00060366 | -0.0011106 | -0.0013595 | -0.00082663 | 0.00090796 | 0.0015438 | 0.0032881 | 0.0039794 | 0 | 0 | -3.7198e-05 | 6.0568e-06 | 4.7579e-05 | 0.00018828 | 0.00054553 | 0.00074505 | 0.0014475 | 0.0013738
|  | 944.9205 | 0 | 0 | 0.00029598 | 0.0011607 | 0.0017531 | 0.002384 | 0.0036043 | 0.0046188 | 0.008685 | 0.0073835 | 0 | 0 | -9.5809e-06 | -1.3148e-05 | 2.5352e-05 | 7.2556e-05 | 0.0005303 | 0.00077591 | 0.0015548 | 0.0014955
|  | 945.1623 | 0 | 0 | -0.00037523 | -0.0012695 | -0.0015434 | -0.0017838 | 0.000782 | 0.001799 | 0.004175 | 0.0049859 | 0 | 0 | -2.604e-07 | -6.3027e-05 | 1.1378e-05 | 9.4466e-05 | 0.00049435 | 0.00071106 | 0.0014248 | 0.0014063
|  | 945.4041 | 0 | 0 | 0.00037307 | 0.00074819 | 0.0016375 | 0.0025652 | 0.0033067 | 0.0040821 | 0.0076093 | 0.0066458 | 0 | 0 | -1.5398e-05 | -2.1605e-05 | 2.3147e-05 | 0.00023647 | 0.00056597 | 0.00072453 | 0.0014367 | 0.0014564
|  | 945.646 | 0 | 0 | -0.00050043 | -0.00092688 | -0.001446 | -0.00060935 | 0.0013744 | 0.0019104 | 0.0042735 | 0.0053998 | 0 | 0 | -3.6681e-05 | -1.9868e-05 | 1.6254e-05 | 0.00020042 | 0.00057558 | 0.0007499 | 0.0014726 | 0.0017298
|  | 945.8878 | 0 | 0 | 0.00019707 | 0.00076257 | 0.0015805 | 0.0022669 | 0.0033858 | 0.0042914 | 0.0079049 | 0.0089063 | 0 | 0 | -3.1514e-05 | -7.2969e-06 | -3.1509e-05 | 0.00018499 | 0.00054404 | 0.00081482 | 0.0014931 | 0.0016941
|  | 946.1296 | 0 | 0 | -0.00045771 | -0.00082292 | -0.0018411 | -0.00073689 | 0.0011138 | 0.0024476 | 0.0044441 | 0.0051053 | 0 | 0 | -2.9092e-05 | -3.8292e-05 | -5.5245e-05 | 0.00022257 | 0.00051666 | 0.00076941 | 0.0013925 | 0.0014
|  | 946.3714 | 0 | 0 | 0.00021712 | 0.00050624 | 0.0013842 | 0.0025775 | 0.0031589 | 0.0039153 | 0.0070722 | 0.0064724 | 0 | 0 | -2.6352e-05 | -6.7611e-05 | -6.4224e-05 | 0.000154 | 0.00049563 | 0.00066905 | 0.0012939 | 0.0013516
|  | 946.6133 | 0 | 0 | -0.00043505 | -0.0010654 | -0.0019153 | -0.001304 | 0.00094005 | 0.0016179 | 0.003629 | 0.0047056 | 0 | 0 | -1.1108e-05 | -6.3773e-06 | -4.8773e-06 | 0.00010889 | 0.00049323 | 0.00067495 | 0.0013857 | 0.0013411
|  | 946.8551 | 0 | 0 | 0.00034319 | 0.0010127 | 0.001875 | 0.0022044 | 0.0031388 | 0.0039637 | 0.0078305 | 0.0063845 | 0 | 0 | -7.0369e-06 | -7.6845e-06 | 9.7765e-05 | 0.00016041 | 0.00049773 | 0.00077307 | 0.0014197 | 0.0013731
|  | 947.097 | 0 | 0 | -0.00040138 | -0.0010762 | -0.0010665 | -0.00087791 | 0.00097721 | 0.0024293 | 0.0039095 | 0.0049703 | 0 | 0 | 5.8942e-06 | -2.1245e-05 | 0.00018875 | 0.0002135 | 0.00055627 | 0.0009294 | 0.0016721 | 0.0016835
|  | 947.3388 | 0 | 0 | 0.00045013 | 0.00090052 | 0.0026274 | 0.0026435 | 0.0036229 | 0.0052565 | 0.0099181 | 0.0089518 | 0 | 0 | 2.3942e-05 | 3.0239e-06 | 0.0002396 | 0.00024407 | 0.00067912 | 0.0010441 | 0.0019784 | 0.0018751
|  | 947.5807 | 0 | 0 | -0.00025214 | -0.00087552 | -0.00064614 | -0.00062519 | 0.0019929 | 0.0033772 | 0.0064415 | 0.0065537 | 0 | 0 | 3.3194e-05 | 1.2595e-06 | 0.000194 | 0.00017999 | 0.00067741 | 0.0010181 | 0.0018198 | 0.001782
|  | 947.8226 | 0 | 0 | 0.00052662 | 0.00088593 | 0.0022503 | 0.0021135 | 0.0036085 | 0.0050416 | 0.0086065 | 0.0081816 | 0 | 0 | 4.662e-06 | 1.0985e-05 | 0.00013553 | 0.00013375 | 0.00058037 | 0.0009133 | 0.001541 | 0.0016506
|  | 948.0644 | 0 | 0 | -0.00048807 | -0.0007951 | -0.0011296 | -0.0010076 | 0.0011905 | 0.0025104 | 0.0041362 | 0.0054673 | 0 | 0 | -2.092e-06 | 1.6181e-06 | 8.2831e-05 | 0.00010801 | 0.00056211 | 0.00089934 | 0.0015593 | 0.0017759
|  | 948.3063 | 0 | 0 | 0.00047077 | 0.00080848 | 0.0018145 | 0.0019008 | 0.0034575 | 0.0049262 | 0.0087575 | 0.0092177 | 0 | 0 | -3.3472e-05 | -2.0902e-05 | 4.77e-05 | 7.6228e-05 | 0.00048492 | 0.0007562 | 0.0014571 | 0.0015196
|  | 948.5482 | 0 | 0 | -0.00074752 | -0.00098131 | -0.0014201 | -0.0012705 | 0.00055194 | 0.0013262 | 0.0032903 | 0.0033465 | 0 | 0 | -6.2533e-05 | -4.7677e-05 | 4.1804e-05 | 7.6534e-05 | 0.00043061 | 0.00063579 | 0.0012446 | 0.0011891
|  | 948.7901 | 0 | 0 | 0.00023047 | 0.00058709 | 0.0017658 | 0.0019033 | 0.0030086 | 0.0039309 | 0.0070007 | 0.0064853 | 0 | 0 | -2.4444e-05 | -2.5752e-05 | 0.00011659 | 0.00010693 | 0.00052949 | 0.00075635 | 0.0014068 | 0.0014932
|  | 949.032 | 0 | 0 | -0.00043257 | -0.0008 | -0.00080183 | -0.0010192 | 0.0013692 | 0.0023225 | 0.0046302 | 0.0058603 | 0 | 0 | -3.9834e-06 | 1.8195e-06 | 0.00010238 | 7.371e-05 | 0.00051471 | 0.00079124 | 0.0015116 | 0.0016898
|  | 949.2739 | 0 | 0 | 0.00039963 | 0.00081504 | 0.0016483 | 0.0016286 | 0.0028863 | 0.0042194 | 0.0078678 | 0.0081108 | 0 | 0 | -3.4921e-06 | -2.4999e-05 | 1.3023e-05 | 0.00010729 | 0.00048001 | 0.00080594 | 0.0014455 | 0.0016655
|  | 949.5158 | 0 | 0 | -0.0004285 | -0.0010217 | -0.0015406 | -0.00074154 | 0.0010823 | 0.002444 | 0.0040837 | 0.0056593 | 0 | 0 | -6.917e-06 | -6.0813e-05 | 1.3222e-05 | 0.00018098 | 0.00050831 | 0.00080558 | 0.0013857 | 0.0016646
|  | 949.7577 | 0 | 0 | 0.00037132 | 0.00051895 | 0.0016499 | 0.0022378 | 0.0031202 | 0.0042162 | 0.0073726 | 0.0081032 | 0 | 0 | -9.4268e-06 | -4.5893e-05 | 4.9945e-05 | 0.00019073 | 0.00053813 | 0.00077989 | 0.0014249 | 0.001629
|  | 949.9996 | 0 | 0 | -0.00044925 | -0.00089836 | -0.001237 | -0.00066097 | 0.0013286 | 0.0022313 | 0.0044075 | 0.0053641 | 0 | 0 | -3.0251e-05 | -5.6175e-05 | 6.7471e-05 | 0.00012138 | 0.0005067 | 0.00072165 | 0.0014359 | 0.0014498
|  | 950.2415 | 0 | 0 | 0.00019916 | 0.00043395 | 0.0017948 | 0.0016644 | 0.0028604 | 0.0037347 | 0.0074637 | 0.0066221 | 0 | 0 | -3.4115e-05 | -6.6789e-05 | 0.00015529 | 0.00010033 | 0.00053858 | 0.00073876 | 0.0016208 | 0.0015473
|  | 950.4834 | 0 | 0 | -0.0004812 | -0.00098611 | -0.00051102 | -0.00083496 | 0.0015922 | 0.0023727 | 0.0059361 | 0.0061698 | 0 | 0 | -1.9541e-05 | 8.1788e-05 | 0.0002321 | 0.00016417 | 0.0005633 | 0.00083564 | 0.0016834 | 0.0017172
|  | 950.7254 | 0 | 0 | 0.00031966 | 0.0016622 | 0.0024297 | 0.0021921 | 0.0030643 | 0.0045351 | 0.0079796 | 0.0080251 | 0 | 0 | -1.2338e-05 | 0.00015937 | 0.00020003 | 0.00023741 | 0.00052004 | 0.0008462 | 0.0015469 | 0.0015933
|  | 950.9673 | 0 | 0 | -0.00042165 | -0.00034473 | -0.00077609 | -0.0002295 | 0.0012348 | 0.0024603 | 0.0048086 | 0.0051468 | 0 | 0 | -1.7676e-05 | 5.0426e-05 | 7.6931e-05 | 0.000177 | 0.0004602 | 0.00076309 | 0.0014853 | 0.0014669
|  | 951.2093 | 0 | 0 | 0.00027554 | 0.00076156 | 0.001412 | 0.0016926 | 0.0025693 | 0.0038475 | 0.007469 | 0.0069792 | 0 | 0 | -2.7711e-05 | 1.4475e-05 | 3.1914e-05 | 0.00011607 | 0.00042577 | 0.0007281 | 0.0013859 | 0.0014207
|  | 951.4512 | 0 | 0 | -0.0005046 | -0.00064191 | -0.0011482 | -0.00073321 | 0.00095024 | 0.0021711 | 0.0039869 | 0.0047649 | 0 | 0 | -3.5703e-05 | -7.8425e-06 | 2.621e-05 | 8.8206e-05 | 0.000416 | 0.00069361 | 0.0011999 | 0.0013338
|  | 951.6932 | 0 | 0 | 0.00020948 | 0.00057708 | 0.0013649 | 0.0014623 | 0.0024885 | 0.0035624 | 0.0059319 | 0.0062604 | 0 | 0 | -9.872e-06 | -1.0137e-05 | -1.085e-05 | 5.9734e-05 | 0.00042351 | 0.00077232 | 0.0012632 | 0.0013889
|  | 951.9351 | 0 | 0 | -0.00029108 | -0.00066087 | -0.0014545 | -0.00096859 | 0.0010122 | 0.0028215 | 0.0045096 | 0.0052197 | 0 | 0 | -7.8906e-06 | -2.8217e-05 | -3.1556e-05 | 3.6833e-05 | 0.00046868 | 0.00075886 | 0.0014192 | 0.0015181
|  | 952.1771 | 0 | 0 | 0.00022585 | 0.00042764 | 0.0011937 | 0.001273 | 0.0028619 | 0.0034511 | 0.0072215 | 0.0073287 | 0 | 0 | -2.509e-05 | -4.4186e-05 | 3.6773e-05 | 9.976e-05 | 0.00048324 | 0.00063367 | 0.0014741 | 0.0014798
|  | 952.4191 | 0 | 0 | -0.00043323 | -0.00079284 | -0.00088978 | -0.00044852 | 0.0011322 | 0.0017862 | 0.0049618 | 0.0049023 | 0 | 0 | -2.6922e-05 | -3.5351e-05 | 8.6347e-05 | 0.00021103 | 0.00042136 | 0.00063928 | 0.0015191 | 0.0014179
|  | 952.661 | 0 | 0 | 0.0002107 | 0.00050064 | 0.0016035 | 0.0021928 | 0.0023505 | 0.0034977 | 0.0075941 | 0.006817 | 0 | 0 | -2.7999e-05 | -1.4858e-05 | 0.00011032 | 0.0002309 | 0.00044933 | 0.00068191 | 0.001446 | 0.001457
|  | 952.903 | 0 | 0 | -0.00044211 | -0.00062344 | -0.00069169 | -0.00028433 | 0.0013632 | 0.0021384 | 0.0043573 | 0.0052257 | 0 | 0 | -2.6008e-05 | -9.8645e-06 | 9.2932e-05 | 0.00015091 | 0.00049717 | 0.00078105 | 0.0014498 | 0.001509
|  | 953.145 | 0 | 0 | 0.00022716 | 0.00054191 | 0.0014597 | 0.0015316 | 0.0027458 | 0.0043168 | 0.0076253 | 0.0072461 | 0 | 0 | -1.1018e-05 | -3.1752e-05 | 7.3151e-05 | 0.00013956 | 0.00046923 | 0.0008229 | 0.001532 | 0.0014574
|  | 953.387 | 0 | 0 | -0.00031822 | -0.00080434 | -0.00085517 | -0.00037812 | 0.0011322 | 0.0024842 | 0.0050364 | 0.0047988 | 0 | 0 | -2.9576e-05 | -8.5033e-05 | 6.2113e-05 | 0.00015077 | 0.00043962 | 0.00069443 | 0.0013616 | 0.0013691
|  | 953.629 | 0 | 0 | 7.3789e-05 | 0.00010158 | 0.0013685 | 0.0016241 | 0.002501 | 0.0032548 | 0.0062163 | 0.0065158 | 0 | 0 | -3.3438e-05 | -8.8194e-05 | 8.9654e-05 | 0.00016334 | 0.00040926 | 0.00065886 | 0.0012562 | 0.0013932
|  | 953.871 | 0 | 0 | -0.00035014 | -0.00083046 | -0.00062756 | -0.00027424 | 0.0008813 | 0.0021903 | 0.0041656 | 0.0049986 | 0 | 0 | -2.678e-05 | -6.9375e-05 | 8.0379e-05 | 0.00013192 | 0.00036473 | 0.00064069 | 0.0012877 | 0.0013437
|  | 954.113 | 0 | 0 | 0.00012883 | 0.00025713 | 0.0012918 | 0.0013644 | 0.0021329 | 0.0031045 | 0.0064765 | 0.006106 | 0 | 0 | -2.1102e-05 | -3.0391e-05 | 9.4394e-05 | 0.00012441 | 0.00040094 | 0.00064548 | 0.0013 | 0.0013831
|  | 954.355 | 0 | 0 | -0.00030321 | -0.00050828 | -0.00051177 | -0.00033635 | 0.0011804 | 0.0022297 | 0.0042664 | 0.0053234 | 0 | 0 | -9.1423e-06 | -1.9805e-05 | 0.00017376 | 0.00015777 | 0.00043926 | 0.00076463 | 0.0013618 | 0.0015547
|  | 954.597 | 0 | 0 | 0.00022766 | 0.00034462 | 0.0019477 | 0.0016401 | 0.0024495 | 0.0040891 | 0.0069874 | 0.0075244 | 0 | 0 | -1.0933e-05 | -4.5221e-05 | 0.00014139 | 0.00014921 | 0.00044045 | 0.00080479 | 0.0014028 | 0.0015529
|  | 954.8391 | 0 | 0 | -0.00031801 | -0.00071832 | -0.00077929 | -0.00040707 | 0.0011902 | 0.0025615 | 0.0046047 | 0.0053082 | 0 | 0 | -4e-05 | -6.3477e-05 | 5.3685e-05 | 0.00010288 | 0.00044561 | 0.00073034 | 0.0013007 | 0.0013871
|  | 955.0811 | 0 | 0 | -1.2528e-05 | 0.00019377 | 0.0012229 | 0.0012572 | 0.002492 | 0.0034736 | 0.0061437 | 0.0061537 | 0 | 0 | -3.6114e-05 | -4.818e-05 | 0.00011183 | 0.00016383 | 0.00046746 | 0.00073485 | 0.0013576 | 0.0014507
|  | 955.3231 | 0 | 0 | -0.00028588 | -0.00059189 | -0.00029882 | 9.654e-05 | 0.0013706 | 0.0025985 | 0.0050747 | 0.0058338 | 0 | 0 | -2.9312e-05 | -4.8637e-05 | 8.1035e-05 | 0.00019042 | 0.00043615 | 0.00074804 | 0.0014692 | 0.0015491
|  | 955.5652 | 0 | 0 | 4.3676e-05 | 0.00019 | 0.00096842 | 0.0014769 | 0.0022334 | 0.0035826 | 0.0070655 | 0.0069664 | 0 | 0 | -3.7508e-05 | -4.2801e-05 | 1.3824e-05 | 0.00018853 | 0.00040728 | 0.00070083 | 0.0014157 | 0.0014166
|  | 955.8072 | 0 | 0 | -0.00035359 | -0.00054366 | -0.0008542 | 8.0848e-05 | 0.0011319 | 0.0022081 | 0.0046321 | 0.0047389 | 0 | 0 | -2.9698e-05 | -1.0298e-05 | 2.768e-05 | 0.00017933 | 0.00040392 | 0.00066768 | 0.0013916 | 0.0014273
|  | 956.0493 | 0 | 0 | 0.0001082 | 0.00045856 | 0.0010829 | 0.0014009 | 0.0022056 | 0.0033088 | 0.0068662 | 0.0070547 | 0 | 0 | -4.2642e-05 | -1.0935e-05 | 8.1466e-05 | 0.00013714 | 0.00040381 | 0.00068207 | 0.0014091 | 0.001552
|  | 956.2913 | 0 | 0 | -0.00046053 | -0.00054891 | -0.0004098 | -0.00026781 | 0.0011309 | 0.0023268 | 0.0047762 | 0.0057684 | 0 | 0 | -4.1594e-05 | 5.9173e-06 | 0.0001725 | 0.00011705 | 0.00041481 | 0.00073873 | 0.0013595 | 0.0015433
|  | 956.5334 | 0 | 0 | 0.00011686 | 0.0005978 | 0.001835 | 0.0012349 | 0.0022964 | 0.0037769 | 0.0064565 | 0.0069834 | 0 | 0 | -2.1339e-05 | 4.271e-05 | 0.00020463 | 9.1789e-05 | 0.00039405 | 0.00078665 | 0.0013924 | 0.0015222
|  | 956.7755 | 0 | 0 | -0.00029317 | -0.00024493 | -0.00014436 | -0.00047654 | 0.00095924 | 0.0027224 | 0.0050476 | 0.0055931 | 0 | 0 | -2.5666e-05 | 3.9459e-05 | 0.00013342 | 5.9959e-05 | 0.00039802 | 0.00082231 | 0.0014744 | 0.0015189
|  | 957.0175 | 0 | 0 | 8.1111e-05 | 0.00057094 | 0.0012467 | 0.00097192 | 0.0023292 | 0.0040715 | 0.007134 | 0.0069559 | 0 | 0 | -2.4528e-05 | 1.1445e-05 | 6.1545e-05 | 0.00010439 | 0.00042614 | 0.00081584 | 0.0015018 | 0.0015445
|  | 957.2596 | 0 | 0 | -0.00028376 | -0.00047638 | -0.00073823 | -0.00010948 | 0.0011915 | 0.0026687 | 0.0052731 | 0.0058044 | 0 | 0 | -2.4552e-05 | -4.0015e-05 | -2.9287e-05 | 0.00011265 | 0.0003564 | 0.00069951 | 0.001427 | 0.0014806
|  | 957.5017 | 0 | 0 | 8.0926e-05 | 0.0001458 | 0.00049628 | 0.0010401 | 0.0017529 | 0.0031101 | 0.0065163 | 0.0064273 | 0 | 0 | -3.1813e-05 | -4.9558e-05 | -1.5339e-05 | 7.983e-05 | 0.00032139 | 0.00061963 | 0.0013475 | 0.001321
|  | 957.7438 | 0 | 0 | -0.00034375 | -0.00055522 | -0.000623 | -0.00038064 | 0.00090229 | 0.0020089 | 0.0046162 | 0.0044861 | 0 | 0 | -2.5074e-05 | -4.0966e-05 | 5.9952e-05 | 8.2817e-05 | 0.00038242 | 0.00066534 | 0.0013261 | 0.0013763
|  | 957.9859 | 0 | 0 | 0.0001366 | 0.00021679 | 0.0011183 | 0.0010648 | 0.002257 | 0.0034878 | 0.0063391 | 0.0068839 | 0 | 0 | -1.4217e-05 | -1.245e-05 | 9.8945e-05 | 0.00010404 | 0.00041955 | 0.00075369 | 0.0013731 | 0.001582
|  | 958.228 | 0 | 0 | -0.00025404 | -0.00031964 | -0.00030089 | -0.00020533 | 0.0012089 | 0.0027385 | 0.0050043 | 0.0061854 | 0 | 0 | -2.727e-05 | -2.3448e-05 | 6.6371e-05 | 0.000119 | 0.00039158 | 0.00073299 | 0.0013916 | 0.0015579
|  | 958.4701 | 0 | 0 | 2.8767e-05 | 0.00012594 | 0.00084916 | 0.0011883 | 0.0020258 | 0.0033165 | 0.0064914 | 0.0066839 | 0 | 0 | -3.1195e-05 | -7.0279e-05 | 3.4561e-05 | 0.00016135 | 0.00038569 | 0.00071963 | 0.0014062 | 0.0014788
|  | 958.7122 | 0 | 0 | -0.00028646 | -0.00070649 | -0.00056366 | 0.00014455 | 0.0011603 | 0.0026281 | 0.0051247 | 0.0055319 | 0 | 0 | -2.429e-05 | -6.3379e-05 | -2.1782e-05 | 0.0001534 | 0.00036723 | 0.00072842 | 0.0014325 | 0.0014344
|  | 958.9543 | 0 | 0 | 8.5812e-05 | 0.00018296 | 0.00038374 | 0.0011226 | 0.0018731 | 0.0033889 | 0.0067079 | 0.0063171 | 0 | 0 | -3.1782e-05 | -4.0235e-05 | -1.8373e-05 | 0.00011319 | 0.00036869 | 0.00072338 | 0.0014588 | 0.0013969
|  | 959.1964 | 0 | 0 | -0.00034834 | -0.00051532 | -0.0005355 | -0.00018766 | 0.0011724 | 0.0025865 | 0.0053427 | 0.0052218 | 0 | 0 | -2.6689e-05 | -3.032e-05 | 1.0907e-05 | 0.00013451 | 0.00041934 | 0.00073535 | 0.0015039 | 0.0014368
|  | 959.4386 | 0 | 0 | 0.00012789 | 0.00026487 | 0.00062559 | 0.0012987 | 0.0022914 | 0.0034875 | 0.0070795 | 0.0066461 | 0 | 0 | 2.9928e-06 | 1.6166e-05 | -3.704e-06 | 0.00017673 | 0.00043653 | 0.00078377 | 0.0015303 | 0.0015934
|  | 959.6807 | 0 | 0 | -0.00010317 | -0.00013134 | -0.00065619 | 0.00016109 | 0.0013144 | 0.0029865 | 0.0055612 | 0.0065156 | 0 | 0 | -8.31e-06 | 1.543e-05 | -2.4751e-05 | 0.00014483 | 0.00038729 | 0.00077821 | 0.0013791 | 0.0016058
|  | 959.9228 | 0 | 0 | 3.4528e-05 | 0.00025879 | 0.00045175 | 0.0010351 | 0.0018845 | 0.0034413 | 0.0058299 | 0.0067482 | 0 | 0 | -1.2727e-05 | 1.5936e-05 | 4.4732e-05 | 0.00016787 | 0.0004193 | 0.00083581 | 0.0014125 | 0.0016436
|  | 960.165 | 0 | 0 | -0.00013965 | -0.00012717 | -8.228e-05 | 0.00035144 | 0.0015788 | 0.0034623 | 0.0058369 | 0.0068275 | 0 | 0 | -1.3427e-05 | 3.3438e-05 | 8.2401e-05 | 0.00021124 | 0.0004239 | 0.00083761 | 0.0014796 | 0.0016307
|  | 960.4071 | 0 | 0 | 2.8754e-05 | 0.00040334 | 0.00076285 | 0.0013932 | 0.0019224 | 0.0034558 | 0.0063833 | 0.0066413 | 0 | 0 | -1.32e-05 | -3.0366e-06 | 0.00012862 | 0.00023883 | 0.00038762 | 0.00075991 | 0.0014208 | 0.0014825
|  | 960.6493 | 0 | 0 | -0.00013777 | -0.00042842 | 0.00029943 | 0.00057927 | 0.001279 | 0.0028203 | 0.0053509 | 0.0056025 | 0 | 0 | -1.1643e-05 | -4.691e-05 | 0.00016071 | 0.00024638 | 0.00037607 | 0.00076599 | 0.0014273 | 0.0015261
|  | 960.8914 | 0 | 0 | 4.1606e-05 | 4.0993e-05 | 0.0010279 | 0.0014556 | 0.0018269 | 0.003506 | 0.0064371 | 0.0070015 | 0 | 0 | -9.0788e-06 | -4.4519e-05 | 0.00012897 | 0.00021107 | 0.00036507 | 0.00079589 | 0.0014467 | 0.0016592
|  | 961.1336 | 0 | 0 | -0.00011659 | -0.00040868 | 3.7292e-05 | 0.00028765 | 0.0011882 | 0.0030673 | 0.0055111 | 0.0067015 | 0 | 0 | 7.1434e-06 | -5.7297e-05 | 0.00010702 | 0.00014413 | 0.00033494 | 0.00078434 | 0.0014429 | 0.0016401
|  | 961.3758 | 0 | 0 | 0.00017558 | -6.4525e-05 | 0.00084654 | 0.00090271 | 0.001578 | 0.0034103 | 0.0064056 | 0.0068435 | 0 | 0 | 5.6781e-07 | -5.4434e-05 | 8.9647e-05 | 0.00010728 | 0.00035582 | 0.00074074 | 0.0014159 | 0.001447
|  | 961.618 | 0 | 0 | -0.00017089 | -0.00038501 | -0.00010621 | -1.6746e-05 | 0.0013605 | 0.002707 | 0.0052877 | 0.005106 | 0 | 0 | -2.744e-05 | -2.6209e-05 | 2.1721e-05 | 0.00010773 | 0.00039261 | 0.00066984 | 0.0013566 | 0.0012324
|  | 961.8601 | 0 | 0 | -5.5711e-05 | 0.00016857 | 0.00028558 | 0.00090638 | 0.0018818 | 0.0028247 | 0.0059155 | 0.0050719 | 0 | 0 | -2.7303e-05 | 3.6771e-06 | -2.2366e-06 | 0.00018327 | 0.0003839 | 0.00061363 | 0.0013292 | 0.0012654
|  | 962.1023 | 0 | 0 | -0.00016976 | -0.0001382 | -0.00030405 | 0.00060709 | 0.0012884 | 0.0022426 | 0.0050606 | 0.0053776 | 0 | 0 | -8.5679e-06 | -3.1419e-06 | 5.4498e-05 | 0.00020173 | 0.00036227 | 0.00061495 | 0.0013033 | 0.001391
|  | 962.3445 | 0 | 0 | 9.9004e-05 | 0.00011225 | 0.0007541 | 0.0010588 | 0.0017032 | 0.0028357 | 0.0057016 | 0.0061094 | 0 | 0 | 1.6263e-06 | -2.7386e-05 | 0.00012414 | 0.00016326 | 0.00037271 | 0.00067917 | 0.001382 | 0.0014529
|  | 962.5867 | 0 | 0 | -8.5574e-05 | -0.00033841 | 0.00027104 | 0.00028939 | 0.0013746 | 0.0027729 | 0.0057106 | 0.0058887 | 0 | 0 | -1.9801e-06 | -1.635e-05 | 0.00014498 | 0.00017249 | 0.00037717 | 0.00072907 | 0.0015219 | 0.001512
|  | 962.8289 | 0 | 0 | 6.9223e-05 | 0.0002034 | 0.00092611 | 0.0011349 | 0.0017398 | 0.0032473 | 0.0068562 | 0.0065959 | 0 | 0 | -9.4669e-06 | -1.1163e-05 | 0.00012377 | 0.00018965 | 0.00034483 | 0.00071896 | 0.0014813 | 0.001464
|  | 963.0711 | 0 | 0 | -0.0001474 | -0.00029558 | 9.595e-05 | 0.00043121 | 0.0011077 | 0.0026896 | 0.0053755 | 0.0054931 | 0 | 0 | -2.9465e-05 | -3.9269e-05 | 8.3164e-05 | 0.00016519 | 0.00034618 | 0.00069887 | 0.0013356 | 0.0013847
|  | 963.3133 | 0 | 0 | -9.5892e-05 | -2.8658e-05 | 0.00059073 | 0.00093276 | 0.0017507 | 0.0030809 | 0.0056521 | 0.0059404 | 0 | 0 | -4.2174e-05 | -3.5096e-05 | 6.6371e-05 | 0.00015199 | 0.00037479 | 0.0006748 | 0.001241 | 0.0013107
|  | 963.5556 | 0 | 0 | -0.00025234 | -0.00026113 | -4.2711e-05 | 0.00032219 | 0.001344 | 0.0024908 | 0.0045947 | 0.0048819 | 0 | 0 | -2.9429e-05 | -2.9623e-05 | 5.7361e-05 | 0.00011679 | 0.00033898 | 0.00065178 | 0.0011793 | 0.0012964
|  | 963.7978 | 0 | 0 | 9.3458e-06 | 1.6536e-05 | 0.00051634 | 0.00064217 | 0.001455 | 0.0028909 | 0.0051431 | 0.0058227 | 0 | 0 | 8.2024e-06 | -1.2177e-05 | 0.00013728 | 0.000126 | 0.0003558 | 0.00073463 | 0.0013098 | 0.0015194
|  | 964.04 | 0 | 0 | 5.8379e-05 | -0.00011708 | 0.00061712 | 0.00039815 | 0.0014827 | 0.0031747 | 0.0056715 | 0.0067228 | 0 | 0 | 1.3669e-05 | -5.506e-06 | 0.00019456 | 0.00018993 | 0.00038806 | 0.00078926 | 0.0014198 | 0.0016092
|  | 964.2822 | 0 | 0 | 5.4479e-05 | 7.1615e-05 | 0.00098925 | 0.00117 | 0.0017214 | 0.0033419 | 0.006051 | 0.0065641 | 0 | 0 | 5.0166e-07 | -4.8491e-06 | 0.00016385 | 0.00019601 | 0.00036493 | 0.00079828 | 0.0014001 | 0.0014687
|  | 964.5245 | 0 | 0 | -5.0337e-05 | -0.00011165 | 0.00036356 | 0.00044824 | 0.0012916 | 0.003249 | 0.0055083 | 0.0055619 | 0 | 0 | -6.6306e-06 | 1.7466e-05 | 0.00012197 | 0.00014711 | 0.00035153 | 0.00086047 | 0.0014798 | 0.001506
|  | 964.7667 | 0 | 0 | -4.4049e-06 | 0.00025584 | 0.00064346 | 0.00076633 | 0.0016106 | 0.003855 | 0.006709 | 0.0068719 | 0 | 0 | -2.691e-05 | 5.1522e-05 | 0.00010156 | 0.00017428 | 0.00037503 | 0.00085039 | 0.0015305 | 0.0016156
|  | 965.009 | 0 | 0 | -0.00021776 | 0.00016952 | 0.00019504 | 0.0006725 | 0.0014856 | 0.0031658 | 0.0059269 | 0.0064665 | 0 | 0 | -4.0913e-05 | 4.7354e-05 | 8.4457e-05 | 0.00016244 | 0.00039799 | 0.00075881 | 0.0013855 | 0.0015049
|  | 965.2512 | 0 | 0 | -0.00012001 | 0.00022144 | 0.00050223 | 0.00066861 | 0.0018002 | 0.003099 | 0.0055118 | 0.005958 | 0 | 0 | -3.4564e-05 | 2.2245e-05 | 0.00011111 | 0.00014144 | 0.00040266 | 0.00073553 | 0.0012823 | 0.0014522
|  | 965.4935 | 0 | 0 | -0.00016533 | -3.7792e-05 | 0.00041503 | 0.00049905 | 0.001524 | 0.0029733 | 0.0050743 | 0.006031 | 0 | 0 | -1.6169e-05 | 1.6795e-05 | 0.00012511 | 0.00019074 | 0.00039337 | 0.00075515 | 0.0013552 | 0.0014871
|  | 965.7358 | 0 | 0 | 3.1849e-05 | 0.00017644 | 0.00061779 | 0.0010756 | 0.0017234 | 0.0032606 | 0.0061128 | 0.0062451 | 0 | 0 | 3.3702e-06 | 3.2896e-05 | 0.00013902 | 0.0002255 | 0.00041456 | 0.00079538 | 0.0015017 | 0.0015039
|  | 965.978 | 0 | 0 | -4.0269e-06 | 9.5123e-05 | 0.00052986 | 0.00078602 | 0.0016989 | 0.0033055 | 0.0062843 | 0.00617 | 0 | 0 | -4.1933e-06 | 2.2871e-05 | 0.00013706 | 0.0001623 | 0.00041226 | 0.00081224 | 0.0014827 | 0.0015415
|  | 966.2203 | 0 | 0 | -3.0589e-05 | 9.3673e-05 | 0.00060156 | 0.00055377 | 0.0017042 | 0.0033995 | 0.0059551 | 0.0065552 | 0 | 0 | -2.1468e-05 | -3.4801e-06 | 8.7339e-05 | 0.00013874 | 0.00038005 | 0.00075385 | 0.001315 | 0.0014802
|  | 966.4626 | 0 | 0 | -0.00014663 | -0.0001224 | 0.00011941 | 0.00059152 | 0.0014331 | 0.0028235 | 0.0049005 | 0.0056634 | 0 | 0 | -3.3434e-05 | -2.4086e-05 | 6.9745e-05 | 0.00016997 | 0.00034304 | 0.00068708 | 0.0012117 | 0.0013448
|  | 966.7049 | 0 | 0 | -0.00012935 | -7.642e-05 | 0.0004563 | 0.00081151 | 0.0013986 | 0.002848 | 0.0051018 | 0.0054372 | 0 | 0 | -4.2787e-05 | 4.18e-06 | 0.00014369 | 0.00019755 | 0.0003254 | 0.00069139 | 0.0012711 | 0.0013435
|  | 966.9472 | 0 | 0 | -0.00022384 | 0.00011092 | 0.00072978 | 0.00081917 | 0.0012875 | 0.0028591 | 0.0053909 | 0.0056524 | 0 | 0 | -2.7468e-05 | 3.1572e-05 | 0.00021592 | 0.00020643 | 0.0003624 | 0.00071349 | 0.001403 | 0.0015037
|  | 967.1895 | 0 | 0 | -2.8964e-06 | 0.00014969 | 0.0010525 | 0.00088484 | 0.0017039 | 0.0030305 | 0.0061902 | 0.0067601 | 0 | 0 | 1.4992e-05 | 2.5005e-05 | 0.00021162 | 0.00018476 | 0.00041893 | 0.00075909 | 0.0015532 | 0.0016788
|  | 967.4318 | 0 | 0 | 0.00012664 | 5.6704e-05 | 0.00069416 | 0.00064011 | 0.0017539 | 0.003235 | 0.0066301 | 0.0070966 | 0 | 0 | 1.6038e-06 | 1.3423e-05 | 9.1318e-05 | 0.00017107 | 0.00039944 | 0.00076813 | 0.0014664 | 0.0016417
|  | 967.6741 | 0 | 0 | -0.0001134 | 5.4085e-05 | 5.957e-05 | 0.00077191 | 0.001543 | 0.0031051 | 0.0054736 | 0.0064536 | 0 | 0 | -2.4679e-05 | 5.8263e-06 | 3.4633e-05 | 0.00017503 | 0.00037925 | 0.0007545 | 0.001383 | 0.0015948
|  | 967.9164 | 0 | 0 | -9.0293e-05 | -5.9954e-06 | 0.00022628 | 0.00067277 | 0.0015873 | 0.0031224 | 0.0059416 | 0.0067093 | 0 | 0 | -5.0539e-06 | -1.8271e-05 | 4.4531e-05 | 0.0001041 | 0.00036714 | 0.00077842 | 0.0015168 | 0.0017046
|  | 968.1587 | 0 | 0 | 4.858e-05 | -0.0001448 | 0.00014126 | 0.00018639 | 0.0014429 | 0.0033023 | 0.0065773 | 0.0073598 | 0 | 0 | 2.6015e-05 | -4.4965e-05 | 3.2226e-05 | 8.407e-05 | 0.00038457 | 0.0008155 | 0.0015891 | 0.001731
|  | 968.401 | 0 | 0 | 0.00016613 | -0.00022632 | 0.00012472 | 0.00050748 | 0.0017312 | 0.0034285 | 0.0065382 | 0.0069273 | 0 | 0 | 1.8075e-05 | -5.6446e-05 | 1.935e-05 | 0.00013226 | 0.00041112 | 0.0007754 | 0.0015654 | 0.0015419
|  | 968.6434 | 0 | 0 | -1.6954e-05 | -0.00023954 | 3.4982e-05 | 0.00058408 | 0.0016619 | 0.002971 | 0.0063818 | 0.0057984 | 0 | 0 | -2.945e-05 | -5.5324e-05 | 4.9828e-05 | 0.00015102 | 0.0003655 | 0.00072922 | 0.0015068 | 0.0014064
|  | 968.8857 | 0 | 0 | -0.0002261 | -0.00021706 | 0.00037626 | 0.00066232 | 0.0013547 | 0.0030473 | 0.0060538 | 0.0058092 | 0 | 0 | -4.7431e-05 | -7.5617e-05 | 5.8512e-05 | 0.00016355 | 0.000293 | 0.00073219 | 0.001434 | 0.0014172
|  | 969.128 | 0 | 0 | -0.00016534 | -0.000407 | 0.00010663 | 0.00068741 | 0.0010635 | 0.0029953 | 0.0057806 | 0.0058867 | 0 | 0 | -1.2845e-05 | -4.3851e-05 | 5.0163e-05 | 0.00022598 | 0.00031362 | 0.00073636 | 0.0014931 | 0.0015183
|  | 969.3704 | 0 | 0 | 5.9331e-05 | 4.5114e-05 | 0.00030734 | 0.0011775 | 0.0015247 | 0.0030815 | 0.0065413 | 0.0066428 | 0 | 0 | -1.8554e-06 | -2.3599e-05 | 3.3628e-05 | 0.00023326 | 0.00037962 | 0.00072681 | 0.0015082 | 0.0016029
|  | 969.6127 | 0 | 0 | -7.4643e-05 | -0.00023987 | -2.9824e-05 | 0.00074752 | 0.0016081 | 0.0029165 | 0.0059048 | 0.0065854 | 0 | 0 | -7.5753e-06 | -6.11e-05 | 5.0366e-05 | 0.00018901 | 0.00041867 | 0.00074117 | 0.0015038 | 0.0015962
|  | 969.8551 | 0 | 0 | 1.2127e-05 | -0.00026436 | 0.00044547 | 0.0008123 | 0.001847 | 0.0032 | 0.0065056 | 0.0065873 | 0 | 0 | -1.1424e-05 | -6.0822e-05 | 7.3195e-05 | 0.00013101 | 0.00038327 | 0.00074554 | 0.0014825 | 0.0015709
|  | 970.0974 | 0 | 0 | -0.0001064 | -0.00023755 | 0.00015855 | 0.00026884 | 0.0013159 | 0.0029523 | 0.0057281 | 0.0063759 | 0 | 0 | -1.3587e-05 | -2.0088e-05 | 0.00010442 | 0.00013787 | 0.0003547 | 0.00074733 | 0.0014292 | 0.001623
|  | 970.3398 | 0 | 0 | -5.7287e-06 | 7.1781e-05 | 0.00070315 | 0.00086891 | 0.0016112 | 0.0032147 | 0.0060662 | 0.0070173 | 0 | 0 | -6.3312e-06 | -1.2971e-05 | 0.0001357 | 0.000193 | 0.00036122 | 0.00075921 | 0.0014665 | 0.0016616
|  | 970.5822 | 0 | 0 | -4.6513e-05 | -0.00017881 | 0.00041659 | 0.00072362 | 0.0013694 | 0.0030499 | 0.0060345 | 0.0066939 | 0 | 0 | -8.907e-06 | -2.6522e-05 | 0.00011746 | 0.00022521 | 0.00035751 | 0.0007301 | 0.0015109 | 0.0015932
|  | 970.8246 | 0 | 0 | -2.6986e-05 | -4.0047e-05 | 0.00055271 | 0.0011348 | 0.0015807 | 0.0029748 | 0.0064329 | 0.0064527 | 0 | 0 | -3.6185e-05 | -4.9055e-05 | 5.6208e-05 | 0.00019411 | 0.00033107 | 0.00066075 | 0.0014257 | 0.0014508
|  | 971.0669 | 0 | 0 | -0.0002716 | -0.00036473 | -8.8913e-05 | 0.00046693 | 0.0011511 | 0.0024774 | 0.005331 | 0.0055184 | 0 | 0 | -4.2486e-05 | -3.8536e-05 | 5.4256e-05 | 0.00018518 | 0.00034485 | 0.00070623 | 0.0013757 | 0.0014142
|  | 971.3093 | 0 | 0 | -7.8964e-05 | 4.6763e-05 | 0.00053659 | 0.001061 | 0.0016943 | 0.0033498 | 0.0060199 | 0.0061505 | 0 | 0 | -3.0843e-05 | -1.4713e-05 | 9.5437e-05 | 0.00017906 | 0.0003739 | 0.00082588 | 0.0014272 | 0.0015179
|  | 971.5517 | 0 | 0 | -0.00017552 | -0.00016816 | 0.00025088 | 0.0004164 | 0.0013908 | 0.0034647 | 0.0057564 | 0.0063741 | 0 | 0 | -1.7372e-05 | -1.2514e-05 | 0.00010214 | 0.00015915 | 0.00038202 | 0.00088896 | 0.0015033 | 0.0016137
|  | 971.7941 | 0 | 0 | 3.2187e-05 | 6.4909e-05 | 0.00059188 | 0.00089676 | 0.0017613 | 0.0038702 | 0.0066474 | 0.0069409 | 0 | 0 | -8.9441e-06 | -1.1274e-05 | 5.5095e-05 | 0.00017003 | 0.00037633 | 0.0008319 | 0.0015454 | 0.0016308
|  | 972.0365 | 0 | 0 | -0.00010598 | -0.00015792 | -0.00013732 | 0.00050604 | 0.0013436 | 0.0029934 | 0.0061032 | 0.0065137 | 0 | 0 | -1.6894e-05 | -1.1747e-05 | 9.5391e-05 | 0.00019813 | 0.00035619 | 0.00077313 | 0.0014544 | 0.0016239
|  | 972.2789 | 0 | 0 | -3.3413e-05 | 6.0995e-05 | 0.00092438 | 0.0011287 | 0.0015953 | 0.0033856 | 0.0058964 | 0.0068844 | 0 | 0 | -3.3001e-05 | -2.1764e-05 | 0.00015283 | 0.00016459 | 0.00031644 | 0.00077451 | 0.0013418 | 0.0016386
|  | 972.5213 | 0 | 0 | -0.00023886 | -0.00024056 | 0.00033658 | 0.00022922 | 0.0010155 | 0.0030045 | 0.0051737 | 0.0066351 | 0 | 0 | -1.7111e-05 | -2.4082e-06 | 0.00017681 | 0.00018889 | 0.00033377 | 0.00082275 | 0.0014771 | 0.0016921
|  | 972.7637 | 0 | 0 | 9.7696e-05 | 0.00022069 | 0.0011221 | 0.0013291 | 0.0017381 | 0.0037833 | 0.0070123 | 0.0073251 | 0 | 0 | -2.8174e-05 | -2.4358e-06 | 0.00011244 | 0.00019019 | 0.0003339 | 0.00082758 | 0.0014885 | 0.0016451
|  | 973.0062 | 0 | 0 | -0.00033014 | -0.00024078 | -0.00019443 | 0.00023994 | 0.0010166 | 0.0030443 | 0.005268 | 0.0062473 | 0 | 0 | -4.4588e-05 | -1.5211e-05 | 3.4769e-05 | 0.00015067 | 0.0003155 | 0.0008097 | 0.001359 | 0.0015457
|  | 973.2486 | 0 | 0 | -3.7703e-05 | 0.0001153 | 0.00048127 | 0.0010031 | 0.0015862 | 0.0036356 | 0.0059435 | 0.0065042 | 0 | 0 | -1.0481e-05 | -3.3267e-05 | 5.8496e-05 | 0.00017231 | 0.00031053 | 0.00085846 | 0.0014123 | 0.0015244
|  | 973.491 | 0 | 0 | -4.8765e-05 | -0.00038974 | 1.3152e-06 | 0.00041847 | 0.00097564 | 0.0034465 | 0.0057078 | 0.0060717 | 0 | 0 | -5.5767e-06 | -4.9152e-05 | 4.1584e-05 | 0.00018173 | 0.00029282 | 0.00082873 | 0.0014386 | 0.0015319
|  | 973.7335 | 0 | 0 | 2.7602e-06 | -1.5742e-05 | 0.00034173 | 0.0010807 | 0.00144 | 0.0033901 | 0.00616 | 0.0065653 | 0 | 0 | -3.0785e-05 | -5.8331e-05 | -2.5346e-05 | 0.00014941 | 0.00028429 | 0.00071229 | 0.0013866 | 0.0014607
|  | 973.9759 | 0 | 0 | -0.00025672 | -0.00046546 | -0.00055083 | 0.00015187 | 0.00090523 | 0.002486 | 0.0052787 | 0.0054848 | 0 | 0 | -3.649e-05 | -2.23e-05 | 5.9637e-05 | 0.00013108 | 0.00027664 | 0.00066271 | 0.0013909 | 0.0014448
|  | 974.2183 | 0 | 0 | -4.4293e-05 | 0.0002815 | 0.0010428 | 0.00092946 | 0.0013768 | 0.0029808 | 0.006195 | 0.0064333 | 0 | 0 | -3.0945e-05 | 3.1175e-05 | 0.00014434 | 0.00015934 | 0.00030829 | 0.00071128 | 0.0014321 | 0.0015488
|  | 974.4608 | 0 | 0 | -0.00021097 | -2.4337e-05 | 0.00014787 | 0.00038497 | 0.0011663 | 0.0028866 | 0.0056186 | 0.0063426 | 0 | 0 | -1.8036e-05 | 2.0066e-05 | 7.7109e-05 | 0.00018475 | 0.0003642 | 0.00079267 | 0.0014784 | 0.0015818
|  | 974.7033 | 0 | 0 | 6.2198e-05 | 0.00018986 | 0.00048818 | 0.001139 | 0.0018379 | 0.0036519 | 0.0065761 | 0.0067057 | 0 | 0 | -1.1e-05 | -5.9941e-05 | -5.2825e-06 | 0.00012349 | 0.00032799 | 0.00079717 | 0.0014045 | 0.0014497
|  | 974.9457 | 0 | 0 | -0.00015294 | -0.0006843 | -0.00053175 | -0.00012036 | 0.00086766 | 0.0029238 | 0.005009 | 0.0052524 | 0 | 0 | -2.1066e-05 | -7.3828e-05 | 2.2041e-05 | 0.00011309 | 0.00031464 | 0.00079572 | 0.0014036 | 0.001481
|  | 975.1882 | 0 | 0 | -2.0829e-05 | 7.5333e-05 | 0.00071355 | 0.0010532 | 0.0017277 | 0.0036396 | 0.0065683 | 0.0069635 | 0 | 0 | -1.7468e-05 | -5.1203e-06 | 8.0374e-05 | 0.00017894 | 0.00037724 | 0.0008768 | 0.0015425 | 0.0016989
|  | 975.4307 | 0 | 0 | -0.00012326 | -0.00011757 | -5.0595e-05 | 0.00042285 | 0.001384 | 0.0035926 | 0.0061551 | 0.0070498 | 0 | 0 | -3.5047e-06 | 1.8336e-05 | 0.00012908 | 0.00021809 | 0.00042503 | 0.00098447 | 0.0016017 | 0.0017946
|  | 975.6731 | 0 | 0 | 9.4351e-05 | 0.00026881 | 0.0011153 | 0.001376 | 0.0021216 | 0.0045274 | 0.0070556 | 0.0077519 | 0 | 0 | -2.9173e-05 | -2.6933e-06 | 0.00012204 | 0.00014926 | 0.00039351 | 0.00089222 | 0.0015574 | 0.0017101
|  | 975.9156 | 0 | 0 | -0.00033497 | -0.00029102 | -0.00010868 | -0.00014488 | 0.0011241 | 0.0028317 | 0.00579 | 0.0063532 | 0 | 0 | -2.4704e-05 | 1.4233e-05 | 9.5172e-05 | 0.00011104 | 0.0003844 | 0.00079646 | 0.001564 | 0.0016874
|  | 976.1581 | 0 | 0 | 0.00013121 | 0.00040841 | 0.00089363 | 0.0010607 | 0.0020463 | 0.0037373 | 0.0071094 | 0.0075639 | 0 | 0 | -6.7845e-06 | -1.0845e-05 | 6.7666e-05 | 0.00016282 | 0.00042386 | 0.00084458 | 0.0015335 | 0.0016893
|  | 976.4006 | 0 | 0 | -0.00018717 | -0.00049786 | -0.00033556 | 0.00028209 | 0.0014495 | 0.0032283 | 0.0055384 | 0.0063688 | 0 | 0 | -6.1169e-06 | -4.655e-05 | 5.4804e-05 | 0.00020483 | 0.00038999 | 0.00084342 | 0.0015311 | 0.0015986
|  | 976.6431 | 0 | 0 | 0.00013672 | 0.00011392 | 0.00078757 | 0.0014073 | 0.001767 | 0.003728 | 0.0070894 | 0.0068162 | 0 | 0 | -1.8112e-05 | -9.2443e-06 | 6.1717e-05 | 0.00019932 | 0.00033153 | 0.00080002 | 0.0015766 | 0.0015257
|  | 976.8856 | 0 | 0 | -0.00028609 | -0.00019016 | -0.00027859 | 0.00023652 | 0.00096714 | 0.0028699 | 0.0059133 | 0.0057666 | 0 | 0 | -2.5781e-05 | 3.5425e-05 | 0.00013444 | 0.00022708 | 0.00036739 | 0.0008409 | 0.0016578 | 0.0015843
|  | 977.1281 | 0 | 0 | 7.3471e-05 | 0.00048232 | 0.0013873 | 0.0016362 | 0.0020628 | 0.0040651 | 0.007759 | 0.0072993 | 0 | 0 | -1.0318e-05 | 1.0814e-05 | 0.00015351 | 0.00020123 | 0.00043618 | 0.00092805 | 0.0017415 | 0.0017817
|  | 977.3706 | 0 | 0 | -0.00015857 | -0.00039314 | -0.0001213 | 2.3318e-05 | 0.0015344 | 0.0035886 | 0.0066037 | 0.0073942 | 0 | 0 | 1.4064e-05 | 1.6829e-05 | 0.00013174 | 0.00019746 | 0.00049648 | 0.0010036 | 0.0017981 | 0.0018554
|  | 977.6132 | 0 | 0 | 0.00027455 | 0.00053192 | 0.0012078 | 0.0016051 | 0.0025599 | 0.0046875 | 0.0082249 | 0.0079065 | 0 | 0 | 2.1532e-05 | 3.3871e-05 | 0.00010571 | 0.00021593 | 0.00043269 | 0.00090941 | 0.0016992 | 0.0017082
|  | 977.8557 | 0 | 0 | -9.6976e-05 | -0.00025259 | -0.00033601 | 0.00017565 | 0.0010084 | 0.0028121 | 0.0057877 | 0.0061806 | 0 | 0 | 7.4979e-06 | 2.276e-05 | 0.00010213 | 0.00019179 | 0.00035403 | 0.00073127 | 0.0015339 | 0.0017457
|  | 978.0982 | 0 | 0 | 0.00015881 | 0.00044028 | 0.0011782 | 0.0014059 | 0.0019111 | 0.0032182 | 0.0068613 | 0.0082153 | 0 | 0 | -1.4123e-05 | 9.7184e-06 | 8.8722e-05 | 0.00012805 | 0.00036882 | 0.00070631 | 0.0015676 | 0.0018746
|  | 978.3407 | 0 | 0 | -0.00027527 | -0.00036014 | -0.00044659 | -0.00035001 | 0.0011302 | 0.0026061 | 0.0060649 | 0.0072431 | 0 | 0 | -2.5983e-05 | 3.2193e-05 | 4.8049e-05 | 9.4878e-05 | 0.00035337 | 0.00075544 | 0.0015947 | 0.0017774
|  | 978.5833 | 0 | 0 | 6.0999e-05 | 0.00062562 | 0.00084282 | 0.0011324 | 0.0017838 | 0.0036236 | 0.0070853 | 0.0074136 | 0 | 0 | -3.4892e-05 | 3.2502e-05 | 4.3773e-05 | 0.00013236 | 0.00033042 | 0.00085719 | 0.0015373 | 0.0017127
|  | 978.8258 | 0 | 0 | -0.00034871 | -0.00035762 | -0.00048189 | -4.0979e-05 | 0.00094072 | 0.0034445 | 0.0055909 | 0.0067084 | 0 | 0 | -3.5049e-05 | 2.0856e-05 | 0.00011875 | 0.00013657 | 0.00034858 | 0.00095394 | 0.001595 | 0.0017446
|  | 979.0684 | 0 | 0 | 5.9703e-05 | 0.00052959 | 0.0014611 | 0.0011671 | 0.0019336 | 0.0044214 | 0.0075614 | 0.0076774 | 0 | 0 | -2.1837e-05 | -9.0031e-06 | 0.00012307 | 8.9549e-05 | 0.0003499 | 0.00088977 | 0.0016002 | 0.001709
|  | 979.3109 | 0 | 0 | -0.00023976 | -0.00060383 | -0.00044623 | -0.00042874 | 0.00095158 | 0.0029153 | 0.0056336 | 0.0064144 | 0 | 0 | -7.5437e-06 | -2.4692e-05 | 0.00012346 | 0.00011219 | 0.00038941 | 0.00091806 | 0.0016936 | 0.0018021
|  | 979.5535 | 0 | 0 | 0.00017756 | 0.00040023 | 0.0014642 | 0.0013538 | 0.0022593 | 0.0046544 | 0.0083305 | 0.0084448 | 0 | 0 | -3.2566e-05 | 6.5408e-07 | 0.00013421 | 0.0001381 | 0.00033679 | 0.00090816 | 0.0017287 | 0.0017958
|  | 979.796 | 0 | 0 | -0.00044609 | -0.00039484 | -0.00035757 | -0.0002151 | 0.00051767 | 0.0028337 | 0.0059229 | 0.0063621 | 0 | 0 | -4.7918e-05 | -1.8556e-05 | 7.6921e-05 | 0.00020967 | 0.00029276 | 0.00080968 | 0.0016972 | 0.0016891
|  | 980.0386 | 0 | 0 | 5.0996e-05 | 0.00024184 | 0.00099179 | 0.0019438 | 0.0018961 | 0.0038421 | 0.0080702 | 0.0075649 | 0 | 0 | -3.5882e-05 | -7.0258e-05 | 3.2264e-05 | 0.00031194 | 0.00031597 | 0.00085337 | 0.0016881 | 0.0016928
|  | 980.2812 | 0 | 0 | -0.00034684 | -0.0008211 | -0.00072578 | 0.00062803 | 0.00070897 | 0.0031936 | 0.0058475 | 0.0063915 | 0 | 0 | -3.9683e-05 | -8.0263e-05 | 5.4167e-05 | 0.00030911 | 0.00028761 | 0.00089866 | 0.0015609 | 0.0016435
|  | 980.5238 | 0 | 0 | 1.9662e-05 | 0.00015936 | 0.0011724 | 0.0019205 | 0.0016623 | 0.0042155 | 0.0070216 | 0.0071585 | 0 | 0 | -5.905e-05 | -7.4933e-05 | 1.7269e-05 | 0.00021232 | 0.00026465 | 0.0008227 | 0.0014721 | 0.0015624
|  | 980.7663 | 0 | 0 | -0.00050651 | -0.00077716 | -0.00103 | -0.00016993 | 0.00051961 | 0.0025674 | 0.0051151 | 0.0057234 | 0 | 0 | -6.9039e-05 | -8.5849e-05 | -1.0041e-05 | 0.00023998 | 0.00035606 | 0.00078067 | 0.0015542 | 0.0015987
|  | 981.0089 | 0 | 0 | -6.2677e-05 | 6.9385e-05 | 0.00094721 | 0.0021484 | 0.0024159 | 0.0038687 | 0.0076987 | 0.0074569 | 0 | 0 | -4.7552e-05 | -9.4207e-05 | 1.9409e-05 | 0.00028219 | 0.00038623 | 0.0008881 | 0.0016387 | 0.0018166
|  | 981.2515 | 0 | 0 | -0.00032934 | -0.00084603 | -0.0007872 | 0.0001779 | 0.00076826 | 0.0034528 | 0.0058106 | 0.0075192 | 0 | 0 | -2.6269e-05 | -5.274e-05 | 7.1064e-05 | 0.00018403 | 0.0003035 | 0.00096693 | 0.0016459 | 0.001825
|  | 981.4941 | 0 | 0 | 0.00011277 | 0.00041122 | 0.0013731 | 0.0013393 | 0.0017339 | 0.0045189 | 0.0077588 | 0.0075265 | 0 | 0 | -6.164e-05 | -3.4991e-05 | 7.3465e-05 | 9.245e-05 | 0.00029864 | 0.00088632 | 0.0015268 | 0.0015826
|  | 981.7367 | 0 | 0 | -0.00062091 | -0.00069968 | -0.00076745 | -0.00057721 | 0.00072804 | 0.0027877 | 0.0048275 | 0.0055197 | 0 | 0 | -7.9771e-05 | -5.1208e-05 | 9.5748e-05 | 0.00013372 | 0.00036291 | 0.00088905 | 0.0015525 | 0.0015907
|  | 981.9793 | 0 | 0 | -3.6694e-05 | 0.00027754 | 0.0015568 | 0.0016796 | 0.0022637 | 0.0045414 | 0.0079707 | 0.0075938 | 0 | 0 | -2.2643e-05 | -6.087e-05 | 0.00014365 | 0.00023834 | 0.00039555 | 0.00097554 | 0.0017165 | 0.0018037
|  | 982.222 | 0 | 0 | -0.00014997 | -0.00077933 | -0.00037256 | 0.00028529 | 0.00099711 | 0.0035006 | 0.0061797 | 0.0072752 | 0 | 0 | 1.0169e-05 | -5.6943e-05 | 0.00020404 | 0.00028901 | 0.00038064 | 0.00099099 | 0.0017194 | 0.0019397
|  | 982.4646 | 0 | 0 | 0.00023379 | 0.00030994 | 0.0020545 | 0.0020971 | 0.0021406 | 0.0046684 | 0.0079942 | 0.0087145 | 0 | 0 | -1.0792e-05 | -9.1234e-05 | 0.0002342 | 0.00023743 | 0.00035877 | 0.00091901 | 0.0016669 | 0.0018338
|  | 982.7072 | 0 | 0 | -0.00032276 | -0.001062 | -0.00012407 | -0.00013998 | 0.00081668 | 0.002907 | 0.0057462 | 0.0064013 | 0 | 0 | 9.3223e-06 | -8.6667e-05 | 0.00020193 | 0.00023966 | 0.00038185 | 0.0010504 | 0.0018416 | 0.0019223
|  | 982.9498 | 0 | 0 | 0.0003996 | 0.00034756 | 0.0017886 | 0.0021156 | 0.0023311 | 0.0057518 | 0.0094348 | 0.0094448 | 0 | 0 | 6.3632e-06 | -2.5668e-05 | 0.00013471 | 0.00022027 | 0.00032143 | 0.0010913 | 0.0017862 | 0.0019116
|  | 983.1925 | 0 | 0 | -0.00034715 | -0.00055913 | -0.00067822 | -0.00030003 | 0.00031841 | 0.0032433 | 0.0052886 | 0.0063122 | 0 | 0 | -1.6921e-05 | -1.8504e-05 | 0.00010043 | 0.00017404 | 0.00026361 | 0.00086095 | 0.0016053 | 0.001683
|  | 983.4351 | 0 | 0 | 0.00020768 | 0.00040661 | 0.001506 | 0.0017346 | 0.0018544 | 0.0038533 | 0.0079433 | 0.0075605 | 0 | 0 | -2.1668e-05 | -1.3649e-05 | 0.00012664 | 0.00014334 | 0.00036563 | 0.00087543 | 0.0017765 | 0.0017597
|  | 983.6777 | 0 | 0 | -0.00038628 | -0.00051911 | -0.00046217 | -0.00055309 | 0.0011593 | 0.0033626 | 0.0067002 | 0.0069443 | 0 | 0 | -1.1599e-05 | 1.0171e-05 | 0.00013438 | 0.00017362 | 0.00044235 | 0.0010096 | 0.0018628 | 0.0019546
|  | 983.9204 | 0 | 0 | 0.00029068 | 0.00060295 | 0.0015698 | 0.0019841 | 0.0024866 | 0.0049591 | 0.0086538 | 0.0091659 | 0 | 0 | -2.1407e-05 | -4.7807e-06 | 2.4312e-05 | 0.00019626 | 0.00037634 | 0.00095588 | 0.0017041 | 0.0018479
|  | 984.1631 | 0 | 0 | -0.00046711 | -0.00064235 | -0.0013694 | -0.00036649 | 0.00061517 | 0.0029193 | 0.0053916 | 0.0060645 | 0 | 0 | -2.7854e-05 | -8.8141e-06 | 1.2091e-05 | 0.00022858 | 0.00029872 | 0.00085218 | 0.0016188 | 0.0017488
|  | 984.4057 | 0 | 0 | 0.00023753 | 0.0005697 | 0.001469 | 0.0022505 | 0.001847 | 0.0041047 | 0.0079511 | 0.0083495 | 0 | 0 | -2.4189e-05 | -3.211e-05 | 8.9965e-05 | 0.00021477 | 0.00033102 | 0.00086293 | 0.0017034 | 0.0018211
|  | 984.6484 | 0 | 0 | -0.00043689 | -0.00083434 | -0.00072757 | -0.00048047 | 0.00088118 | 0.0030073 | 0.006088 | 0.0066591 | 0 | 0 | -2.8436e-05 | -5.0413e-05 | 0.00010421 | 0.00015454 | 0.00040328 | 0.0010509 | 0.0018148 | 0.001902
|  | 984.891 | 0 | 0 | 0.00020253 | 0.00041885 | 0.0015864 | 0.0017541 | 0.0024425 | 0.0056539 | 0.008869 | 0.0090169 | 0 | 0 | -1.6672e-05 | -5.3196e-05 | 4.1071e-05 | 0.00021575 | 0.00031806 | 0.0010493 | 0.0016913 | 0.0019929
|  | 985.1337 | 0 | 0 | -0.00033994 | -0.00085728 | -0.0012479 | 2.4029e-05 | 0.00017888 | 0.0029945 | 0.0050701 | 0.0074079 | 0 | 0 | -3.0809e-05 | -7.0906e-05 | 2.4834e-05 | 0.00024416 | 0.00026745 | 0.00090947 | 0.0015956 | 0.00189
|  | 985.3764 | 0 | 0 | 8.6031e-05 | 0.00027292 | 0.0014526 | 0.0019881 | 0.0020252 | 0.0045008 | 0.0080794 | 0.0081686 | 0 | 0 | -2.5477e-05 | -4.0632e-05 | 8.4213e-05 | 0.00018167 | 0.00034081 | 0.00097452 | 0.0017768 | 0.0018185
|  | 985.6191 | 0 | 0 | -0.00029599 | -0.00060778 | -0.00075855 | -0.00049097 | 0.00078349 | 0.0035306 | 0.0065634 | 0.0068183 | 0 | 0 | 1.9788e-05 | -6.2092e-06 | 0.00019728 | 0.00020793 | 0.00042036 | 0.001062 | 0.0019125 | 0.001994
|  | 985.8618 | 0 | 0 | 0.00045906 | 0.00055661 | 0.0023843 | 0.0022045 | 0.0026807 | 0.005221 | 0.0091975 | 0.0096141 | 0 | 0 | -2.251e-06 | -2.6117e-05 | 0.00016304 | 0.00019344 | 0.00035751 | 0.0010228 | 0.0018842 | 0.0020212
|  | 986.1045 | 0 | 0 | -0.00047761 | -0.00077183 | -0.0010408 | -0.00061045 | 0.00026543 | 0.0032077 | 0.0063291 | 0.0070416 | 0 | 0 | -1.3646e-05 | -1.0637e-05 | 6.973e-05 | 0.00022205 | 0.00033016 | 0.0010111 | 0.0018591 | 0.001974
|  | 986.3472 | 0 | 0 | 0.00036516 | 0.00068417 | 0.0016154 | 0.0024403 | 0.0024554 | 0.005125 | 0.0089917 | 0.0092264 | 0 | 0 | 1.2199e-06 | -2.7802e-05 | 5.8517e-05 | 0.00026432 | 0.00037304 | 0.0010933 | 0.0017481 | 0.0020448
|  | 986.5899 | 0 | 0 | -0.00035511 | -0.00091327 | -0.0011332 | -0.00026223 | 0.00061854 | 0.0038843 | 0.0054129 | 0.007623 | 0 | 0 | 3.3233e-06 | -2.7165e-05 | 0.00013241 | 0.00022248 | 0.00034554 | 0.001087 | 0.0017546 | 0.0020973
|  | 986.8326 | 0 | 0 | 0.00038249 | 0.00068942 | 0.0022243 | 0.0020956 | 0.0022288 | 0.005073 | 0.0090452 | 0.0096596 | 0 | 0 | 9.2725e-06 | 3.6887e-05 | 0.00021725 | 0.00022302 | 0.00039242 | 0.0011042 | 0.0019772 | 0.0021235
|  | 987.0753 | 0 | 0 | -0.00030608 | -0.00038547 | -0.00043406 | -0.00025782 | 0.0010048 | 0.0040259 | 0.0072471 | 0.0078383 | 0 | 0 | -1.4087e-05 | 8.1384e-05 | 0.00022049 | 0.00025772 | 0.00039812 | 0.0011847 | 0.0020683 | 0.0021587
|  | 987.318 | 0 | 0 | 0.00019001 | 0.0010561 | 0.0022509 | 0.0023814 | 0.0022757 | 0.0057359 | 0.0097953 | 0.009949 | 0 | 0 | -3.1542e-05 | 3.428e-05 | 0.00017137 | 0.00026733 | 0.00036307 | 0.0011747 | 0.0021413 | 0.0022405
|  | 987.5607 | 0 | 0 | -0.00044991 | -0.00077359 | -0.00083886 | -0.00017866 | 0.00071603 | 0.0039433 | 0.0078493 | 0.0085129 | 0 | 0 | -2.1862e-05 | -7.8468e-06 | 7.1728e-05 | 0.00028503 | 0.00039793 | 0.0011496 | 0.0022022 | 0.0022518
|  | 987.8035 | 0 | 0 | 0.00026978 | 0.00070894 | 0.0014299 | 0.0025272 | 0.0025627 | 0.0055291 | 0.010296 | 0.010041 | 0 | 0 | -4.5116e-05 | -4.7246e-05 | 3.8587e-05 | 0.00024572 | 0.00037659 | 0.0010372 | 0.0019897 | 0.0020531
|  | 988.0462 | 0 | 0 | -0.00064152 | -0.0010982 | -0.0011119 | -0.00050258 | 0.00054024 | 0.0030173 | 0.0060987 | 0.0068755 | 0 | 0 | -6.6331e-05 | -6.1861e-05 | 8.3476e-05 | 0.00017713 | 0.00034962 | 0.00097318 | 0.0018054 | 0.0018534
|  | 988.2889 | 0 | 0 | 9.4995e-05 | 0.00058854 | 0.0017997 | 0.001962 | 0.0023404 | 0.005001 | 0.0087767 | 0.0083954 | 0 | 0 | -7.19e-05 | -7.0056e-05 | 5.2551e-05 | 0.00011742 | 0.00031905 | 0.00095511 | 0.0017209 | 0.0018288
|  | 988.5317 | 0 | 0 | -0.00068739 | -0.0011657 | -0.0013667 | -0.00099453 | 0.00028835 | 0.0028684 | 0.0054021 | 0.0066723 | 0 | 0 | -6.7894e-05 | -0.00010478 | 3.3831e-05 | 0.00013861 | 0.00029636 | 0.0009169 | 0.0016629 | 0.0017712
|  | 988.7744 | 0 | 0 | 0.00012802 | 0.00030251 | 0.0016455 | 0.0021365 | 0.0021534 | 0.0046859 | 0.0082981 | 0.0079205 | 0 | 0 | -7.6972e-05 | -7.1459e-05 | 0.00012508 | 0.00017423 | 0.00029289 | 0.00098807 | 0.0017494 | 0.0017376
|  | 989.0172 | 0 | 0 | -0.00076219 | -0.00089125 | -0.00061492 | -0.00070099 | 0.00025976 | 0.0034547 | 0.0061147 | 0.0063952 | 0 | 0 | -5.8678e-05 | 2.6976e-05 | 0.00015568 | 0.00025925 | 0.0003261 | 0.0010746 | 0.0020407 | 0.0019403
|  | 989.2599 | 0 | 0 | 0.00027877 | 0.0011135 | 0.0018975 | 0.0028369 | 0.0024268 | 0.0053985 | 0.010698 | 0.0095904 | 0 | 0 | -3.4839e-05 | -2.0714e-06 | 8.9898e-05 | 0.00025395 | 0.00033036 | 0.0010638 | 0.0020887 | 0.0019085
|  | 989.5027 | 0 | 0 | -0.00056579 | -0.0011306 | -0.0011568 | -0.00074467 | 0.00029483 | 0.0033659 | 0.0065103 | 0.0061327 | 0 | 0 | -5.6742e-05 | -3.8692e-05 | 6.67e-05 | 0.00015468 | 0.00033806 | 0.0010614 | 0.0019999 | 0.0018397
|  | 989.7455 | 0 | 0 | 9.8336e-05 | 0.0008118 | 0.0017063 | 0.002019 | 0.0024902 | 0.0053784 | 0.0099653 | 0.0090229 | 0 | 0 | -7.1908e-05 | -1.6849e-05 | 0.00011603 | 0.00016295 | 0.00035318 | 0.0010987 | 0.0019634 | 0.0019951
|  | 989.9882 | 0 | 0 | -0.00069073 | -0.00095061 | -0.00075046 | -0.00067653 | 0.00041938 | 0.0036729 | 0.0062094 | 0.0074136 | 0 | 0 | -5.0543e-05 | -3.2006e-05 | 0.00018097 | 0.00011727 | 0.00029103 | 0.0010552 | 0.0017745 | 0.0020643
|  | 990.231 | 0 | 0 | 0.00027436 | 0.00068694 | 0.0022413 | 0.0016426 | 0.0019781 | 0.0050197 | 0.0084084 | 0.0095916 | 0 | 0 | -6.642e-05 | -4.2158e-05 | 0.00015874 | 6.4129e-05 | 0.00025046 | 0.00093721 | 0.0017642 | 0.0019383
|  | 990.4738 | 0 | 0 | -0.00082152 | -0.0010342 | -0.00093358 | -0.0011143 | 8.5155e-05 | 0.002701 | 0.0061251 | 0.0063758 | 0 | 0 | -8.4314e-05 | -7.9926e-06 | 0.00013318 | 0.00018209 | 0.00029937 | 0.00093041 | 0.0019076 | 0.00194
|  | 990.7166 | 0 | 0 | 0.00012695 | 0.0009684 | 0.0020307 | 0.0026144 | 0.002381 | 0.0049636 | 0.0095896 | 0.0096058 | 0 | 0 | -7.3775e-05 | -2.3826e-05 | 0.00016433 | 0.00024301 | 0.00030904 | 0.0010146 | 0.0019251 | 0.0020488
|  | 990.9594 | 0 | 0 | -0.00073465 | -0.0011647 | -0.00067711 | -0.00061262 | 0.00016461 | 0.0033936 | 0.0062679 | 0.0072709 | 0 | 0 | -7.0963e-05 | -7.574e-05 | 0.00018293 | 0.00026278 | 0.00034468 | 0.0010527 | 0.0020296 | 0.0019926
|  | 991.2022 | 0 | 0 | 0.00015008 | 0.00054074 | 0.002184 | 0.0027773 | 0.0026747 | 0.0052779 | 0.010451 | 0.0091435 | 0 | 0 | -8.0165e-05 | -8.214e-05 | 3.5189e-05 | 0.0001989 | 0.00035363 | 0.0010441 | 0.0019482 | 0.0019635
|  | 991.445 | 0 | 0 | -0.00081042 | -0.0012173 | -0.0018942 | -0.0011389 | 0.0002382 | 0.0033227 | 0.0055969 | 0.0070301 | 0 | 0 | -6.0807e-05 | -4.0446e-05 | 5.8534e-05 | 0.00016535 | 0.00034313 | 0.0010972 | 0.0019945 | 0.002063
|  | 991.6878 | 0 | 0 | 0.00030956 | 0.0008842 | 0.0023763 | 0.0025008 | 0.0025881 | 0.0057145 | 0.010832 | 0.0099627 | 0 | 0 | -1.7086e-05 | -1.1668e-05 | 0.00013679 | 0.0001663 | 0.00038007 | 0.0012055 | 0.002205 | 0.0021755
|  | 991.9306 | 0 | 0 | -0.0004503 | -0.0009803 | -0.0012496 | -0.0011311 | 0.00054249 | 0.0042151 | 0.007331 | 0.0079564 | 0 | 0 | -1.665e-05 | 1.0971e-05 | 0.00017031 | 0.00023298 | 0.00038725 | 0.0012423 | 0.00223 | 0.0021461
|  | 992.1734 | 0 | 0 | 0.00031316 | 0.0010707 | 0.0026524 | 0.0030502 | 0.0026473 | 0.006018 | 0.011038 | 0.0097206 | 0 | 0 | -3.6772e-05 | -2.3696e-05 | 7.6059e-05 | 0.00027055 | 0.00039204 | 0.0011694 | 0.0020825 | 0.0020475
|  | 992.4162 | 0 | 0 | -0.00061603 | -0.0012658 | -0.0020259 | -0.00082171 | 0.0005818 | 0.0036142 | 0.0061148 | 0.0071438 | 0 | 0 | 7.6816e-06 | -3.1549e-05 | 3.7167e-05 | 0.00026567 | 0.00051074 | 0.0012334 | 0.0020865 | 0.0022597
|  | 992.659 | 0 | 0 | 0.0006793 | 0.001006 | 0.002332 | 0.0030098 | 0.0036247 | 0.0065447 | 0.01107 | 0.011468 | 0 | 0 | 7.9318e-06 | -9.5966e-06 | 3.6472e-05 | 0.00026751 | 0.00046206 | 0.0012298 | 0.0021644 | 0.0023118
|  | 992.9019 | 0 | 0 | -0.00061397 | -0.001085 | -0.0020316 | -0.00080654 | 0.00018089 | 0.0035841 | 0.0067561 | 0.007573 | 0 | 0 | -5.2869e-06 | -8.4002e-07 | 3.1242e-05 | 0.0002846 | 0.00038438 | 0.0011743 | 0.0021836 | 0.0023371
|  | 993.1447 | 0 | 0 | 0.00057043 | 0.0010781 | 0.002289 | 0.0031506 | 0.0029849 | 0.0060875 | 0.011228 | 0.011675 | 0 | 0 | 4.4185e-06 | 6.7846e-06 | 0.00015071 | 0.00021126 | 0.00038918 | 0.001184 | 0.0022784 | 0.0023299
|  | 993.3875 | 0 | 0 | -0.00053404 | -0.0010222 | -0.0010477 | -0.0014107 | 0.00022034 | 0.0036638 | 0.0075365 | 0.0075129 | 0 | 0 | -1.1079e-05 | -3.6567e-06 | 0.00019443 | 0.00018187 | 0.00035806 | 0.00119 | 0.0022026 | 0.0022183
|  | 993.6304 | 0 | 0 | 0.0004428 | 0.00099212 | 0.002649 | 0.0029085 | 0.0027285 | 0.0061365 | 0.010603 | 0.010756 | 0 | 0 | -3.0723e-05 | -2.862e-05 | 0.00020656 | 0.00031545 | 0.00038809 | 0.0012316 | 0.0022052 | 0.0022708
|  | 993.8732 | 0 | 0 | -0.00069582 | -0.0012278 | -0.00094789 | -0.00031062 | 0.00046768 | 0.0040066 | 0.0075579 | 0.0079455 | 0 | 0 | -3.6434e-05 | -5.9811e-06 | 0.00024496 | 0.00031357 | 0.00043104 | 0.0013583 | 0.0023912 | 0.002324
|  | 994.1161 | 0 | 0 | 0.00039577 | 0.0011786 | 0.0029652 | 0.0028931 | 0.0030822 | 0.0071795 | 0.012135 | 0.011194 | 0 | 0 | -3.8389e-05 | 1.4279e-05 | 0.00012458 | 0.00013753 | 0.00033984 | 0.0013099 | 0.0021971 | 0.0023251
|  | 994.359 | 0 | 0 | -0.0007119 | -0.001061 | -0.0019393 | -0.0017605 | -0.00028352 | 0.0036076 | 0.0059586 | 0.0079537 | 0 | 0 | -3.771e-05 | -2.9675e-05 | 1.8794e-05 | 0.00020552 | 0.00029377 | 0.0011803 | 0.0021054 | 0.0022045
|  | 994.6018 | 0 | 0 | 0.00040135 | 0.00081658 | 0.0020941 | 0.003453 | 0.0027027 | 0.006112 | 0.01138 | 0.010201 | 0 | 0 | -2.5537e-05 | -8.3517e-05 | 6.0549e-05 | 0.00024815 | 0.00041334 | 0.0011764 | 0.0020814 | 0.0021417
|  | 994.8447 | 0 | 0 | -0.00061165 | -0.0015043 | -0.0015955 | -0.0014095 | 0.00070107 | 0.0035754 | 0.0057597 | 0.0074358 | 0 | 0 | -1.5851e-05 | -8.7737e-05 | 9.2931e-05 | 0.00017012 | 0.00046656 | 0.0011354 | 0.0019679 | 0.0021751
|  | 995.0875 | 0 | 0 | 0.00048112 | 0.00078183 | 0.0023607 | 0.0028104 | 0.003141 | 0.0057743 | 0.010446 | 0.010476 | 0 | 0 | -7.9155e-06 | 1.0919e-05 | 4.0042e-06 | 9.8994e-05 | 0.00040632 | 0.0011614 | 0.0020949 | 0.0022833
|  | 995.3304 | 0 | 0 | -0.0005463 | -0.00069191 | -0.0023278 | -0.0019953 | 0.00020491 | 0.0037892 | 0.0068046 | 0.0083264 | 0 | 0 | -2.7369e-06 | 9.4419e-05 | 2.2893e-05 | 0.00013593 | 0.00039258 | 0.0011889 | 0.0021623 | 0.0023763
|  | 995.5733 | 0 | 0 | 0.00052376 | 0.0014694 | 0.0025163 | 0.0031146 | 0.0030278 | 0.0060008 | 0.011001 | 0.011241 | 0 | 0 | -2.3438e-05 | 1.8804e-05 | 7.6782e-05 | 0.00015889 | 0.00042251 | 0.0012079 | 0.0020425 | 0.0023099
|  | 995.8162 | 0 | 0 | -0.00071675 | -0.0013146 | -0.001884 | -0.0018062 | 0.00045126 | 0.003945 | 0.005818 | 0.0077786 | 0 | 0 | -7.9146e-06 | -3.1588e-05 | 0.00012478 | 0.00010345 | 0.00048932 | 0.0012965 | 0.0022017 | 0.0022852
|  | 996.0591 | 0 | 0 | 0.00065158 | 0.0010545 | 0.0029115 | 0.0026581 | 0.0035779 | 0.0067304 | 0.012311 | 0.011038 | 0 | 0 | -9.1231e-06 | -8.0837e-06 | 0.00013682 | 0.00016216 | 0.00038573 | 0.0012051 | 0.0021469 | 0.0023867
|  | 996.302 | 0 | 0 | -0.0007267 | -0.001121 | -0.001785 | -0.0013229 | -0.00040184 | 0.0031919 | 0.005366 | 0.0086134 | 0 | 0 | -2.3645e-05 | 2.6546e-05 | 0.00015543 | 0.00019188 | 0.00030594 | 0.0011255 | 0.0020817 | 0.0024651
|  | 996.5449 | 0 | 0 | 0.00053201 | 0.0013396 | 0.0030647 | 0.0029027 | 0.0029209 | 0.0060756 | 0.011775 | 0.011684 | 0 | 0 | -2.5651e-05 | 3.1848e-05 | 0.00018846 | 0.00021037 | 0.00043394 | 0.001159 | 0.002238 | 0.0024499
|  | 996.7878 | 0 | 0 | -0.00074321 | -0.0010774 | -0.0015131 | -0.0011707 | 0.00065194 | 0.0034673 | 0.0066516 | 0.0084873 | 0 | 0 | -2.6575e-05 | 1.6069e-05 | 0.00015705 | 0.00016131 | 0.00050317 | 0.0012129 | 0.0023599 | 0.0024195
|  | 997.0307 | 0 | 0 | 0.0005244 | 0.0012097 | 0.0028061 | 0.0024988 | 0.0034909 | 0.0065187 | 0.012779 | 0.011434 | 0 | 0 | -6.1042e-07 | 5.4787e-05 | 0.00013682 | 4.5363e-05 | 0.00041933 | 0.0013709 | 0.0024529 | 0.0025364
|  | 997.2736 | 0 | 0 | -0.00052943 | -0.00075863 | -0.0016796 | -0.0021253 | -3.8526e-05 | 0.0047685 | 0.0074162 | 0.0094488 | 0 | 0 | 2.13e-05 | 6.6519e-05 | 0.00024131 | 0.00025778 | 0.0004185 | 0.0015055 | 0.0026779 | 0.0027801
|  | 997.5166 | 0 | 0 | 0.0007048 | 0.0013063 | 0.0036664 | 0.0042476 | 0.0034841 | 0.0076268 | 0.014632 | 0.01344 | 0 | 0 | 6.2489e-06 | -1.3563e-06 | 0.00024834 | 0.00029241 | 0.00040134 | 0.0013913 | 0.002729 | 0.0026233
|  | 997.7595 | 0 | 0 | -0.00065335 | -0.0013175 | -0.0016217 | -0.0018402 | -0.00017983 | 0.0038283 | 0.0078365 | 0.0081583 | 0 | 0 | -9.2821e-06 | -3.319e-06 | 0.00024818 | 0.00013123 | 0.00037732 | 0.0012763 | 0.0024457 | 0.0023712
|  | 998.0024 | 0 | 0 | 0.00057693 | 0.0012901 | 0.0036649 | 0.0029206 | 0.0032863 | 0.0066791 | 0.012299 | 0.011363 | 0 | 0 | 1.3492e-05 | -1.988e-06 | 0.00019395 | 0.00013065 | 0.00047438 | 0.001409 | 0.0024902 | 0.0025588
|  | 998.2453 | 0 | 0 | -0.00046586 | -0.0013065 | -0.0020683 | -0.001845 | 0.00061903 | 0.0049205 | 0.0082016 | 0.0097017 | 0 | 0 | -0.00013344 | -0.00038292 | -0.00051351 | -0.00040216 | -3.5854e-06 | 0.00097836 | 0.0018924 | 0.0020733
|  | 998.4883 | 0 | 0 | -0.00063267 | -0.0018459 | -0.0021592 | -0.0014657 | -0.00064855 | 0.0031339 | 0.0073773 | 0.0073669 | 0 | 0 | -4.8693e-06 | -5.8449e-05 | 0.00020597 | 0.00022171 | 0.00034456 | 0.0012538 | 0.002544 | 0.0025465
|  | 998.7312 | 0 | 0 | 0.00059259 | 0.0013647 | 0.0038548 | 0.0032909 | 0.0034851 | 0.0071879 | 0.013566 | 0.013597 | 0 | 0 | -2.3955e-05 | -3.2206e-05 | 0.00024613 | 0.00014452 | 0.00044779 | 0.0013946 | 0.002506 | 0.002804
|  | 998.9742 | 0 | 0 | -0.00078979 | -0.0016298 | -0.0018287 | -0.0021012 | 0.0002011 | 0.0042927 | 0.007064 | 0.0094856 | 0 | 0 | -2.9084e-05 | -0.00010432 | 0.00013906 | 0.00017491 | 0.00042019 | 0.0014066 | 0.0024547 | 0.0028797
|  | 999.2171 | 0 | 0 | 0.00055036 | 0.00077103 | 0.0029734 | 0.0035411 | 0.003258 | 0.0072863 | 0.013143 | 0.01422 | 0 | 0 | -1.7095e-05 | -0.00011194 | 2.6869e-05 | 0.00028781 | 0.00043937 | 0.0014015 | 0.0025866 | 0.0029346
|  | 999.4601 | 0 | 0 | -0.00069109 | -0.0016925 | -0.0027522 | -0.0011719 | 0.00035881 | 0.0042502 | 0.0081494 | 0.0099367 | 0 | 0 | 2.6584e-05 | -7.4839e-06 | 9.143e-05 | 0.00028599 | 0.00052638 | 0.0014347 | 0.0026718 | 0.0028558
|  | 999.703 | 0 | 0 | 0.00090992 | 0.0016309 | 0.0035048 | 0.0035262 | 0.0039743 | 0.0075599 | 0.013844 | 0.013572 | 0 | 0 | -6.2541e-06 | 4.7442e-05 | 0.00016872 | 0.00032201 | 0.00046168 | 0.0014493 | 0.00279 | 0.0025694
|  | 999.946 | 0 | 0 | -0.0009614 | -0.0012404 | -0.002116 | -0.00087554 | -0.00017393 | 0.0043701 | 0.0091213 | 0.0075782 | 0 | 0 | -5.0519e-05 | 2.3262e-05 | 8.7645e-05 | 0.00025405 | 0.00042654 | 0.0013753 | 0.0027763 | 0.0025036
|  | 1000.189 | 0 | 0 | 0.00054556 | 0.0014318 | 0.0028375 | 0.0029668 | 0.0036849 | 0.0069503 | 0.013732 | 0.01303 | 0 | 0 | 7.0567e-05 | 0.00018438 | 0.00036527 | 0.00038148 | 0.00047344 | 0.00089075 | 0.0017602 | 0.0016705
|  | 1000.432 | 0 | 0 | 3.529e-05 | 8.5825e-05 | 0.00016911 | 0.00017325 | 0.00021203 | 0.00038154 | 0.00075667 | 0.00071974 | 0 | 0 | 4.2873e-06 | 1.0427e-05 | 2.0545e-05 | 2.1048e-05 | 2.576e-05 | 4.6353e-05 | 9.1928e-05 | 8.7441e-05
|  | 1000.6749 | 0 | 0 | 0 | 0 | 0 | 0 | 0 | 0 | 0 | 0 | 0 | 0 | 0 | 0 | 0 | 0 | 0 | 0 | 0 | 0
|  | 1000.9179 | 0 | 0 | 0 | 0 | 0 | 0 | 0 | 0 | 0 | 0 | 0 | 0 | 0 | 0 | 0 | 0 | 0 | 0 | 0 | 0
|  | 1001.1609 | 0 | 0 | 0 | 0 | 0 | 0 | 0 | 0 | 0 | 0 | 0 | 0 | 0 | 0 | 0 | 0 | 0 | 0 | 0 | 0
|  | 1001.4039 | 0 | 0 | 0 | 0 | 0 | 0 | 0 | 0 | 0 | 0 | 0 | 0 | 0 | 0 | 0 | 0 | 0 | 0 | 0 | 0
|  | 1001.6469 | 0 | 0 | 0 | 0 | 0 | 0 | 0 | 0 | 0 | 0 | 0 | 0 | 0 | 0 | 0 | 0 | 0 | 0 | 0 | 0
|  | 1001.8899 | 0 | 0 | 0 | 0 | 0 | 0 | 0 | 0 | 0 | 0 | 0 | 0 | 0 | 0 | 0 | 0 | 0 | 0 | 0 | 0
|  | 1002.1329 | 0 | 0 | 0 | 0 | 0 | 0 | 0 | 0 | 0 | 0 | 0 | 0 | 0 | 0 | 0 | 0 | 0 | 0 | 0 | 0
|  | 1002.3759 | 0 | 0 | 0 | 0 | 0 | 0 | 0 | 0 | 0 | 0 | 0 | 0 | 0 | 0 | 0 | 0 | 0 | 0 | 0 | 0
|  | 1002.619 | 0 | 0 | 0 | 0 | 0 | 0 | 0 | 0 | 0 | 0 | 0 | 0 | 0 | 0 | 0 | 0 | 0 | 0 | 0 | 0
|  | 1002.862 | 0 | 0 | 0 | 0 | 0 | 0 | 0 | 0 | 0 | 0 | 0 | 0 | 0 | 0 | 0 | 0 | 0 | 0 | 0 | 0
|  | 1003.105 | 0 | 0 | 0 | 0 | 0 | 0 | 0 | 0 | 0 | 0 | 0 | 0 | 0 | 0 | 0 | 0 | 0 | 0 | 0 | 0
|  | 1003.348 | 0 | 0 | 0 | 0 | 0 | 0 | 0 | 0 | 0 | 0 | 0 | 0 | 0 | 0 | 0 | 0 | 0 | 0 | 0 | 0
|  | 1003.5911 | 0 | 0 | 0 | 0 | 0 | 0 | 0 | 0 | 0 | 0 | 0 | 0 | 0 | 0 | 0 | 0 | 0 | 0 | 0 | 0
|  | 1003.8341 | 0 | 0 | 0 | 0 | 0 | 0 | 0 | 0 | 0 | 0 | 0 | 0 | 0 | 0 | 0 | 0 | 0 | 0 | 0 | 0
|  | 1004.0772 | 0 | 0 | 0 | 0 | 0 | 0 | 0 | 0 | 0 | 0 | 0 | 0 | 0 | 0 | 0 | 0 | 0 | 0 | 0 | 0
|  | 1004.3202 | 0 | 0 | 0 | 0 | 0 | 0 | 0 | 0 | 0 | 0 | 0 | 0 | 0 | 0 | 0 | 0 | 0 | 0 | 0 | 0
|  | 1004.5633 | 0 | 0 | 0 | 0 | 0 | 0 | 0 | 0 | 0 | 0 | 0 | 0 | 0 | 0 | 0 | 0 | 0 | 0 | 0 | 0
|  | 1004.8063 | 0 | 0 | 0 | 0 | 0 | 0 | 0 | 0 | 0 | 0 | 0 | 0 | 0 | 0 | 0 | 0 | 0 | 0 | 0 | 0
|  | 1005.0494 | 0 | 0 | 0 | 0 | 0 | 0 | 0 | 0 | 0 | 0 | 0 | 0 | 0 | 0 | 0 | 0 | 0 | 0 | 0 | 0
|  | 1005.2925 | 0 | 0 | 0 | 0 | 0 | 0 | 0 | 0 | 0 | 0 | 0 | 0 | 0 | 0 | 0 | 0 | 0 | 0 | 0 | 0
|  | 1005.5356 | 0 | 0 | 0 | 0 | 0 | 0 | 0 | 0 | 0 | 0 | 0 | 0 | 0 | 0 | 0 | 0 | 0 | 0 | 0 | 0
|  | 1005.7786 | 0 | 0 | 0 | 0 | 0 | 0 | 0 | 0 | 0 | 0 | 0 | 0 | 0 | 0 | 0 | 0 | 0 | 0 | 0 | 0
|  | 1006.0217 | 0 | 0 | 0 | 0 | 0 | 0 | 0 | 0 | 0 | 0 | 0 | 0 | 0 | 0 | 0 | 0 | 0 | 0 | 0 | 0
|  | 1006.2648 | 0 | 0 | 0 | 0 | 0 | 0 | 0 | 0 | 0 | 0 | 0 | 0 | 0 | 0 | 0 | 0 | 0 | 0 | 0 | 0
|  | 1006.5079 | 0 | 0 | 0 | 0 | 0 | 0 | 0 | 0 | 0 | 0 | 0 | 0 | 0 | 0 | 0 | 0 | 0 | 0 | 0 | 0
|  | 1006.751 | 0 | 0 | 0 | 0 | 0 | 0 | 0 | 0 | 0 | 0 | 0 | 0 | 0 | 0 | 0 | 0 | 0 | 0 | 0 | 0
|  | 1006.9941 | 0 | 0 | 0 | 0 | 0 | 0 | 0 | 0 | 0 | 0 | 0 | 0 | 0 | 0 | 0 | 0 | 0 | 0 | 0 | 0
|  | 1007.2372 | 0 | 0 | 0 | 0 | 0 | 0 | 0 | 0 | 0 | 0 | 0 | 0 | 0 | 0 | 0 | 0 | 0 | 0 | 0 | 0
|  | 1007.4803 | 0 | 0 | 0 | 0 | 0 | 0 | 0 | 0 | 0 | 0 | 0 | 0 | 0 | 0 | 0 | 0 | 0 | 0 | 0 | 0
|  | 1007.7234 | 0 | 0 | 0 | 0 | 0 | 0 | 0 | 0 | 0 | 0 | 0 | 0 | 0 | 0 | 0 | 0 | 0 | 0 | 0 | 0
|  | 1007.9666 | 0 | 0 | 0 | 0 | 0 | 0 | 0 | 0 | 0 | 0 | 0 | 0 | 0 | 0 | 0 | 0 | 0 | 0 | 0 | 0
|  | 1008.2097 | 0 | 0 | 0 | 0 | 0 | 0 | 0 | 0 | 0 | 0 | 0 | 0 | 0 | 0 | 0 | 0 | 0 | 0 | 0 | 0
|  | 1008.4528 | 0 | 0 | 0 | 0 | 0 | 0 | 0 | 0 | 0 | 0 | 0 | 0 | 0 | 0 | 0 | 0 | 0 | 0 | 0 | 0
|  | 1008.696 | 0 | 0 | 0 | 0 | 0 | 0 | 0 | 0 | 0 | 0 | 0 | 0 | 0 | 0 | 0 | 0 | 0 | 0 | 0 | 0
|  | 1008.9391 | 0 | 0 | 0 | 0 | 0 | 0 | 0 | 0 | 0 | 0 | 0 | 0 | 0 | 0 | 0 | 0 | 0 | 0 | 0 | 0
|  | 1009.1822 | 0 | 0 | 0 | 0 | 0 | 0 | 0 | 0 | 0 | 0 | 0 | 0 | 0 | 0 | 0 | 0 | 0 | 0 | 0 | 0
|  | 1009.4254 | 0 | 0 | 0 | 0 | 0 | 0 | 0 | 0 | 0 | 0 | 0 | 0 | 0 | 0 | 0 | 0 | 0 | 0 | 0 | 0
|  | 1009.6685 | 0 | 0 | 0 | 0 | 0 | 0 | 0 | 0 | 0 | 0 | 0 | 0 | 0 | 0 | 0 | 0 | 0 | 0 | 0 | 0
|  | 1009.9117 | 0 | 0 | 0 | 0 | 0 | 0 | 0 | 0 | 0 | 0 | 0 | 0 | 0 | 0 | 0 | 0 | 0 | 0 | 0 | 0
|  | 1010.1549 | 0 | 0 | 0 | 0 | 0 | 0 | 0 | 0 | 0 | 0 | 0 | 0 | 0 | 0 | 0 | 0 | 0 | 0 | 0 | 0
|  | 1010.398 | 0 | 0 | 0 | 0 | 0 | 0 | 0 | 0 | 0 | 0 | 0 | 0 | 0 | 0 | 0 | 0 | 0 | 0 | 0 | 0
|  | 1010.6412 | 0 | 0 | 0 | 0 | 0 | 0 | 0 | 0 | 0 | 0 | 0 | 0 | 0 | 0 | 0 | 0 | 0 | 0 | 0 | 0
|  | 1010.8844 | 0 | 0 | 0 | 0 | 0 | 0 | 0 | 0 | 0 | 0 | 0 | 0 | 0 | 0 | 0 | 0 | 0 | 0 | 0 | 0
|  | 1011.1275 | 0 | 0 | 0 | 0 | 0 | 0 | 0 | 0 | 0 | 0 | 0 | 0 | 0 | 0 | 0 | 0 | 0 | 0 | 0 | 0
|  | 1011.3707 | 0 | 0 | 0 | 0 | 0 | 0 | 0 | 0 | 0 | 0 | 0 | 0 | 0 | 0 | 0 | 0 | 0 | 0 | 0 | 0
|  | 1011.6139 | 0 | 0 | 0 | 0 | 0 | 0 | 0 | 0 | 0 | 0 | 0 | 0 | 0 | 0 | 0 | 0 | 0 | 0 | 0 | 0
|  | 1011.8571 | 0 | 0 | 0 | 0 | 0 | 0 | 0 | 0 | 0 | 0 | 0 | 0 | 0 | 0 | 0 | 0 | 0 | 0 | 0 | 0
|  | 1012.1003 | 0 | 0 | 0 | 0 | 0 | 0 | 0 | 0 | 0 | 0 | 0 | 0 | 0 | 0 | 0 | 0 | 0 | 0 | 0 | 0
|  | 1012.3435 | 0 | 0 | 0 | 0 | 0 | 0 | 0 | 0 | 0 | 0 | 0 | 0 | 0 | 0 | 0 | 0 | 0 | 0 | 0 | 0
|  | 1012.5867 | 0 | 0 | 0 | 0 | 0 | 0 | 0 | 0 | 0 | 0 | 0 | 0 | 0 | 0 | 0 | 0 | 0 | 0 | 0 | 0
|  | 1012.8299 | 0 | 0 | 0 | 0 | 0 | 0 | 0 | 0 | 0 | 0 | 0 | 0 | 0 | 0 | 0 | 0 | 0 | 0 | 0 | 0
|  | 1013.0731 | 0 | 0 | 0 | 0 | 0 | 0 | 0 | 0 | 0 | 0 | 0 | 0 | 0 | 0 | 0 | 0 | 0 | 0 | 0 | 0
|  | 1013.3164 | 0 | 0 | 0 | 0 | 0 | 0 | 0 | 0 | 0 | 0 | 0 | 0 | 0 | 0 | 0 | 0 | 0 | 0 | 0 | 0
|  | 1013.5596 | 0 | 0 | 0 | 0 | 0 | 0 | 0 | 0 | 0 | 0 | 0 | 0 | 0 | 0 | 0 | 0 | 0 | 0 | 0 | 0
|  | 1013.8028 | 0 | 0 | 0 | 0 | 0 | 0 | 0 | 0 | 0 | 0 | 0 | 0 | 0 | 0 | 0 | 0 | 0 | 0 | 0 | 0
|  | 1014.046 | 0 | 0 | 0 | 0 | 0 | 0 | 0 | 0 | 0 | 0 | 0 | 0 | 0 | 0 | 0 | 0 | 0 | 0 | 0 | 0
|  | 1014.2893 | 0 | 0 | 0 | 0 | 0 | 0 | 0 | 0 | 0 | 0 | 0 | 0 | 0 | 0 | 0 | 0 | 0 | 0 | 0 | 0
|  | 1014.5325 | 0 | 0 | 0 | 0 | 0 | 0 | 0 | 0 | 0 | 0 | 0 | 0 | 0 | 0 | 0 | 0 | 0 | 0 | 0 | 0
|  | 1014.7758 | 0 | 0 | 0 | 0 | 0 | 0 | 0 | 0 | 0 | 0 | 0 | 0 | 0 | 0 | 0 | 0 | 0 | 0 | 0 | 0
|  | 1015.019 | 0 | 0 | 0 | 0 | 0 | 0 | 0 | 0 | 0 | 0 | 0 | 0 | 0 | 0 | 0 | 0 | 0 | 0 | 0 | 0
|  | 1015.2623 | 0 | 0 | 0 | 0 | 0 | 0 | 0 | 0 | 0 | 0 | 0 | 0 | 0 | 0 | 0 | 0 | 0 | 0 | 0 | 0
|  | 1015.5055 | 0 | 0 | 0 | 0 | 0 | 0 | 0 | 0 | 0 | 0 | 0 | 0 | 0 | 0 | 0 | 0 | 0 | 0 | 0 | 0
|  | 1015.7488 | 0 | 0 | 0 | 0 | 0 | 0 | 0 | 0 | 0 | 0 | 0 | 0 | 0 | 0 | 0 | 0 | 0 | 0 | 0 | 0
|  | 1015.9921 | 0 | 0 | 0 | 0 | 0 | 0 | 0 | 0 | 0 | 0 | 0 | 0 | 0 | 0 | 0 | 0 | 0 | 0 | 0 | 0
|  | 1016.2354 | 0 | 0 | 0 | 0 | 0 | 0 | 0 | 0 | 0 | 0 | 0 | 0 | 0 | 0 | 0 | 0 | 0 | 0 | 0 | 0
|  | 1016.4786 | 0 | 0 | 0 | 0 | 0 | 0 | 0 | 0 | 0 | 0 | 0 | 0 | 0 | 0 | 0 | 0 | 0 | 0 | 0 | 0
|  | 1016.7219 | 0 | 0 | 0 | 0 | 0 | 0 | 0 | 0 | 0 | 0 | 0 | 0 | 0 | 0 | 0 | 0 | 0 | 0 | 0 | 0
|  | 1016.9652 | 0 | 0 | 0 | 0 | 0 | 0 | 0 | 0 | 0 | 0 | 0 | 0 | 0 | 0 | 0 | 0 | 0 | 0 | 0 | 0
|  | 1017.2085 | 0 | 0 | 0 | 0 | 0 | 0 | 0 | 0 | 0 | 0 | 0 | 0 | 0 | 0 | 0 | 0 | 0 | 0 | 0 | 0
|  | 1017.4518 | 0 | 0 | 0 | 0 | 0 | 0 | 0 | 0 | 0 | 0 | 0 | 0 | 0 | 0 | 0 | 0 | 0 | 0 | 0 | 0
|  | 1017.6951 | 0 | 0 | 0 | 0 | 0 | 0 | 0 | 0 | 0 | 0 | 0 | 0 | 0 | 0 | 0 | 0 | 0 | 0 | 0 | 0
|  | 1017.9384 | 0 | 0 | 0 | 0 | 0 | 0 | 0 | 0 | 0 | 0 | 0 | 0 | 0 | 0 | 0 | 0 | 0 | 0 | 0 | 0
|  | 1018.1817 | 0 | 0 | 0 | 0 | 0 | 0 | 0 | 0 | 0 | 0 | 0 | 0 | 0 | 0 | 0 | 0 | 0 | 0 | 0 | 0
|  | 1018.425 | 0 | 0 | 0 | 0 | 0 | 0 | 0 | 0 | 0 | 0 | 0 | 0 | 0 | 0 | 0 | 0 | 0 | 0 | 0 | 0
|  | 1018.6683 | 0 | 0 | 0 | 0 | 0 | 0 | 0 | 0 | 0 | 0 | 0 | 0 | 0 | 0 | 0 | 0 | 0 | 0 | 0 | 0
|  | 1018.9116 | 0 | 0 | 0 | 0 | 0 | 0 | 0 | 0 | 0 | 0 | 0 | 0 | 0 | 0 | 0 | 0 | 0 | 0 | 0 | 0
|  | 1019.155 | 0 | 0 | 0 | 0 | 0 | 0 | 0 | 0 | 0 | 0 | 0 | 0 | 0 | 0 | 0 | 0 | 0 | 0 | 0 | 0
|  | 1019.3983 | 0 | 0 | 0 | 0 | 0 | 0 | 0 | 0 | 0 | 0 | 0 | 0 | 0 | 0 | 0 | 0 | 0 | 0 | 0 | 0
|  | 1019.6416 | 0 | 0 | 0 | 0 | 0 | 0 | 0 | 0 | 0 | 0 | 0 | 0 | 0 | 0 | 0 | 0 | 0 | 0 | 0 | 0
|  | 1019.885 | 0 | 0 | 0 | 0 | 0 | 0 | 0 | 0 | 0 | 0 | 0 | 0 | 0 | 0 | 0 | 0 | 0 | 0 | 0 | 0
|  | 1020.1283 | 0 | 0 | 0 | 0 | 0 | 0 | 0 | 0 | 0 | 0 | 0 | 0 | 0 | 0 | 0 | 0 | 0 | 0 | 0 | 0
|  | 1020.3717 | 0 | 0 | 0 | 0 | 0 | 0 | 0 | 0 | 0 | 0 | 0 | 0 | 0 | 0 | 0 | 0 | 0 | 0 | 0 | 0
|  | 1020.615 | 0 | 0 | 0 | 0 | 0 | 0 | 0 | 0 | 0 | 0 | 0 | 0 | 0 | 0 | 0 | 0 | 0 | 0 | 0 | 0
|  | 1020.8584 | 0 | 0 | 0 | 0 | 0 | 0 | 0 | 0 | 0 | 0 | 0 | 0 | 0 | 0 | 0 | 0 | 0 | 0 | 0 | 0
|  | 1021.1017 | 0 | 0 | 0 | 0 | 0 | 0 | 0 | 0 | 0 | 0 | 0 | 0 | 0 | 0 | 0 | 0 | 0 | 0 | 0 | 0
|  | 1021.3451 | 0 | 0 | 0 | 0 | 0 | 0 | 0 | 0 | 0 | 0 | 0 | 0 | 0 | 0 | 0 | 0 | 0 | 0 | 0 | 0
|  | 1021.5885 | 0 | 0 | 0 | 0 | 0 | 0 | 0 | 0 | 0 | 0 | 0 | 0 | 0 | 0 | 0 | 0 | 0 | 0 | 0 | 0
|  | 1021.8319 | 0 | 0 | 0 | 0 | 0 | 0 | 0 | 0 | 0 | 0 | 0 | 0 | 0 | 0 | 0 | 0 | 0 | 0 | 0 | 0
|  | 1022.0752 | 0 | 0 | 0 | 0 | 0 | 0 | 0 | 0 | 0 | 0 | 0 | 0 | 0 | 0 | 0 | 0 | 0 | 0 | 0 | 0
|  | 1022.3186 | 0 | 0 | 0 | 0 | 0 | 0 | 0 | 0 | 0 | 0 | 0 | 0 | 0 | 0 | 0 | 0 | 0 | 0 | 0 | 0
|  | 1022.562 | 0 | 0 | 0 | 0 | 0 | 0 | 0 | 0 | 0 | 0 | 0 | 0 | 0 | 0 | 0 | 0 | 0 | 0 | 0 | 0
|  | 1022.8054 | 0 | 0 | 0 | 0 | 0 | 0 | 0 | 0 | 0 | 0 | 0 | 0 | 0 | 0 | 0 | 0 | 0 | 0 | 0 | 0
|  | 1023.0488 | 0 | 0 | 0 | 0 | 0 | 0 | 0 | 0 | 0 | 0 | 0 | 0 | 0 | 0 | 0 | 0 | 0 | 0 | 0 | 0
|  | 1023.2922 | 0 | 0 | 0 | 0 | 0 | 0 | 0 | 0 | 0 | 0 | 0 | 0 | 0 | 0 | 0 | 0 | 0 | 0 | 0 | 0
|  | 1023.5356 | 0 | 0 | 0 | 0 | 0 | 0 | 0 | 0 | 0 | 0 | 0 | 0 | 0 | 0 | 0 | 0 | 0 | 0 | 0 | 0
|  | 1023.779 | 0 | 0 | 0 | 0 | 0 | 0 | 0 | 0 | 0 | 0 | 0 | 0 | 0 | 0 | 0 | 0 | 0 | 0 | 0 | 0
|  | 1024.0224 | 0 | 0 | 0 | 0 | 0 | 0 | 0 | 0 | 0 | 0 | 0 | 0 | 0 | 0 | 0 | 0 | 0 | 0 | 0 | 0
|  | 1024.2658 | 0 | 0 | 0 | 0 | 0 | 0 | 0 | 0 | 0 | 0 | 0 | 0 | 0 | 0 | 0 | 0 | 0 | 0 | 0 | 0
|  | 1024.5093 | 0 | 0 | 0 | 0 | 0 | 0 | 0 | 0 | 0 | 0 | 0 | 0 | 0 | 0 | 0 | 0 | 0 | 0 | 0 | 0
|  | 1024.7527 | 0 | 0 | 0 | 0 | 0 | 0 | 0 | 0 | 0 | 0 | 0 | 0 | 0 | 0 | 0 | 0 | 0 | 0 | 0 | 0
|  | 1024.9961 | 0 | 0 | 0 | 0 | 0 | 0 | 0 | 0 | 0 | 0 | 0 | 0 | 0 | 0 | 0 | 0 | 0 | 0 | 0 | 0
|  | 1025.2395 | 0 | 0 | 0 | 0 | 0 | 0 | 0 | 0 | 0 | 0 | 0 | 0 | 0 | 0 | 0 | 0 | 0 | 0 | 0 | 0
|  | 1025.483 | 0 | 0 | 0 | 0 | 0 | 0 | 0 | 0 | 0 | 0 | 0 | 0 | 0 | 0 | 0 | 0 | 0 | 0 | 0 | 0
|  | 1025.7264 | 0 | 0 | 0 | 0 | 0 | 0 | 0 | 0 | 0 | 0 | 0 | 0 | 0 | 0 | 0 | 0 | 0 | 0 | 0 | 0
|  | 1025.9699 | 0 | 0 | 0 | 0 | 0 | 0 | 0 | 0 | 0 | 0 | 0 | 0 | 0 | 0 | 0 | 0 | 0 | 0 | 0 | 0
|  | 1026.2133 | 0 | 0 | 0 | 0 | 0 | 0 | 0 | 0 | 0 | 0 | 0 | 0 | 0 | 0 | 0 | 0 | 0 | 0 | 0 | 0
|  | 1026.4568 | 0 | 0 | 0 | 0 | 0 | 0 | 0 | 0 | 0 | 0 | 0 | 0 | 0 | 0 | 0 | 0 | 0 | 0 | 0 | 0
|  | 1026.7002 | 0 | 0 | 0 | 0 | 0 | 0 | 0 | 0 | 0 | 0 | 0 | 0 | 0 | 0 | 0 | 0 | 0 | 0 | 0 | 0
|  | 1026.9437 | 0 | 0 | 0 | 0 | 0 | 0 | 0 | 0 | 0 | 0 | 0 | 0 | 0 | 0 | 0 | 0 | 0 | 0 | 0 | 0
|  | 1027.1872 | 0 | 0 | 0 | 0 | 0 | 0 | 0 | 0 | 0 | 0 | 0 | 0 | 0 | 0 | 0 | 0 | 0 | 0 | 0 | 0
|  | 1027.4306 | 0 | 0 | 0 | 0 | 0 | 0 | 0 | 0 | 0 | 0 | 0 | 0 | 0 |  |  |  | 0 |  | 0 | 0

## Scaled Spectra - Min Max Power
SOLIS LED Spectra Scaled to Minimum Power
Spectral Flux (mW/nm)
|  |  | SOLIS-365C | SOLIS-385C | SOLIS-405C | SOLIS-445C | SOLIS-525C | SOLIS-623C | SOLIS-850C | SOLIS-1C | SOLIS-2C | SOLIS-3C
|  | Minimum LED Max Power (mW) | 3000 | 4000 | 3900 | 5400 | 2400 | 3800 | 2700 | 3300 | 3200 | 3500 | integration
|  | Scaling Factor | 233.2999 | 277.5669 | 215.7079 | 204.1242 | 59.5004 | 192.198 | 61.3394 | 30.022 | 21.3523 | 18.1986 | #REF! | #REF! | #REF! | #REF! | #REF! | #REF! | #REF! | #REF! | #REF!
|  | Wavelength (nm) | [10 empty] | SOLIS-365A | SOLIS-385A | SOLIS-405A | SOLIS-460A | SOLIS-525A | SOLIS-623A | SOLIS-850A | SOLIS-1A | SOLIS-2A
|  | 260.6172 | -0.46862 | -0.42409 | 0.00067539 | 0.0013333 | 0.00073273 | 0.00091188 | 0.00048652 | 0.00045516 | 0.00047877 | 0.00054178 | #REF! | #REF! | #REF! | #REF! | #REF! | #REF! | #REF! | #REF! | #REF!
|  | 260.8241 | 0.34366 | 0.49901 | 0 | 0 | 0 | 0 | 0 | 0.00030335 | 0.00028673 | 0.00036119 | #REF! | #REF! | #REF! | #REF! | #REF! | #REF! | #REF! | #REF! | #REF!
|  | 261.0309 | -0.08794 | -0.049713 | 0.00067539 | 0.0013333 | 0.00045947 | 0 | 0.00028607 | 0.00045516 | 0.00047877 | 0.00054178 | #REF! | #REF! | #REF! | #REF! | #REF! | #REF! | #REF! | #REF! | #REF!
|  | 261.2378 | 0.3087 | 0.32447 | 0 | 0 | 0 | 0 | 0 | 0.00022758 | 0.00028673 | 0.00036119 | #REF! | #REF! | #REF! | #REF! | #REF! | #REF! | #REF! | #REF! | #REF!
Product Raw Data |  | 261.4448 | 0.5923 | 0.69862 | 0.00067539 | 0.0013333 | 0.00057297 | 0 | 0.00039222 | 0.00045516 | 0.00057345 | 0.00054178 | #REF! | #REF! | #REF! | #REF! | #REF! | #REF! | #REF! | #REF! | #REF!
SOLIS High-Power LEDs for Microscopy |  | 261.6517 | -0.46081 | -0.43204 | 0 | 0 | 0 | 0 | 0 | 0.00022758 | 0.00028673 | 0.00036119 | #REF! | #REF! | #REF! | #REF! | #REF! | #REF! | #REF! | #REF! | #REF!
|  | 261.8586 | 0.75722 | 0.74829 | 0.00067539 | 0.0013333 | 0.00073273 | 0.00045811 | 0.00038181 | 0.00045516 | 0.00038275 | 0.00054178 | #REF! | #REF! | #REF! | #REF! | #REF! | #REF! | #REF! | #REF! | #REF!
Item # | SOLIS-365C | 262.0656 | 0.025977 | 0.049658 | 0.00045217 | 0 | 0 | 0 | 0 | 0.00030335 | 0.00028673 | 0.00036119 | #REF! | #REF! | #REF! | #REF! | #REF! | #REF! | #REF! | #REF! | #REF!
| SOLIS-385C | 262.2726 | -0.27314 | -0.32413 | 0.00067539 | 0.0010489 | 0 | 0 | 0.00029647 | 0.00045516 | 0.00038275 | 0.00042177 | #REF! | #REF! | #REF! | #REF! | #REF! | #REF! | #REF! | #REF! | #REF!
| SOLIS-405C | 262.4796 | 0.43208 | 0.36633 | 0.00044642 | 0 | 0 | 0 | 0 | 0.00022758 | 0.00028673 | 0.00036119 | #REF! | #REF! | #REF! | #REF! | #REF! | #REF! | #REF! | #REF! | #REF!
| SOLIS-445C | 262.6866 | -0.81103 | -0.82334 | 0.00067539 | 0.0013333 | 0.00027104 | 0 | 0.00039222 | 0.00045516 | 0.00028673 | 0.00054178 | #REF! | #REF! | #REF! | #REF! | #REF! | #REF! | #REF! | #REF! | #REF!
| SOLIS-525C | 262.8937 | 0.14954 | 0.21602 | 0.00067539 | 0 | 0 | 0 | 0 | 0.00030335 | 0.00028673 | 0.00036119 | #REF! | #REF! | #REF! | #REF! | #REF! | #REF! | #REF! | #REF! | #REF!
| SOLIS-623C | 263.1007 | 0.052922 | 0.02505 | 0.00067539 | 0.0013333 | 0.00045947 | 0 | 0.00029624 | 0.00045516 | 0.00047743 | 0.00054178 | #REF! | #REF! | #REF! | #REF! | #REF! | #REF! | #REF! | #REF! | #REF!
| SOLIS-850C | 263.3078 | -0.12243 | -0.057923 | 0.00067539 | 0.00026503 | 0 | 0 | 0 | 0.00045516 | 0.00028673 | 0.00054178 | #REF! | #REF! | #REF! | #REF! | #REF! | #REF! | #REF! | #REF! | #REF!
| SOLIS-1C | 263.5149 | 0.32671 | 0.24134 | 0.00067539 | 0.0013333 | 0.00027104 | 0 | 0.00028751 | 0.00045516 | 0.00028673 | 0.00054178 | #REF! | #REF! | #REF! | #REF! | #REF! | #REF! | #REF! | #REF! | #REF!
| SOLIS-2C | 263.722 | -0.030826 | 0.041703 | 0.00044642 | 0.00053357 | 0 | 0 | 0 | 0.00037704 | 0.00028673 | 0.00036119 | #REF! | #REF! | #REF! | #REF! | #REF! | #REF! | #REF! | #REF! | #REF!
| SOLIS-3C | 263.9291 | 0.19632 | 0.24128 | 0.00067539 | 0.0013333 | 0.00027104 | 0 | 0.00028751 | 0.00045516 | 0.00057345 | 0.00054178 | #REF! | #REF! | #REF! | #REF! | #REF! | #REF! | #REF! | #REF! | #REF!
|  | 264.1363 | -0.12924 | -0.12465 | 0.00067539 | 0.0005323 | 0 | 0 | 0 | 0.00045516 | 0.00028673 | 0.00042124 | #REF! | #REF! | #REF! | #REF! | #REF! | #REF! | #REF! | #REF! | #REF!
|  | 264.3435 | -0.53867 | -0.35746 | 0.00067539 | 0.00081666 | 0 | 0 | 0 | 0.00045516 | 0.00028673 | 0.00042124 | #REF! | #REF! | #REF! | #REF! | #REF! | #REF! | #REF! | #REF! | #REF!
|  | 264.5506 | 0.15668 | 0.17474 | 0.00067539 | 0 | 0 | 0 | 0 | 0.00030335 | 0.00028673 | 0.00042124 | #REF! | #REF! | #REF! | #REF! | #REF! | #REF! | #REF! | #REF! | #REF!
|  | 264.7578 | -0.10599 | -0.049672 | 0.00067539 | 0.00079861 | 0 | 0 | 9.578e-05 | 0.00045516 | 0.00028673 | 0.00036119 | #REF! | #REF! | #REF! | #REF! | #REF! | #REF! | #REF! | #REF! | #REF!
|  | 264.9651 | 0.078988 | 0.099722 | 0.00067539 | 0.00026503 | 0 | 0 | 0 | 0.00030335 | 0.00028673 | 0.00042177 | #REF! | #REF! | #REF! | #REF! | #REF! | #REF! | #REF! | #REF! | #REF!
|  | 265.1723 | 0.24841 | 0.40744 | 0.00067539 | 0.00053134 | 0 | 0 | 0 | 0.00045516 | 0.00028673 | 0.00048182 | #REF! | #REF! | #REF! | #REF! | #REF! | #REF! | #REF! | #REF! | #REF!
DISCLAIMER: The data presented here are typical. Slight variations in performance data will occur from lot to lot. Please contact Technical Support with any questions regarding the use or reliability of this data. |  | 265.3795 | -0.4572 | -0.41585 | 0.00067539 | 0.0007826 | 0 | 0 | 0 | 0.00045516 | 0.00028673 | 0.00042177 | #REF! | #REF! | #REF! | #REF! | #REF! | #REF! | #REF! | #REF! | #REF!
|  | 265.5868 | -0.07118 | -0.09132 | 0.00067539 | 0.00051756 | 0 | 0 | 0 | 0.00038148 | 0.00028673 | 0.00036119 | #REF! | #REF! | #REF! | #REF! | #REF! | #REF! | #REF! | #REF! | #REF!
|  | 265.7941 | 0.028199 | 0.058041 | 0.00067539 | 0.00051756 | 0 | 0 | 0 | 0.00030335 | 0.00028673 | 0.00036119 | #REF! | #REF! | #REF! | #REF! | #REF! | #REF! | #REF! | #REF! | #REF!
|  | 266.0014 | 0.063199 | 0.066457 | 0.00067539 | 0.0002503 | 0 | 0 | 0 | 0.00038148 | 0.00028673 | 0.00042124 | #REF! | #REF! | #REF! | #REF! | #REF! | #REF! | #REF! | #REF! | #REF!
|  | 266.2087 | 0.2918 | 0.28299 | 0.00067539 | 0.0007826 | 0 | 0 | 0 | 0.00045516 | 0.00038275 | 0.00042124 | #REF! | #REF! | #REF! | #REF! | #REF! | #REF! | #REF! | #REF! | #REF!
|  | 266.416 | 0.077775 | 0.17455 | 0.00067539 | 0.00026503 | 0 | 0 | 0 | 0.00045516 | 0.00028673 | 0.00048182 | #REF! | #REF! | #REF! | #REF! | #REF! | #REF! | #REF! | #REF! | #REF!
This data may be used in publications. However, please cite Thorlabs as the source. |  | 266.6234 | -0.13058 | -0.058247 | 0.00067539 | 0.00051533 | 0 | 0 | 9.5983e-05 | 0.00045516 | 0.00028673 | 0.00042177 | #REF! | #REF! | #REF! | #REF! | #REF! | #REF! | #REF! | #REF! | #REF!
|  | 266.8308 | 0.0077653 | 0.033183 | 0.00067539 | 0.0002503 | 0 | 0 | 0 | 0.00037704 | 0.00028673 | 0.00036119 | #REF! | #REF! | #REF! | #REF! | #REF! | #REF! | #REF! | #REF! | #REF!
|  | 267.0382 | -0.36143 | -0.31593 | 0.00067539 | 0.0010489 | 0 | 0 | 0 | 0.00045516 | 0.00028673 | 0.00048182 | #REF! | #REF! | #REF! | #REF! | #REF! | #REF! | #REF! | #REF! | #REF!
Additional Information: |  | 267.2456 | 0.11288 | 0.14131 | 0.00044642 | 0.00026631 | 0 | 0 | 0 | 0.00045516 | 0.00028673 | 0.00036119 | #REF! | #REF! | #REF! | #REF! | #REF! | #REF! | #REF! | #REF! | #REF!
|  | 267.453 | -0.21971 | -0.16628 | 0.00067539 | 0.0013333 | 0 | 0 | 9.5748e-05 | 0.00045516 | 0.00028673 | 0.0004812 | #REF! | #REF! | #REF! | #REF! | #REF! | #REF! | #REF! | #REF! | #REF!
|  | 267.6605 | 0.070837 | 0.10818 | 0.00022321 | 0 | 0 | 0 | 0 | 0.00045516 | 0.00028673 | 0.00036119 | #REF! | #REF! | #REF! | #REF! | #REF! | #REF! | #REF! | #REF! | #REF!
|  | 267.8679 | 0.31796 | 0.29933 | 0.00067539 | 0.0013333 | 0.00030193 | 0 | 0.00019901 | 0.00045516 | 0.00038141 | 0.00048182 | #REF! | #REF! | #REF! | #REF! | #REF! | #REF! | #REF! | #REF! | #REF!
|  | 268.0754 | -0.045861 | -0.0082055 | 0.00045217 | 0 | 0 | 0 | 0 | 0.00030335 | 0.00028673 | 0.00036119 | #REF! | #REF! | #REF! | #REF! | #REF! | #REF! | #REF! | #REF! | #REF!
|  | 268.2829 | -0.088487 | -0.08296 | 0.00067539 | 0.0013333 | 0 | 0 | 0.00039222 | 0.00045516 | 0.00028673 | 0.00054178 | #REF! | #REF! | #REF! | #REF! | #REF! | #REF! | #REF! | #REF! | #REF!
|  | 268.4904 | 0.14968 | 0.19977 | 0.00045218 | 0.00026726 | 0 | 0 | 0 | 0.00037704 | 0.00028673 | 0.00036119 | #REF! | #REF! | #REF! | #REF! | #REF! | #REF! | #REF! | #REF! | #REF!
|  | 268.6979 | 0.05357 | 0.1082 | 0.00067539 | 0.0013333 | 0.00045947 | 0.00045377 | 0.00048652 | 0.00045516 | 0.00047877 | 0.00054178 | #REF! | #REF! | #REF! | #REF! | #REF! | #REF! | #REF! | #REF! | #REF!
|  | 268.9055 | -0.052181 | -0.033155 | 0.00045217 | 0 | 0 | 0 | 0 | 0.00022758 | 0.00028673 | 0.00036119 | #REF! | #REF! | #REF! | #REF! | #REF! | #REF! | #REF! | #REF! | #REF!
|  | 269.113 | -0.080436 | -0.016484 | 0.00067539 | 0.0013333 | 0.00029729 | 0 | 0.00019153 | 0.00045516 | 0.00028673 | 0.00054178 | #REF! | #REF! | #REF! | #REF! | #REF! | #REF! | #REF! | #REF! | #REF!
|  | 269.3206 | -0.026765 | -0.033279 | 0 | 0 | 0 | 0 | 0 | 0.00022758 | 0.00028673 | 0.00036119 | #REF! | #REF! | #REF! | #REF! | #REF! | #REF! | #REF! | #REF! | #REF!
|  | 269.5282 | 0.096453 | 0.15809 | 0.00067539 | 0.0013333 | 0.00057297 | 0.00091076 | 0.00048652 | 0.00045516 | 0.00028673 | 0.00054178 | #REF! | #REF! | #REF! | #REF! | #REF! | #REF! | #REF! | #REF! | #REF!
|  | 269.7359 | -0.18599 | -0.16615 | 0.00022321 | 0 | 0 | 0 | 0 | 0.00030335 | 0.00028673 | 0.00042177 | #REF! | #REF! | #REF! | #REF! | #REF! | #REF! | #REF! | #REF! | #REF!
|  | 269.9435 | 0.3706 | 0.44094 | 0.00067539 | 0.0013333 | 0.00073273 | 0.0009082 | 0.00039054 | 0.00045516 | 0.00028673 | 0.00048182 | #REF! | #REF! | #REF! | #REF! | #REF! | #REF! | #REF! | #REF! | #REF!
|  | 270.1511 | -0.16011 | -0.14144 | 0 | 0 | 0 | 0 | 0 | 0.00022758 | 0.00028673 | 0.00036119 | #REF! | #REF! | #REF! | #REF! | #REF! | #REF! | #REF! | #REF! | #REF!
|  | 270.3588 | -0.12377 | -0.041507 | 0.00067539 | 0.0013333 | 0.00043725 | 0.00091205 | 0.00048652 | 0.00045516 | 0.00047877 | 0.00048182 | #REF! | #REF! | #REF! | #REF! | #REF! | #REF! | #REF! | #REF! | #REF!
|  | 270.5665 | -0.11447 | -0.091444 | 0.00022321 | 0 | 0 | 0 | 0 | 0.00037704 | 0.00028673 | 0.00036119 | #REF! | #REF! | #REF! | #REF! | #REF! | #REF! | #REF! | #REF! | #REF!
|  | 270.7742 | -0.60762 | -0.59874 | 0.00067539 | 0.0013333 | 0.00073273 | 0.00045377 | 0.00048652 | 0.00045516 | 0.00057345 | 0.00054178 | #REF! | #REF! | #REF! | #REF! | #REF! | #REF! | #REF! | #REF! | #REF!
|  | 270.9819 | 0.16023 | 0.18292 | 0.00022322 | 0 | 0 | 0 | 0 | 0.00037704 | 0.00028673 | 0.00036119 | #REF! | #REF! | #REF! | #REF! | #REF! | #REF! | #REF! | #REF! | #REF!
|  | 271.1897 | 0.19377 | 0.24118 | 0.00067539 | 0.0013333 | 0.00073273 | 0.0013652 | 0.00048652 | 0.00045516 | 0.00047877 | 0.00054178 | #REF! | #REF! | #REF! | #REF! | #REF! | #REF! | #REF! | #REF! | #REF!
|  | 271.3974 | -0.00088884 | 0.024936 | 0.00022322 | 0 | 0 | 0 | 0 | 0.00030335 | 0.00028673 | 0.00036119 | #REF! | #REF! | #REF! | #REF! | #REF! | #REF! | #REF! | #REF! | #REF!
|  | 271.6052 | -0.036647 | -0.0082192 | 0.00067539 | 0.0010489 | 0.00073273 | 0.00091205 | 0.00039054 | 0.00045516 | 0.00057345 | 0.00054178 | #REF! | #REF! | #REF! | #REF! | #REF! | #REF! | #REF! | #REF! | #REF!
|  | 271.813 | 0.63518 | 0.68997 | 0.00022322 | 0 | 0 | 0 | 0 | 0.00022758 | 0.00028673 | 0.00036119 | #REF! | #REF! | #REF! | #REF! | #REF! | #REF! | #REF! | #REF! | #REF!
|  | 272.0208 | -0.16872 | -0.14121 | 0.00067539 | 0.0013333 | 0.00057297 | 0.00091527 | 0.00048652 | 0.00045516 | 0.00047877 | 0.00054178 | #REF! | #REF! | #REF! | #REF! | #REF! | #REF! | #REF! | #REF! | #REF!
|  | 272.2286 | 0.19391 | 0.23292 | 0.00022322 | 0 | 0 | -0.00045443 | 0 | 0.0003057 | 0.00028673 | 0.00036119 | #REF! | #REF! | #REF! | #REF! | #REF! | #REF! | #REF! | #REF! | #REF!
|  | 272.4365 | -0.071868 | -0.0082421 | 0.00067539 | 0.0013333 | 0.00057297 | 0 | 0.00029624 | 0.00045516 | 0.00047877 | 0.00054178 | #REF! | #REF! | #REF! | #REF! | #REF! | #REF! | #REF! | #REF! | #REF!
|  | 272.6443 | -0.44955 | -0.34937 | 0 | 0 | 0 | 0 | 0 | 0.00030335 | 0.00028673 | 0.00036119 | #REF! | #REF! | #REF! | #REF! | #REF! | #REF! | #REF! | #REF! | #REF!
|  | 272.8522 | 0.18664 | 0.2994 | 0.00067539 | 0.0013333 | 0.00073273 | 0.00045699 | 0.00048652 | 0.00045516 | 0.00057345 | 0.00054178 | #REF! | #REF! | #REF! | #REF! | #REF! | #REF! | #REF! | #REF! | #REF!
|  | 273.0601 | -0.16782 | -0.091307 | 0.00022321 | 0 | 0 | 0 | 0 | 0.00030335 | 0.00028673 | 0.00042114 | #REF! | #REF! | #REF! | #REF! | #REF! | #REF! | #REF! | #REF! | #REF!
|  | 273.268 | 0.31588 | 0.3661 | 0.00067539 | 0.0013333 | 0.00043079 | 0 | 9.578e-05 | 0.00045516 | 0.00057345 | 0.00048172 | #REF! | #REF! | #REF! | #REF! | #REF! | #REF! | #REF! | #REF! | #REF!
|  | 273.476 | 0.22932 | 0.24121 | 0.00044642 | 0 | 0 | 0 | 0 | 0.00030335 | 0.00028673 | 0.00042177 | #REF! | #REF! | #REF! | #REF! | #REF! | #REF! | #REF! | #REF! | #REF!
|  | 273.6839 | -0.37158 | -0.3327 | 0.00067539 | 0.0013333 | 0.00013531 | 0.00045377 | 9.5748e-05 | 0.00045516 | 0.00038275 | 0.00054178 | #REF! | #REF! | #REF! | #REF! | #REF! | #REF! | #REF! | #REF! | #REF!
|  | 273.8919 | -0.0089392 | 0.024827 | 0.00022321 | 0.00026631 | 0 | 0 | 0 | 0.00030335 | 0.00028673 | 0.00036119 | #REF! | #REF! | #REF! | #REF! | #REF! | #REF! | #REF! | #REF! | #REF!
|  | 274.0999 | 0.17595 | 0.24964 | 0.00067539 | 0.0013333 | 0.00043544 | 0 | 0.00038181 | 0.00045516 | 0.00038275 | 0.00054178 | #REF! | #REF! | #REF! | #REF! | #REF! | #REF! | #REF! | #REF! | #REF!
|  | 274.3079 | 0.13913 | 0.23298 | 0.00067539 | 0.00028436 | 0 | 0 | 0 | 0.00045516 | 0.00028673 | 0.00054178 | #REF! | #REF! | #REF! | #REF! | #REF! | #REF! | #REF! | #REF! | #REF!
|  | 274.5159 | 0.10719 | 0.15828 | 0.00067539 | 0.0013333 | 0.00013531 | 0 | 0.00019153 | 0.00045516 | 0.00047877 | 0.00054178 | #REF! | #REF! | #REF! | #REF! | #REF! | #REF! | #REF! | #REF! | #REF!
|  | 274.7239 | -0.1596 | -0.041293 | 0.00067539 | 0.00026503 | 0 | 0 | 0 | 0.00045516 | 0.00028673 | 0.00048182 | #REF! | #REF! | #REF! | #REF! | #REF! | #REF! | #REF! | #REF! | #REF!
|  | 274.932 | -0.11461 | -0.083206 | 0.00067539 | 0.0013333 | 0.00013572 | 0 | 0.00019008 | 0.00045516 | 0.00038275 | 0.00048182 | #REF! | #REF! | #REF! | #REF! | #REF! | #REF! | #REF! | #REF! | #REF!
|  | 275.14 | 0.060735 | 0.14146 | 0.00067539 | 0.00053466 | 0 | 0 | 0 | 0.00045516 | 0.00028673 | 0.00042124 | #REF! | #REF! | #REF! | #REF! | #REF! | #REF! | #REF! | #REF! | #REF!
|  | 275.3481 | -0.21198 | -0.18282 | 0.00067539 | 0.0013333 | 0.00013753 | 0 | 9.5748e-05 | 0.00045516 | 0.00028673 | 0.0004812 | #REF! | #REF! | #REF! | #REF! | #REF! | #REF! | #REF! | #REF! | #REF!
|  | 275.5562 | 0.48347 | 0.55727 | 0.00067539 | 0.00053134 | 0 | 0 | 0 | 0.00037704 | 0.00028673 | 0.00036119 | #REF! | #REF! | #REF! | #REF! | #REF! | #REF! | #REF! | #REF! | #REF!
|  | 275.7644 | 0.017167 | 0.083165 | 0.00067539 | 0.0013333 | 0.00013572 | 0 | 0 | 0.00045516 | 0.00028673 | 0.00042177 | #REF! | #REF! | #REF! | #REF! | #REF! | #REF! | #REF! | #REF! | #REF!
|  | 275.9725 | 0.16636 | 0.18285 | 0.00067539 | 0.00051533 | 0 | 0 | 0 | 0.00037704 | 0.00028673 | 0.00036119 | #REF! | #REF! | #REF! | #REF! | #REF! | #REF! | #REF! | #REF! | #REF!
|  | 276.1807 | 0.12302 | 0.18302 | 0.00067539 | 0.0007826 | 0 | 0 | 0 | 0.00045516 | 0.00028673 | 0.00036119 | #REF! | #REF! | #REF! | #REF! | #REF! | #REF! | #REF! | #REF! | #REF!
|  | 276.3888 | -0.053628 | -0.033069 | 0.00067539 | 0.0007826 | 0 | 0 | 0 | 0.00045516 | 0.00028673 | 0.00036119 | #REF! | #REF! | #REF! | #REF! | #REF! | #REF! | #REF! | #REF! | #REF!
|  | 276.597 | 0.31782 | 0.33256 | 0.00067539 | 0.0007826 | 0 | 0 | 9.4302e-05 | 0.00045516 | 0.00028673 | 0.0004812 | #REF! | #REF! | #REF! | #REF! | #REF! | #REF! | #REF! | #REF! | #REF!
|  | 276.8052 | -0.0093997 | 0.033251 | 0.00067539 | 0.00026503 | 0 | 0 | 0 | 0.00045516 | 0.00028673 | 0.00042177 | #REF! | #REF! | #REF! | #REF! | #REF! | #REF! | #REF! | #REF! | #REF!
|  | 277.0135 | -0.12386 | -0.11638 | 0.00067539 | 0.00026503 | 0 | 0 | 0 | 0.00045516 | 0.00028673 | 0.00036119 | #REF! | #REF! | #REF! | #REF! | #REF! | #REF! | #REF! | #REF! | #REF!
|  | 277.2217 | 0.14974 | 0.1247 | 0.00067539 | 0.0010489 | 0 | 0 | 9.5748e-05 | 0.00045516 | 0.00028673 | 0.00042114 | #REF! | #REF! | #REF! | #REF! | #REF! | #REF! | #REF! | #REF! | #REF!
|  | 277.43 | -0.062327 | -0.066581 | 0.00044642 | 0.00051756 | 0 | 0 | 0 | 0.00045516 | 0.00028673 | 0.00036119 | #REF! | #REF! | #REF! | #REF! | #REF! | #REF! | #REF! | #REF! | #REF!
|  | 277.6383 | 0.018054 | 0.05827 | 0.00067539 | 0.0013333 | 0 | 0 | 0 | 0.00045516 | 0.00028673 | 0.00042124 | #REF! | #REF! | #REF! | #REF! | #REF! | #REF! | #REF! | #REF! | #REF!
|  | 277.8465 | 0.21007 | 0.24942 | 0.00067539 | 0.00053134 | 0 | 0 | 9.578e-05 | 0.00045516 | 0.00028673 | 0.00042114 | #REF! | #REF! | #REF! | #REF! | #REF! | #REF! | #REF! | #REF! | #REF!
|  | 278.0549 | -0.018255 | -0.0082832 | 0.00067539 | 0.001067 | 0 | 0 | 9.578e-05 | 0.00045516 | 0.00028673 | 0.00048172 | #REF! | #REF! | #REF! | #REF! | #REF! | #REF! | #REF! | #REF! | #REF!
|  | 278.2632 | 0.14097 | 0.14965 | 0.00022896 | 0 | 0 | 0 | 0 | 0.00030335 | 0.00028673 | 0.00036119 | #REF! | #REF! | #REF! | #REF! | #REF! | #REF! | #REF! | #REF! | #REF!
|  | 278.4715 | -0.15868 | -0.14145 | 0.00067539 | 0.0010489 | 0 | 0 | 0 | 0.00045516 | 0.00028673 | 0.00042177 | #REF! | #REF! | #REF! | #REF! | #REF! | #REF! | #REF! | #REF! | #REF!
|  | 278.6799 | 4.2984e-05 | -0.016617 | 0.00067539 | 0.00051533 | 0 | 0 | 0 | 0.00045516 | 0.00028673 | 0.00042124 | #REF! | #REF! | #REF! | #REF! | #REF! | #REF! | #REF! | #REF! | #REF!
|  | 278.8883 | 0.15844 | 0.16646 | 0.00067539 | 0.0013333 | 0.00029548 | 0 | 0.00019173 | 0.00045516 | 0.00038275 | 0.00054178 | #REF! | #REF! | #REF! | #REF! | #REF! | #REF! | #REF! | #REF! | #REF!
|  | 279.0967 | -0.2208 | -0.22461 | 0.00044642 | 0.00026503 | 0 | 0 | 0 | 0.00037704 | 0.00028673 | 0.00048172 | #REF! | #REF! | #REF! | #REF! | #REF! | #REF! | #REF! | #REF! | #REF!
|  | 279.3051 | 0.017265 | 0.074891 | 0.00067539 | 0.0013333 | 0.00040857 | 0.00091205 | 0.00029624 | 0.00045516 | 0.00038275 | 0.00054178 | #REF! | #REF! | #REF! | #REF! | #REF! | #REF! | #REF! | #REF! | #REF!
|  | 279.5135 | -0.070981 | -0.058261 | 0.00067539 | 0 | 0 | 0 | 0 | 0.00045516 | 0.00028673 | 0.00054178 | #REF! | #REF! | #REF! | #REF! | #REF! | #REF! | #REF! | #REF! | #REF!
|  | 279.722 | -0.0877 | -0.099777 | 0.00067539 | 0.0013333 | 0.00029548 | 0 | 9.5983e-05 | 0.00045516 | 0.00047743 | 0.00054178 | #REF! | #REF! | #REF! | #REF! | #REF! | #REF! | #REF! | #REF! | #REF!
|  | 279.9305 | 0.20271 | 0.21628 | 0.00067539 | 0 | 0 | 0 | 0 | 0.00045516 | 0.00028673 | 0.00048172 | #REF! | #REF! | #REF! | #REF! | #REF! | #REF! | #REF! | #REF! | #REF!
|  | 280.1389 | 0.052782 | 0.083023 | 0.00067539 | 0.0013333 | 0.00043301 | 0 | 0.00019005 | 0.00045516 | 0.00047743 | 0.00054178 | #REF! | #REF! | #REF! | #REF! | #REF! | #REF! | #REF! | #REF! | #REF!
|  | 280.3474 | 0.026764 | 0.025023 | 0.00067539 | 0 | 0 | 0 | 0 | 0.00037704 | 0.00028673 | 0.00036119 | #REF! | #REF! | #REF! | #REF! | #REF! | #REF! | #REF! | #REF! | #REF!
|  | 280.556 | 0.088388 | 0.13313 | 0.00067539 | 0.0013333 | 0.00043079 | 0.00045377 | 0.00028583 | 0.00045516 | 0.00057345 | 0.00054178 | #REF! | #REF! | #REF! | #REF! | #REF! | #REF! | #REF! | #REF! | #REF!
|  | 280.7645 | 0.070936 | 0.10811 | 0.00022322 | 0 | 0 | 0 | 0 | 0.00030335 | 0.00028673 | 0.00042177 | #REF! | #REF! | #REF! | #REF! | #REF! | #REF! | #REF! | #REF! | #REF!
|  | 280.9731 | 0.088992 | 0.12488 | 0.00067539 | 0.0013333 | 0.00057297 | 0 | 0.00039054 | 0.00045516 | 0.00047877 | 0.00054178 | #REF! | #REF! | #REF! | #REF! | #REF! | #REF! | #REF! | #REF! | #REF!
|  | 281.1816 | 0.061294 | 0.058101 | 0.00022322 | 0 | 0 | 0 | 0 | 0.00030335 | 0.00028673 | 0.00042177 | #REF! | #REF! | #REF! | #REF! | #REF! | #REF! | #REF! | #REF! | #REF!
|  | 281.3902 | 0.24688 | 0.26624 | 0.00067539 | 0.0013333 | 0.00073273 | 0.0018278 | 0.00039222 | 0.00045516 | 0.00057345 | 0.00054178 | #REF! | #REF! | #REF! | #REF! | #REF! | #REF! | #REF! | #REF! | #REF!
|  | 281.5988 | 0.11487 | 0.14981 | 0.00045218 | 0 | 0 | 0 | 0 | 0.00037704 | 0.00028673 | 0.00036119 | #REF! | #REF! | #REF! | #REF! | #REF! | #REF! | #REF! | #REF! | #REF!
|  | 281.8075 | 0.096352 | 0.16629 | 0.00067539 | 0.0013333 | 0.00073273 | 0 | 0.00048652 | 0.00045516 | 0.00057345 | 0.00054178 | #REF! | #REF! | #REF! | #REF! | #REF! | #REF! | #REF! | #REF! | #REF!
|  | 282.0161 | 0.14113 | 0.18294 | 0 | 0 | 0 | 0 | 0 | 0.00030335 | 0.00028673 | 0.00036119 | #REF! | #REF! | #REF! | #REF! | #REF! | #REF! | #REF! | #REF! | #REF!
|  | 282.2247 | -0.061438 | -0.0082832 | 0.00067539 | 0.0013333 | 0.00073273 | 0.0013697 | 0.00028751 | 0.00045516 | 0.00047877 | 0.00054178 | #REF! | #REF! | #REF! | #REF! | #REF! | #REF! | #REF! | #REF! | #REF!
|  | 282.4334 | -0.027554 | 9.1353e-05 | 0 | 0 | 0 | 0 | 0 | 0.00022758 | 0.00028673 | 0.00036119 | #REF! | #REF! | #REF! | #REF! | #REF! | #REF! | #REF! | #REF! | #REF!
|  | 282.6421 | 0.37875 | 0.44893 | 0.00067539 | 0.0013333 | 0.00056833 | 0.0018235 | 0.00048652 | 0.00053094 | 0.00057345 | 0.00054178 | #REF! | #REF! | #REF! | #REF! | #REF! | #REF! | #REF! | #REF! | #REF!
|  | 282.8508 | -0.098391 | -0.016512 | 0 | 0 | 0 | 0 | 0 | 0.00030335 | 0.00028673 | 0.00036119 | #REF! | #REF! | #REF! | #REF! | #REF! | #REF! | #REF! | #REF! | #REF!
|  | 283.0596 | 0.03592 | 0.0249 | 0.00067539 | 0.0013333 | 0.00073273 | 0 | 0.00039222 | 0.00045516 | 0.00047743 | 0.00048172 | #REF! | #REF! | #REF! | #REF! | #REF! | #REF! | #REF! | #REF! | #REF!
|  | 283.2683 | 0.070979 | 0.10811 | 0.00022896 | 0 | 0 | 0 | 0 | 0.00038148 | 0.00028673 | 0.00036119 | #REF! | #REF! | #REF! | #REF! | #REF! | #REF! | #REF! | #REF! | #REF!
|  | 283.4771 | -0.061724 | -0.008105 | 0.00067539 | 0.0013333 | 0.00073273 | 0.00045377 | 0.00038181 | 0.00045516 | 0.00057345 | 0.00054178 | #REF! | #REF! | #REF! | #REF! | #REF! | #REF! | #REF! | #REF! | #REF!
|  | 283.6858 | 0.12386 | 0.075014 | 0.00045218 | 0 | 0 | 0 | 0 | 0.00030127 | 0.00028673 | 0.00036119 | #REF! | #REF! | #REF! | #REF! | #REF! | #REF! | #REF! | #REF! | #REF!
|  | 283.8946 | -0.096494 | -0.091279 | 0.00067539 | 0.0013333 | 0.00043079 | 0.00045828 | 0.00019901 | 0.00045516 | 0.00047743 | 0.00054178 | #REF! | #REF! | #REF! | #REF! | #REF! | #REF! | #REF! | #REF! | #REF!
|  | 284.1035 | 0.15775 | 0.24121 | 0.00044642 | 0 | 0 | 0 | 0 | 0.00045516 | 0.00028673 | 0.00042124 | #REF! | #REF! | #REF! | #REF! | #REF! | #REF! | #REF! | #REF! | #REF!
|  | 284.3123 | 0.11418 | 0.16637 | 0.00067539 | 0.0013333 | 0.00057297 | 0 | 0.00048652 | 0.00045516 | 0.00047877 | 0.00054178 | #REF! | #REF! | #REF! | #REF! | #REF! | #REF! | #REF! | #REF! | #REF!
|  | 284.5211 | 0.10575 | 0.19958 | 0.00022896 | 0 | 0 | 0 | 0 | 0.00030335 | 0.00028673 | 0.00036119 | #REF! | #REF! | #REF! | #REF! | #REF! | #REF! | #REF! | #REF! | #REF!
|  | 284.73 | 0.15839 | 0.1496 | 0.00067539 | 0.0013333 | 0.00043261 | 0 | 0.00019153 | 0.00045516 | 0.00038275 | 0.0004812 | #REF! | #REF! | #REF! | #REF! | #REF! | #REF! | #REF! | #REF! | #REF!
|  | 284.9389 | 0.096859 | 0.11641 | 0 | 0 | 0 | 0 | 0 | 0.00038148 | 0.00028673 | 0.00036119 | #REF! | #REF! | #REF! | #REF! | #REF! | #REF! | #REF! | #REF! | #REF!
|  | 285.1478 | -0.033986 | -0.058192 | 0.00067539 | 0.0013333 | 0.00043301 | 0.00045377 | 0.00019008 | 0.00045516 | 0.00038275 | 0.00054178 | #REF! | #REF! | #REF! | #REF! | #REF! | #REF! | #REF! | #REF! | #REF!
|  | 285.3567 | 0.078442 | 0.049895 | 0.00067539 | 0.00026503 | 0 | 0 | 0 | 0.00045516 | 0.00028673 | 0.00054178 | #REF! | #REF! | #REF! | #REF! | #REF! | #REF! | #REF! | #REF! | #REF!
|  | 285.5656 | -0.035561 | -0.016694 | 0.00067539 | 0.0013333 | 0.00040857 | 0 | 0.00028583 | 0.00045516 | 0.00057345 | 0.00054178 | #REF! | #REF! | #REF! | #REF! | #REF! | #REF! | #REF! | #REF! | #REF!
|  | 285.7746 | -0.009543 | 0.074978 | 0.00022896 | 0.00051756 | 0 | 0 | 0 | 0.00045516 | 0.00028673 | 0.00048172 | #REF! | #REF! | #REF! | #REF! | #REF! | #REF! | #REF! | #REF! | #REF!
|  | 285.9835 | 0.31693 | 0.34926 | 0.00067539 | 0.0013333 | 0.00030012 | 0 | 0 | 0.00045516 | 0.00038275 | 0.00048172 | #REF! | #REF! | #REF! | #REF! | #REF! | #REF! | #REF! | #REF! | #REF!
|  | 286.1925 | -0.045807 | 0.025124 | 0.00067539 | 0.0005323 | 0 | 0 | 0 | 0.00037704 | 0.00028673 | 0.0004812 | #REF! | #REF! | #REF! | #REF! | #REF! | #REF! | #REF! | #REF! | #REF!
|  | 286.4015 | -0.00074878 | 0.049991 | 0.00067539 | 0.0010489 | 0.00027326 | 0 | 9.4302e-05 | 0.00045516 | 0.00038275 | 0.0004812 | #REF! | #REF! | #REF! | #REF! | #REF! | #REF! | #REF! | #REF! | #REF!
|  | 286.6105 | -0.11511 | -0.074731 | 0.00067539 | 0.00078387 | 0 | 0 | 0 | 0.00045516 | 0.00028673 | 0.00042114 | #REF! | #REF! | #REF! | #REF! | #REF! | #REF! | #REF! | #REF! | #REF!
|  | 286.8196 | 0.060651 | 0.10803 | 0.00067539 | 0.0013333 | 0.00013572 | 0 | 0.00028751 | 0.00045516 | 0.00028673 | 0.00054178 | #REF! | #REF! | #REF! | #REF! | #REF! | #REF! | #REF! | #REF! | #REF!
|  | 287.0286 | 0.28165 | 0.34102 | 0.00045218 | 0.00053466 | 0 | 0 | 0 | 0.00045516 | 0.00028673 | 0.00042114 | #REF! | #REF! | #REF! | #REF! | #REF! | #REF! | #REF! | #REF! | #REF!
|  | 287.2377 | -0.060891 | -0.0083014 | 0.00067539 | 0.00078164 | 0 | 0 | 0.00019153 | 0.00045516 | 0.00028673 | 0.00054178 | #REF! | #REF! | #REF! | #REF! | #REF! | #REF! | #REF! | #REF! | #REF!
|  | 287.4468 | -0.0089949 | 1.8328e-05 | 0.00067539 | 0.00051533 | 0 | 0 | 0 | 0.00045516 | 0.00028673 | 0.00048182 | #REF! | #REF! | #REF! | #REF! | #REF! | #REF! | #REF! | #REF! | #REF!
|  | 287.6559 | 0.19395 | 0.21622 | 0.00067539 | 0.0013333 | 0 | 0 | 9.578e-05 | 0.00045516 | 0.00028673 | 0.00054178 | #REF! | #REF! | #REF! | #REF! | #REF! | #REF! | #REF! | #REF! | #REF!
|  | 287.865 | -0.026862 | 0.041745 | 0.00067539 | 0.00051533 | 0 | 0 | 0 | 0.00045516 | 0.00028673 | 0.00048172 | #REF! | #REF! | #REF! | #REF! | #REF! | #REF! | #REF! | #REF! | #REF!
|  | 288.0741 | 0.34329 | 0.41567 | 0.00067539 | 0.0013333 | 0 | 0 | 0 | 0.00045516 | 0.00047877 | 0.00054178 | #REF! | #REF! | #REF! | #REF! | #REF! | #REF! | #REF! | #REF! | #REF!
|  | 288.2833 | 0.0085538 | 0.041567 | 0.00067539 | 0.0013333 | 0 | 0 | 0 | 0.00045516 | 0.00038275 | 0.00054178 | #REF! | #REF! | #REF! | #REF! | #REF! | #REF! | #REF! | #REF! | #REF!
|  | 288.4925 | -0.071079 | -0.0083608 | 0.00067539 | 0.0013333 | 0 | 0 | 0 | 0.00045516 | 0.00028673 | 0.00048182 | #REF! | #REF! | #REF! | #REF! | #REF! | #REF! | #REF! | #REF! | #REF!
|  | 288.7017 | 0.14131 | 0.14145 | 0.00067539 | 0.001083 | 0 | 0 | 9.5748e-05 | 0.00045516 | 0.00028673 | 0.00048182 | #REF! | #REF! | #REF! | #REF! | #REF! | #REF! | #REF! | #REF! | #REF!
|  | 288.9109 | 0.16644 | 0.17481 | 0.00067539 | 0.00079861 | 0.00013531 | 0 | 9.5748e-05 | 0.00045516 | 0.00038275 | 0.00054178 | #REF! | #REF! | #REF! | #REF! | #REF! | #REF! | #REF! | #REF! | #REF!
|  | 289.1201 | 0.10626 | 0.10811 | 0.00067539 | 0.0010489 | 0.00013531 | 0 | 9.5748e-05 | 0.00045516 | 0.00038275 | 0.00054178 | #REF! | #REF! | #REF! | #REF! | #REF! | #REF! | #REF! | #REF! | #REF!
|  | 289.3293 | 0.034773 | 0.074886 | 0.00067539 | 0.0010489 | 0 | 0 | 9.5748e-05 | 0.00045516 | 0.00028673 | 0.00054178 | #REF! | #REF! | #REF! | #REF! | #REF! | #REF! | #REF! | #REF! | #REF!
|  | 289.5386 | 0.10496 | 0.14963 | 0.00067539 | 0.0013333 | 0.00013572 | 0 | 0.00020046 | 0.00045516 | 0.00038275 | 0.00054178 | #REF! | #REF! | #REF! | #REF! | #REF! | #REF! | #REF! | #REF! | #REF!
|  | 289.7479 | 0.22132 | 0.22454 | 0.00067539 | 0.0013333 | 0 | 0 | 0 | 0.00045516 | 0.00038275 | 0.00054178 | #REF! | #REF! | #REF! | #REF! | #REF! | #REF! | #REF! | #REF! | #REF!
|  | 289.9572 | -0.10571 | -0.1163 | 0.00067539 | 0.0013333 | 0 | 0 | 0.00019153 | 0.00045516 | 0.00047877 | 0.00054178 | #REF! | #REF! | #REF! | #REF! | #REF! | #REF! | #REF! | #REF! | #REF!
|  | 290.1665 | 0.19331 | 0.23295 | 0.00067539 | 0.0013333 | 0 | 0 | 9.5748e-05 | 0.00045516 | 0.00047877 | 0.00054178 | #REF! | #REF! | #REF! | #REF! | #REF! | #REF! | #REF! | #REF! | #REF!
|  | 290.3758 | 0.10585 | 0.11641 | 0.00067539 | 0.0013333 | 0 | 0 | 9.5748e-05 | 0.00053094 | 0.00057345 | 0.00060236 | #REF! | #REF! | #REF! | #REF! | #REF! | #REF! | #REF! | #REF! | #REF!
|  | 290.5851 | -0.017507 | -0.00012335 | 0.00067539 | 0.0010489 | 0 | 0 | 0 | 0.00045516 | 0.00047877 | 0.00054178 | #REF! | #REF! | #REF! | #REF! | #REF! | #REF! | #REF! | #REF! | #REF!
|  | 290.7945 | -0.1847 | -0.15794 | 0.00067539 | 0.0013333 | 0.00030193 | 0 | 9.5748e-05 | 0.00045516 | 0.00047877 | 0.00054178 | #REF! | #REF! | #REF! | #REF! | #REF! | #REF! | #REF! | #REF! | #REF!
|  | 291.0039 | 0.13187 | 0.17464 | 0.00067539 | 0.0010489 | 0 | 0 | 0 | 0.00045516 | 0.00047877 | 0.00054178 | #REF! | #REF! | #REF! | #REF! | #REF! | #REF! | #REF! | #REF! | #REF!
|  | 291.2133 | 0.070936 | 0.074832 | 0.00067539 | 0.0013333 | 0.00059741 | 0 | 0.00048652 | 0.00045516 | 0.00057345 | 0.00066241 | #REF! | #REF! | #REF! | #REF! | #REF! | #REF! | #REF! | #REF! | #REF!
|  | 291.4227 | -0.017464 | 0.025023 | 0.00067539 | 0.0010489 | 0 | 0 | 0 | 0.00045516 | 0.00028673 | 0.00054178 | #REF! | #REF! | #REF! | #REF! | #REF! | #REF! | #REF! | #REF! | #REF!
|  | 291.6321 | 0.088343 | 0.091467 | 0.00067539 | 0.0013333 | 0.00027326 | 0 | 0.00019173 | 0.00060462 | 0.00057345 | 0.00072237 | #REF! | #REF! | #REF! | #REF! | #REF! | #REF! | #REF! | #REF! | #REF!
|  | 291.8416 | 0.088201 | 0.10818 | 0.00067539 | 0.0007826 | 0 | 0 | 0 | 0.00045516 | 0.00057345 | 0.00054178 | #REF! | #REF! | #REF! | #REF! | #REF! | #REF! | #REF! | #REF! | #REF!
|  | 292.051 | -0.00074551 | 0.016694 | 0.00067539 | 0.0013333 | 0.00057297 | 0 | 0.00048652 | 0.00060462 | 0.00057345 | 0.00072237 | #REF! | #REF! | #REF! | #REF! | #REF! | #REF! | #REF! | #REF! | #REF!
|  | 292.2605 | 0.070837 | 0.049932 | 0.00067539 | 0.0010489 | 0 | 0 | 0 | 0.00045516 | 0.00047877 | 0.00060183 | #REF! | #REF! | #REF! | #REF! | #REF! | #REF! | #REF! | #REF! | #REF!
|  | 292.47 | 0 | -0.00016447 | 0.00067539 | 0.0013333 | 0.00073273 | 0.001369 | 0.00038181 | 0.00068274 | 0.00057345 | 0.00072237 | #REF! | #REF! | #REF! | #REF! | #REF! | #REF! | #REF! | #REF! | #REF!
|  | 292.6795 | 0.096856 | 0.083183 | 0.00067539 | 0.00051533 | 0 | 0 | 0 | 0.00045516 | 0.00057345 | 0.00054178 | #REF! | #REF! | #REF! | #REF! | #REF! | #REF! | #REF! | #REF! | #REF!
|  | 292.889 | 0.080237 | 0.09154 | 0.00067539 | 0.0013333 | 0.00073273 | 0.00091253 | 0.00048652 | 0.00068274 | 0.00057345 | 0.00072237 | #REF! | #REF! | #REF! | #REF! | #REF! | #REF! | #REF! | #REF! | #REF!
|  | 293.0986 | 0.096954 | 0.11648 | 0.00022322 | 0.00078164 | 0 | 0 | 0 | 0.00045516 | 0.00057345 | 0.00054178 | #REF! | #REF! | #REF! | #REF! | #REF! | #REF! | #REF! | #REF! | #REF!
|  | 293.3082 | 0.078943 | 0.091599 | 0.00067539 | 0.0013333 | 0.00059741 | 0.00045828 | 0.00048652 | 0.00068274 | 0.00057345 | 0.00066241 | #REF! | #REF! | #REF! | #REF! | #REF! | #REF! | #REF! | #REF! | #REF!
|  | 293.5177 | -0.026808 | -0.0083288 | 0.00067539 | 0.00054939 | 0 | 0 | 0 | 0.00045516 | 0.00057345 | 0.00054178 | #REF! | #REF! | #REF! | #REF! | #REF! | #REF! | #REF! | #REF! | #REF!
|  | 293.7273 | -0.026808 | -0.016571 | 0.00067539 | 0.0013333 | 0.00073273 | 0.00045377 | 0.00038181 | 0.00068274 | 0.00057345 | 0.00072237 | #REF! | #REF! | #REF! | #REF! | #REF! | #REF! | #REF! | #REF! | #REF!
|  | 293.937 | 0.096999 | 0.11641 | 0 | 0 | 0 | 0 | 0 | 0.00045516 | 0.00038275 | 0.00054178 | #REF! | #REF! | #REF! | #REF! | #REF! | #REF! | #REF! | #REF! | #REF!
|  | 294.1466 | -0.018111 | 0.0082558 | 0.00067539 | 0.0013333 | 0.00056833 | 0.00091205 | 0.00048652 | 0.00068274 | 0.00057345 | 0.00072237 | #REF! | #REF! | #REF! | #REF! | #REF! | #REF! | #REF! | #REF! | #REF!
|  | 294.3562 | 0.18456 | 0.22449 | 0.00044642 | 0.0002503 | 0 | 0 | 0 | 0.00045516 | 0.00028673 | 0.00054178 | #REF! | #REF! | #REF! | #REF! | #REF! | #REF! | #REF! | #REF! | #REF!
|  | 294.5659 | 0.14992 | 0.16632 | 0.00067539 | 0.0013333 | 0.00073273 | 0.00091205 | 0.00048652 | 0.00060462 | 0.00057345 | 0.00060183 | #REF! | #REF! | #REF! | #REF! | #REF! | #REF! | #REF! | #REF! | #REF!
|  | 294.7756 | -0.096453 | -0.091416 | 0.00067539 | 0 | 0 | 0 | 0 | 0.00045516 | 0.00028673 | 0.00054178 | #REF! | #REF! | #REF! | #REF! | #REF! | #REF! | #REF! | #REF! | #REF!
|  | 294.9853 | 0.062228 | 0.083147 | 0.00067539 | 0.0013333 | 0.00073273 | 0.0013702 | 0.00048652 | 0.00060462 | 0.00057345 | 0.00072237 | #REF! | #REF! | #REF! | #REF! | #REF! | #REF! | #REF! | #REF! | #REF!
|  | 295.195 | -0.062468 | -0.0082284 | 0.00022321 | 0 | 0 | 0 | 0 | 0.00045516 | 0.00028673 | 0.00054178 | #REF! | #REF! | #REF! | #REF! | #REF! | #REF! | #REF! | #REF! | #REF!
|  | 295.4047 | 0.096956 | 0.099855 | 0.00067539 | 0.0013333 | 0.00040857 | 0.0018235 | 0.00048652 | 0.00052885 | 0.00057345 | 0.00066241 | #REF! | #REF! | #REF! | #REF! | #REF! | #REF! | #REF! | #REF! | #REF!
|  | 295.6145 | 0.078945 | 0.074873 | 0.00022896 | 0.00051533 | 0 | 0 | 0 | 0.00045516 | 0.00028673 | 0.00054178 | #REF! | #REF! | #REF! | #REF! | #REF! | #REF! | #REF! | #REF! | #REF!
|  | 295.8243 | -0.097944 | -0.041585 | 0.00067539 | 0.0013333 | 0.00073273 | 0.00091205 | 0.00048652 | 0.00068274 | 0.00057345 | 0.00072237 | #REF! | #REF! | #REF! | #REF! | #REF! | #REF! | #REF! | #REF! | #REF!
|  | 296.034 | 0.25479 | 0.31614 | 0 | 0 | 0 | 0 | 0 | 0.00045516 | 0.00028673 | 0.00054178 | #REF! | #REF! | #REF! | #REF! | #REF! | #REF! | #REF! | #REF! | #REF!
|  | 296.2438 | 0.078988 | 0.1248 | 0.00067539 | 0.0013333 | 0.00073273 | 0.001369 | 0.00048652 | 0.00068274 | 0.00057345 | 0.00072237 | #REF! | #REF! | #REF! | #REF! | #REF! | #REF! | #REF! | #REF! | #REF!
|  | 296.4537 | -0.13169 | -0.099699 | 0.00022321 | 0.00026726 | 0 | 0 | 0 | 0.00045516 | 0.00028673 | 0.00054178 | #REF! | #REF! | #REF! | #REF! | #REF! | #REF! | #REF! | #REF! | #REF!
|  | 296.6635 | 0.018799 | -0.0083791 | 0.00067539 | 0.0013333 | 0.00073273 | 0 | 0.00048652 | 0.00068274 | 0.00057345 | 0.00072237 | #REF! | #REF! | #REF! | #REF! | #REF! | #REF! | #REF! | #REF! | #REF!
|  | 296.8733 | -0.11436 | -0.083051 | 0.00022322 | 0.0002503 | 0 | 0 | 0 | 0.00045516 | 0.00028673 | 0.00054178 | #REF! | #REF! | #REF! | #REF! | #REF! | #REF! | #REF! | #REF! | #REF!
|  | 297.0832 | 0.079549 | 0.083234 | 0.00067539 | 0.0013333 | 0.00073273 | 0.0018271 | 0.00048652 | 0.00068274 | 0.00057345 | 0.00072237 | #REF! | #REF! | #REF! | #REF! | #REF! | #REF! | #REF! | #REF! | #REF!
|  | 297.2931 | 0.079492 | 0.11644 | 0.00067539 | 0.00026726 | 0 | 0 | 0 | 0.00045516 | 0.00047743 | 0.00054178 | #REF! | #REF! | #REF! | #REF! | #REF! | #REF! | #REF! | #REF! | #REF!
|  | 297.503 | -0.088203 | -0.066576 | 0.00067539 | 0.0013333 | 0.00040857 | 0.00045699 | 0.00048652 | 0.00068274 | 0.00057345 | 0.00072237 | #REF! | #REF! | #REF! | #REF! | #REF! | #REF! | #REF! | #REF! | #REF!
|  | 297.7129 | 0.18534 | 0.22449 | 0 | 0.00026503 | 0 | 0 | 0 | 0.00045516 | 0.00038275 | 0.00054178 | #REF! | #REF! | #REF! | #REF! | #REF! | #REF! | #REF! | #REF! | #REF!
|  | 297.9229 | 0.052784 | 0.074905 | 0.00067539 | 0.0013333 | 0.00057297 | 0.00045377 | 0.00038181 | 0.00068274 | 0.00057345 | 0.00072237 | #REF! | #REF! | #REF! | #REF! | #REF! | #REF! | #REF! | #REF! | #REF!
|  | 298.1328 | -0.088345 | -0.08316 | 0.00067539 | 0.0002503 | 0 | 0 | 0 | 0.00045516 | 0.00047877 | 0.00054178 | #REF! | #REF! | #REF! | #REF! | #REF! | #REF! | #REF! | #REF! | #REF!
|  | 298.3428 | 0.096997 | 0.10817 | 0.00067539 | 0.0013333 | 0.00073273 | 0.00045811 | 0.00039054 | 0.00068274 | 0.00057345 | 0.00072237 | #REF! | #REF! | #REF! | #REF! | #REF! | #REF! | #REF! | #REF! | #REF!
|  | 298.5528 | -0.10581 | -0.058165 | 0.00045218 | 0.0002503 | 0 | 0 | 0 | 0.00045516 | 0.00047743 | 0.00054178 | #REF! | #REF! | #REF! | #REF! | #REF! | #REF! | #REF! | #REF! | #REF!
|  | 298.7628 | 0.14052 | 0.16631 | 0.00067539 | 0.0013333 | 0.00043725 | 0 | 0.00048652 | 0.00068274 | 0.00057345 | 0.00072237 | #REF! | #REF! | #REF! | #REF! | #REF! | #REF! | #REF! | #REF! | #REF!
|  | 298.9728 | 0.079592 | 0.066526 | 0.00044642 | 0.00079861 | 0 | 0 | 0 | 0.00045516 | 0.00047877 | 0.00054178 | #REF! | #REF! | #REF! | #REF! | #REF! | #REF! | #REF! | #REF! | #REF!
|  | 299.1828 | 0.22086 | 0.30764 | 0.00067539 | 0.0013333 | 0.00029971 | 0.00045443 | 0.00028583 | 0.00053094 | 0.00057345 | 0.00054178 | #REF! | #REF! | #REF! | #REF! | #REF! | #REF! | #REF! | #REF! | #REF!
|  | 299.3929 | 0.42357 | 0.47395 | 0.00044642 | 0.001066 | 0 | 0 | 0 | 0.00045516 | 0.00057345 | 0.00054178 | #REF! | #REF! | #REF! | #REF! | #REF! | #REF! | #REF! | #REF! | #REF!
|  | 299.603 | 0.15789 | 0.183 | 0.00067539 | 0.0013333 | 0.00043544 | 0 | 0.00038181 | 0.00053094 | 0.00057345 | 0.00072237 | #REF! | #REF! | #REF! | #REF! | #REF! | #REF! | #REF! | #REF! | #REF!
|  | 299.8131 | 0.05218 | 0.10817 | 0.00067539 | 0.0013333 | 0 | 0 | 0 | 0.00045516 | 0.00057345 | 0.00054178 | #REF! | #REF! | #REF! | #REF! | #REF! | #REF! | #REF! | #REF! | #REF!
|  | 300.0232 | 0.07959 | 0.099841 | 0.00067539 | 0.0013333 | 0.00045988 | 0 | 0.00019153 | 0.00053094 | 0.00057345 | 0.00060174 | #REF! | #REF! | #REF! | #REF! | #REF! | #REF! | #REF! | #REF! | #REF!
|  | 300.2333 | -0.017409 | 0.025023 | 0.00067539 | 0.0013333 | 0 | 0 | 0 | 0.00045516 | 0.00047877 | 0.00054178 | #REF! | #REF! | #REF! | #REF! | #REF! | #REF! | #REF! | #REF! | #REF!
|  | 300.4434 | 0.10511 | 0.11644 | 0.00067539 | 0.0013333 | 0.00030012 | 0 | 0.00028603 | 0.00060462 | 0.00057345 | 0.00060236 | #REF! | #REF! | #REF! | #REF! | #REF! | #REF! | #REF! | #REF! | #REF!
|  | 300.6536 | -0.017507 | -0.033201 | 0.00067539 | 0.0007826 | 0 | 0 | 9.5748e-05 | 0.00053094 | 0.00057345 | 0.00060236 | #REF! | #REF! | #REF! | #REF! | #REF! | #REF! | #REF! | #REF! | #REF!
|  | 300.8638 | -0.088345 | -0.066517 | 0.00067539 | 0.0013333 | 0.00056833 | 0 | 0.00048652 | 0.00060462 | 0.00057345 | 0.00066241 | #REF! | #REF! | #REF! | #REF! | #REF! | #REF! | #REF! | #REF! | #REF!
|  | 301.074 | 0.22086 | 0.24947 | 0.00067539 | 0.0010489 | 0 | 0 | 0 | 0.00053094 | 0.00057345 | 0.00060183 | #REF! | #REF! | #REF! | #REF! | #REF! | #REF! | #REF! | #REF! | #REF!
|  | 301.2842 | -0.018154 | -0.016758 | 0.00067539 | 0.0013333 | 0.00059741 | 0 | 0.00029644 | 0.00068274 | 0.00057345 | 0.00072237 | #REF! | #REF! | #REF! | #REF! | #REF! | #REF! | #REF! | #REF! | #REF!
|  | 301.4944 | 0.017364 | 0.033279 | 0.00067539 | 0.0013333 | 0 | 0 | 0 | 0.00053094 | 0.00057345 | 0.00060236 | #REF! | #REF! | #REF! | #REF! | #REF! | #REF! | #REF! | #REF! | #REF!
|  | 301.7046 | -0.14141 | -0.12471 | 0.00067539 | 0.0013333 | 0.00029729 | 0 | 0.00038181 | 0.00060906 | 0.00057345 | 0.00072237 | #REF! | #REF! | #REF! | #REF! | #REF! | #REF! | #REF! | #REF! | #REF!
|  | 301.9149 | -0.22007 | -0.24114 | 0.00067539 | 0.001067 | 0 | 0 | 0 | 0.00045516 | 0.00057345 | 0.00054178 | #REF! | #REF! | #REF! | #REF! | #REF! | #REF! | #REF! | #REF! | #REF!
|  | 302.1252 | 0.20321 | 0.22453 | 0.00067539 | 0.0013333 | 0.0001644 | 0 | 9.578e-05 | 0.00053094 | 0.00057345 | 0.00054178 | #REF! | #REF! | #REF! | #REF! | #REF! | #REF! | #REF! | #REF! | #REF!
|  | 302.3354 | 0.017507 | 0.033279 | 0.00067539 | 0.0013333 | 0.00029971 | 0 | 9.5983e-05 | 0.00045516 | 0.00057345 | 0.00054178 | #REF! | #REF! | #REF! | #REF! | #REF! | #REF! | #REF! | #REF! | #REF!
|  | 302.5457 | 0.026162 | 0.033324 | 0.00067539 | 0.0013333 | 0.00043725 | 0 | 0.00019173 | 0.00060906 | 0.00057345 | 0.00066241 | #REF! | #REF! | #REF! | #REF! | #REF! | #REF! | #REF! | #REF! | #REF!
|  | 302.7561 | 0.26489 | 0.26602 | 0.00067539 | 0.0013333 | 0 | 0 | 0.00039078 | 0.00068274 | 0.00057345 | 0.00072237 | #REF! | #REF! | #REF! | #REF! | #REF! | #REF! | #REF! | #REF! | #REF!
|  | 302.9664 | -0.078945 | -0.058137 | 0.00067539 | 0.0013333 | 0.00030193 | 0 | 0 | 0.00060462 | 0.00057345 | 0.00060183 | #REF! | #REF! | #REF! | #REF! | #REF! | #REF! | #REF! | #REF! | #REF!
|  | 303.1768 | -0.034773 | -0.02495 | 0.00067539 | 0.0013333 | 0 | 0 | 9.5748e-05 | 0.00060462 | 0.00057345 | 0.00060183 | #REF! | #REF! | #REF! | #REF! | #REF! | #REF! | #REF! | #REF! | #REF!
|  | 303.3872 | 0.034773 | 0.025009 | 0.00067539 | 0.0013333 | 0 | 0 | 9.5748e-05 | 0.00053094 | 0.00057345 | 0.00060183 | #REF! | #REF! | #REF! | #REF! | #REF! | #REF! | #REF! | #REF! | #REF!
|  | 303.5976 | 0.00064516 | 0.0083151 | 0.00067539 | 0.0013333 | 0.0001644 | 0 | 0.00019153 | 0.00053094 | 0.00057345 | 0.00060183 | #REF! | #REF! | #REF! | #REF! | #REF! | #REF! | #REF! | #REF! | #REF!
|  | 303.808 | 0.052784 | 0.066576 | 0.00067539 | 0.0013333 | 0.0001644 | 0 | 0.00019153 | 0.00053094 | 0.00057345 | 0.00066241 | #REF! | #REF! | #REF! | #REF! | #REF! | #REF! | #REF! | #REF! | #REF!
|  | 304.0184 | 0.0086112 | 0.0083014 | 0.00067539 | 0.0013333 | 0.00013753 | 0 | 0.00029647 | 0.00060462 | 0.00057345 | 0.00066241 | #REF! | #REF! | #REF! | #REF! | #REF! | #REF! | #REF! | #REF! | #REF!
|  | 304.2288 | -0.044271 | -0.058261 | 0.00067539 | 0.0013333 | 0 | 0 | 0 | 0.00045516 | 0.00057345 | 0.00054178 | #REF! | #REF! | #REF! | #REF! | #REF! | #REF! | #REF! | #REF! | #REF!
|  | 304.4393 | 0.11501 | 0.14145 | 0.00067539 | 0.0013333 | 0.00027326 | 0 | 0.00029479 | 0.00060906 | 0.00057345 | 0.00066232 | #REF! | #REF! | #REF! | #REF! | #REF! | #REF! | #REF! | #REF! | #REF!
|  | 304.6498 | 0.088346 | 0.08316 | 0.00067539 | 0.0013333 | 0 | 0 | 9.578e-05 | 0.00060906 | 0.00057345 | 0.00054178 | #REF! | #REF! | #REF! | #REF! | #REF! | #REF! | #REF! | #REF! | #REF!
|  | 304.8603 | -0.096956 | -0.08316 | 0.00067539 | 0.0013333 | 0 | 0.00045699 | 0.00019153 | 0.00053094 | 0.00057345 | 0.00060174 | #REF! | #REF! | #REF! | #REF! | #REF! | #REF! | #REF! | #REF! | #REF!
|  | 305.0708 | 0.034773 | 0.049836 | 0.00067539 | 0.00051533 | 0 | 0 | 0 | 0.00045516 | 0.00047877 | 0.00054178 | #REF! | #REF! | #REF! | #REF! | #REF! | #REF! | #REF! | #REF! | #REF!
|  | 305.2813 | -0.15799 | -0.15793 | 0.00067539 | 0.0013333 | 0.00029971 | 0.00045377 | 0.00019153 | 0.00053094 | 0.00057345 | 0.00060236 | #REF! | #REF! | #REF! | #REF! | #REF! | #REF! | #REF! | #REF! | #REF!
|  | 305.4918 | 0.14978 | 0.18296 | 0.00067539 | 0.0013333 | 0.0001644 | 0 | 0 | 0.00045516 | 0.00047877 | 0.00054178 | #REF! | #REF! | #REF! | #REF! | #REF! | #REF! | #REF! | #REF! | #REF!
|  | 305.7024 | -0.0087545 | 8.6747e-05 | 0.00067539 | 0.0013333 | 0.00059741 | 0 | 0.00039054 | 0.00068274 | 0.00057345 | 0.00066241 | #REF! | #REF! | #REF! | #REF! | #REF! | #REF! | #REF! | #REF! | #REF!
|  | 305.913 | 0.026765 | 0.041704 | 0.00067539 | 0.0010489 | 0 | 0 | 0 | 0.00045516 | 0.00047877 | 0.00060183 | #REF! | #REF! | #REF! | #REF! | #REF! | #REF! | #REF! | #REF! | #REF!
|  | 306.1236 | 0.16794 | 0.19121 | 0.00067539 | 0.0013333 | 0.00056833 | 0 | 0.00048652 | 0.00068274 | 0.00057345 | 0.00072237 | #REF! | #REF! | #REF! | #REF! | #REF! | #REF! | #REF! | #REF! | #REF!
|  | 306.3342 | -0.0087529 | -0.016585 | 0.00067539 | 0.0010489 | 0 | 0 | 0 | 0.00045516 | 0.00057345 | 0.00060236 | #REF! | #REF! | #REF! | #REF! | #REF! | #REF! | #REF! | #REF! | #REF!
|  | 306.5448 | -0.02602 | -0.016557 | 0.00067539 | 0.0013333 | 0.00059519 | 0 | 0.00038181 | 0.00068274 | 0.00057345 | 0.00072237 | #REF! | #REF! | #REF! | #REF! | #REF! | #REF! | #REF! | #REF! | #REF!
|  | 306.7554 | 0.096999 | 0.091476 | 0.00067539 | 0.0007826 | 0 | 0 | 0 | 0.00060906 | 0.00057345 | 0.00060236 | #REF! | #REF! | #REF! | #REF! | #REF! | #REF! | #REF! | #REF! | #REF!
|  | 306.9661 | -0.052925 | -0.024936 | 0.00067539 | 0.0013333 | 0.00073273 | 0.00091527 | 0.00048652 | 0.00068274 | 0.00057345 | 0.00072237 | #REF! | #REF! | #REF! | #REF! | #REF! | #REF! | #REF! | #REF! | #REF!
|  | 307.1768 | 0.1847 | 0.22455 | 0.00067539 | 0.0007826 | 0 | 0 | 0 | 0.00052885 | 0.00047877 | 0.00060183 | #REF! | #REF! | #REF! | #REF! | #REF! | #REF! | #REF! | #REF! | #REF!
|  | 307.3875 | -0.0087545 | 1.3721e-05 | 0.00067539 | 0.0013333 | 0.00059741 | 0.0009082 | 0.00048652 | 0.00068274 | 0.00057345 | 0.00072237 | #REF! | #REF! | #REF! | #REF! | #REF! | #REF! | #REF! | #REF! | #REF!
|  | 307.5982 | 0.070291 | 0.06648 | 0.00067539 | 0.00051533 | 0 | 0 | 0 | 0.00045516 | 0.00047743 | 0.00054178 | #REF! | #REF! | #REF! | #REF! | #REF! | #REF! | #REF! | #REF! | #REF!
|  | 307.8089 | 0.13242 | 0.15805 | 0.00067539 | 0.0013333 | 0.00073273 | 0.00091076 | 0.00048652 | 0.00068274 | 0.00057345 | 0.00066241 | #REF! | #REF! | #REF! | #REF! | #REF! | #REF! | #REF! | #REF! | #REF!
|  | 308.0197 | 0.088345 | 0.099763 | 0.00067539 | 0.0013333 | 0 | 0 | 0 | 0.00068274 | 0.00057345 | 0.00066241 | #REF! | #REF! | #REF! | #REF! | #REF! | #REF! | #REF! | #REF! | #REF!
|  | 308.2304 | -0.044172 | -0.066544 | 0.00067539 | 0.0013333 | 0.00073273 | 0.00091141 | 0.00038181 | 0.00068274 | 0.00057345 | 0.00072237 | #REF! | #REF! | #REF! | #REF! | #REF! | #REF! | #REF! | #REF! | #REF!
|  | 308.4412 | 0.31721 | 0.34923 | 0 | 0.00051756 | 0 | 0 | 0 | 0.00045516 | 0.00038275 | 0.00054178 | #REF! | #REF! | #REF! | #REF! | #REF! | #REF! | #REF! | #REF! | #REF!
|  | 308.652 | 1.637e-06 | 0.0084065 | 0.00067539 | 0.0013333 | 0.00059741 | 0.00091205 | 0.00039222 | 0.00068274 | 0.00057345 | 0.00072237 | #REF! | #REF! | #REF! | #REF! | #REF! | #REF! | #REF! | #REF! | #REF!
|  | 308.8628 | 0.13252 | 0.11635 | 0.00022322 | 0.00051533 | 0 | 0 | 0 | 0.00045516 | 0.00047743 | 0.00054178 | #REF! | #REF! | #REF! | #REF! | #REF! | #REF! | #REF! | #REF! | #REF!
|  | 309.0736 | 0.070291 | 0.08311 | 0.00067539 | 0.0013333 | 0.00057297 | 0.0013665 | 0.00038181 | 0.00068274 | 0.00057345 | 0.00072237 | #REF! | #REF! | #REF! | #REF! | #REF! | #REF! | #REF! | #REF! | #REF!
|  | 309.2845 | -0.097099 | -0.06653 | 0 | 0.0002503 | 0 | 0 | 0 | 0.00045516 | 0.00038275 | 0.00054178 | #REF! | #REF! | #REF! | #REF! | #REF! | #REF! | #REF! | #REF! | #REF!
|  | 309.4953 | 0.062226 | 0.033329 | 0.00067539 | 0.0013333 | 0.00073273 | 0.0013702 | 0.00048652 | 0.00068274 | 0.00057345 | 0.00072237 | #REF! | #REF! | #REF! | #REF! | #REF! | #REF! | #REF! | #REF! | #REF!
|  | 309.7062 | -0.0093997 | -0.0083151 | 0.00022896 | 0.00026726 | 0 | 0 | 0 | 0.00045516 | 0.00057345 | 0.00054178 | #REF! | #REF! | #REF! | #REF! | #REF! | #REF! | #REF! | #REF! | #REF!
|  | 309.9171 | 0.070879 | 0.049909 | 0.00067539 | 0.0013333 | 0.00073273 | 0.001369 | 0.00048652 | 0.00068274 | 0.00057345 | 0.00072237 | #REF! | #REF! | #REF! | #REF! | #REF! | #REF! | #REF! | #REF! | #REF!
|  | 310.128 | 0.025977 | 0.024996 | 0 | 0.00051533 | 0 | 0 | 0 | 0.00045516 | 0.00047877 | 0.00054178 | #REF! | #REF! | #REF! | #REF! | #REF! | #REF! | #REF! | #REF! | #REF!
|  | 310.339 | 0.24846 | 0.26616 | 0.00067539 | 0.0013333 | 0.00073273 | 0.00045828 | 0.00048652 | 0.00068274 | 0.00057345 | 0.00072237 | #REF! | #REF! | #REF! | #REF! | #REF! | #REF! | #REF! | #REF! | #REF!
|  | 310.5499 | 0.070191 | 0.066576 | 0 | 0 | 0 | 0 | 0 | 0.00045516 | 0.00038275 | 0.00054178 | #REF! | #REF! | #REF! | #REF! | #REF! | #REF! | #REF! | #REF! | #REF!
|  | 310.7609 | 0.088246 | 0.05821 | 0.00067539 | 0.0013333 | 0.00073273 | 0.00045828 | 0.00048652 | 0.00068274 | 0.00057345 | 0.00072237 | #REF! | #REF! | #REF! | #REF! | #REF! | #REF! | #REF! | #REF! | #REF!
|  | 310.9718 | 0.20196 | 0.18302 | 0 | 0.00051756 | 0 | 0 | 0 | 0.00045516 | 0.00038275 | 0.00054178 | #REF! | #REF! | #REF! | #REF! | #REF! | #REF! | #REF! | #REF! | #REF!
|  | 311.1828 | -0.017464 | 7.7677e-05 | 0.00067539 | 0.0013333 | 0.00073273 | 0.001369 | 0.00038181 | 0.00068274 | 0.00057345 | 0.00072237 | #REF! | #REF! | #REF! | #REF! | #REF! | #REF! | #REF! | #REF! | #REF!
|  | 311.3938 | 0.13256 | 0.14973 | 0.00045218 | 0.00051533 | 0 | 0 | 0 | 0.00045516 | 0.00047743 | 0.00066232 | #REF! | #REF! | #REF! | #REF! | #REF! | #REF! | #REF! | #REF! | #REF!
|  | 311.6049 | 0.13242 | 0.1165 | 0.00067539 | 0.0013333 | 0.00073273 | 0.001369 | 0.00048652 | 0.00068274 | 0.00057345 | 0.00072237 | #REF! | #REF! | #REF! | #REF! | #REF! | #REF! | #REF! | #REF! | #REF!
|  | 311.8159 | 0.051895 | 0.058137 | 0.00045218 | 0.0007826 | 0 | 0 | 0 | 0.00045516 | 0.00057345 | 0.00054178 | #REF! | #REF! | #REF! | #REF! | #REF! | #REF! | #REF! | #REF! | #REF!
|  | 312.027 | 0.18534 | 0.19122 | 0.00067539 | 0.0013333 | 0.00073273 | 0.00091527 | 0.00048652 | 0.00068274 | 0.00057345 | 0.00072237 | #REF! | #REF! | #REF! | #REF! | #REF! | #REF! | #REF! | #REF! | #REF!
|  | 312.238 | 0.12322 | 0.08322 | 0.00045218 | 0.00026631 | 0 | 0 | 0 | 0.00053094 | 0.00057345 | 0.00054178 | #REF! | #REF! | #REF! | #REF! | #REF! | #REF! | #REF! | #REF! | #REF!
|  | 312.4491 | 0.04393 | 0.049909 | 0.00067539 | 0.0013333 | 0.00073273 | 0.0013665 | 0.00048652 | 0.00068274 | 0.00057345 | 0.00072237 | #REF! | #REF! | #REF! | #REF! | #REF! | #REF! | #REF! | #REF! | #REF!
|  | 312.6603 | 0.11511 | 0.10816 | 0.00022322 | 0.00054939 | 0 | 0 | 0 | 0.00045516 | 0.00028673 | 0.00054178 | #REF! | #REF! | #REF! | #REF! | #REF! | #REF! | #REF! | #REF! | #REF!
|  | 312.8714 | 0.026018 | 0.049968 | 0.00067539 | 0.0013333 | 0.00057297 | 0.001369 | 0.00048652 | 0.00068274 | 0.00057345 | 0.00072237 | #REF! | #REF! | #REF! | #REF! | #REF! | #REF! | #REF! | #REF! | #REF!
|  | 313.0825 | 0.070837 | 0.033311 | 0.00045218 | 0.0002503 | 0 | 0 | 0 | 0.00052885 | 0.00047877 | 0.00054178 | #REF! | #REF! | #REF! | #REF! | #REF! | #REF! | #REF! | #REF! | #REF!
|  | 313.2937 | 0.026663 | 0.0083791 | 0.00067539 | 0.0013333 | 0.00073273 | 0.00045377 | 0.00048652 | 0.00068274 | 0.00057345 | 0.00066241 | #REF! | #REF! | #REF! | #REF! | #REF! | #REF! | #REF! | #REF! | #REF!
|  | 313.5049 | 0.035418 | -0.0083288 | 0 | 0.00053466 | 0 | 0 | 0 | 0.00045516 | 0.00028673 | 0.00054178 | #REF! | #REF! | #REF! | #REF! | #REF! | #REF! | #REF! | #REF! | #REF!
|  | 313.7161 | 0.25632 | 0.2079 | 0.00067539 | 0.0013333 | 0.00057297 | 0 | 0.00039078 | 0.00068274 | 0.00057345 | 0.00072237 | #REF! | #REF! | #REF! | #REF! | #REF! | #REF! | #REF! | #REF! | #REF!
|  | 313.9273 | -0.0086095 | -0.02495 | 0.00045218 | 0.00081666 | 0 | 0 | 0 | 0.00053094 | 0.00047743 | 0.00054178 | #REF! | #REF! | #REF! | #REF! | #REF! | #REF! | #REF! | #REF! | #REF!
|  | 314.1385 | 0.16784 | 0.1414 | 0.00067539 | 0.0013333 | 0.00073273 | 0.00091205 | 0.00048652 | 0.00068274 | 0.00057345 | 0.00072237 | #REF! | #REF! | #REF! | #REF! | #REF! | #REF! | #REF! | #REF! | #REF!
|  | 314.3497 | 0.10571 | 0.058274 | 0.00045218 | 0.001067 | 0 | 0 | 0 | 0.00045516 | 0.00038275 | 0.00060183 | #REF! | #REF! | #REF! | #REF! | #REF! | #REF! | #REF! | #REF! | #REF!
|  | 314.561 | -0.053529 | -0.066366 | 0.00067539 | 0.0013333 | 0.00073273 | 0 | 0.00048652 | 0.00068274 | 0.00057345 | 0.00072237 | #REF! | #REF! | #REF! | #REF! | #REF! | #REF! | #REF! | #REF! | #REF!
|  | 314.7723 | 0.29045 | 0.31606 | 0.00067539 | 0.0013333 | 0 | 0 | 0 | 0.00053094 | 0.00047743 | 0.00054178 | #REF! | #REF! | #REF! | #REF! | #REF! | #REF! | #REF! | #REF! | #REF!
|  | 314.9836 | 0.061438 | 0.02495 | 0.00067539 | 0.0013333 | 0.00073273 | 0 | 0.00029644 | 0.00068274 | 0.00057345 | 0.00072237 | #REF! | #REF! | #REF! | #REF! | #REF! | #REF! | #REF! | #REF! | #REF!
|  | 315.1949 | 0.26425 | 0.25774 | 0.00067539 | 0.0010682 | 0 | 0 | 0 | 0.00045516 | 0.00057345 | 0.00060183 | #REF! | #REF! | #REF! | #REF! | #REF! | #REF! | #REF! | #REF! | #REF!
|  | 315.4062 | 0.14107 | 0.074873 | 0.00067539 | 0.0013333 | 0.00043766 | 0.00091205 | 0.00039222 | 0.00060906 | 0.00057345 | 0.00072237 | #REF! | #REF! | #REF! | #REF! | #REF! | #REF! | #REF! | #REF! | #REF!
|  | 315.6175 | -0.026907 | -0.041553 | 0.00067539 | 0.0010489 | 0 | 0 | 0 | 0.00053329 | 0.00057345 | 0.00060183 | #REF! | #REF! | #REF! | #REF! | #REF! | #REF! | #REF! | #REF! | #REF!
|  | 315.8289 | 0.16715 | 0.16627 | 0.00067539 | 0.0013333 | 0.00073273 | 0.00045377 | 0.00039054 | 0.00068274 | 0.00057345 | 0.00066179 | #REF! | #REF! | #REF! | #REF! | #REF! | #REF! | #REF! | #REF! | #REF!
|  | 316.0403 | 0.12322 | 0.099804 | 0.00067539 | 0.0013333 | 0 | 0 | 0 | 0.00053094 | 0.00057345 | 0.00066232 | #REF! | #REF! | #REF! | #REF! | #REF! | #REF! | #REF! | #REF! | #REF!
|  | 316.2517 | 0.034531 | 0.0083014 | 0.00067539 | 0.0013333 | 0.00013753 | 0 | 0.00028751 | 0.00068274 | 0.00057345 | 0.00072237 | #REF! | #REF! | #REF! | #REF! | #REF! | #REF! | #REF! | #REF! | #REF!
|  | 316.4631 | 0.088345 | 0.066603 | 0.00067539 | 0.0013333 | 0 | 0 | 9.578e-05 | 0.00045516 | 0.00057345 | 0.00054178 | #REF! | #REF! | #REF! | #REF! | #REF! | #REF! | #REF! | #REF! | #REF!
|  | 316.6745 | 0.10561 | 0.10823 | 0.00067539 | 0.0013333 | 0.00043766 | 0 | 0.00028583 | 0.00068274 | 0.00057345 | 0.00066232 | #REF! | #REF! | #REF! | #REF! | #REF! | #REF! | #REF! | #REF! | #REF!
|  | 316.886 | 0.16729 | 0.13319 | 0.00067539 | 0.0010489 | 0 | 0 | 0 | 0.00045516 | 0.00047877 | 0.00054178 | #REF! | #REF! | #REF! | #REF! | #REF! | #REF! | #REF! | #REF! | #REF!
|  | 317.0974 | 0.13242 | 0.083224 | 0.00067539 | 0.0013333 | 0.00027326 | 0.00045699 | 9.578e-05 | 0.00045516 | 0.00057345 | 0.00060174 | #REF! | #REF! | #REF! | #REF! | #REF! | #REF! | #REF! | #REF! | #REF!
|  | 317.3089 | -0.15002 | -0.1498 | 0.00067539 | 0.0013333 | 0 | 0 | 0 | 0.00045516 | 0.00057345 | 0.00054178 | #REF! | #REF! | #REF! | #REF! | #REF! | #REF! | #REF! | #REF! | #REF!
|  | 317.5204 | 0 | -0.04153 | 0.00067539 | 0.0013333 | 0.00040857 | 0 | 0.00028607 | 0.00052885 | 0.00057345 | 0.00060183 | #REF! | #REF! | #REF! | #REF! | #REF! | #REF! | #REF! | #REF! | #REF!
|  | 317.7319 | 0.088246 | 0.099791 | 0.00067539 | 0.0010489 | 0 | 0 | 0 | 0.00053329 | 0.00057345 | 0.00060183 | #REF! | #REF! | #REF! | #REF! | #REF! | #REF! | #REF! | #REF! | #REF!
|  | 317.9434 | 0.10561 | 0.091403 | 0.00067539 | 0.0013333 | 0.00013531 | 0 | 0.00029624 | 0.00060906 | 0.00057345 | 0.00054178 | #REF! | #REF! | #REF! | #REF! | #REF! | #REF! | #REF! | #REF! | #REF!
|  | 318.155 | 0.13266 | 0.1248 | 0.00045218 | 0.0013333 | 0 | 0 | 9.578e-05 | 0.00045516 | 0.00057345 | 0.00054178 | #REF! | #REF! | #REF! | #REF! | #REF! | #REF! | #REF! | #REF! | #REF!
|  | 318.3665 | 0.19395 | 0.1747 | 0.00067539 | 0.0013333 | 0 | 0 | 0.00019176 | 0.00060462 | 0.00057345 | 0.00054178 | #REF! | #REF! | #REF! | #REF! | #REF! | #REF! | #REF! | #REF! | #REF!
|  | 318.5781 | 0 | -0.033265 | 0.00067539 | 0.0013333 | 0 | 0 | 0 | 0.00053094 | 0.00057345 | 0.00066232 | #REF! | #REF! | #REF! | #REF! | #REF! | #REF! | #REF! | #REF! | #REF!
|  | 318.7897 | 0.21285 | 0.18294 | 0.00067539 | 0.0013333 | 0.00027104 | 0 | 0 | 0.00045516 | 0.00057345 | 0.00060236 | #REF! | #REF! | #REF! | #REF! | #REF! | #REF! | #REF! | #REF! | #REF!
|  | 319.0013 | 0.079734 | 0.033251 | 0.00045218 | 0.0013333 | 0 | 0 | 0 | 0.00045516 | 0.00057345 | 0.00054178 | #REF! | #REF! | #REF! | #REF! | #REF! | #REF! | #REF! | #REF! | #REF!
|  | 319.2129 | 0.088203 | 0.074918 | 0.00067539 | 0.0013333 | 0.00013572 | 0 | 0.00028583 | 0.00060906 | 0.00057345 | 0.00066232 | #REF! | #REF! | #REF! | #REF! | #REF! | #REF! | #REF! | #REF! | #REF!
|  | 319.4246 | -0.026119 | -0.049909 | 0.00067539 | 0.0013333 | 0.00013572 | 0 | 9.578e-05 | 0.00060462 | 0.00057345 | 0.00060236 | #REF! | #REF! | #REF! | #REF! | #REF! | #REF! | #REF! | #REF! | #REF!
|  | 319.6362 | -0.088345 | -0.099841 | 0.00067539 | 0.0013333 | 0 | 0 | 0 | 0.00052885 | 0.00057345 | 0.00060236 | #REF! | #REF! | #REF! | #REF! | #REF! | #REF! | #REF! | #REF! | #REF!
|  | 319.8479 | 0.16794 | 0.12482 | 0.00067539 | 0.0013333 | 0.00027104 | 0 | 0.00029624 | 0.00068274 | 0.00057345 | 0.00066232 | #REF! | #REF! | #REF! | #REF! | #REF! | #REF! | #REF! | #REF! | #REF!
|  | 320.0596 | 0.11436 | 0.099731 | 0.00067539 | 0.0013333 | 0.00013531 | 0 | 9.578e-05 | 0.00060906 | 0.00057345 | 0.00066179 | #REF! | #REF! | #REF! | #REF! | #REF! | #REF! | #REF! | #REF! | #REF!
|  | 320.2713 | 0.062226 | 0.024945 | 0.00067539 | 0.0013333 | 0.00043725 | 0 | 9.578e-05 | 0.00068274 | 0.00057345 | 0.00072237 | #REF! | #REF! | #REF! | #REF! | #REF! | #REF! | #REF! | #REF! | #REF!
|  | 320.483 | 0.15933 | 0.099868 | 0.00067539 | 0.0013333 | 0.00043766 | 0 | 9.5748e-05 | 0.00068274 | 0.00057345 | 0.00072237 | #REF! | #REF! | #REF! | #REF! | #REF! | #REF! | #REF! | #REF! | #REF!
|  | 320.6948 | 0.052038 | 0.024964 | 0.00067539 | 0.0013333 | 0.00057297 | 0 | 0.00038181 | 0.00068274 | 0.00057345 | 0.00066241 | #REF! | #REF! | #REF! | #REF! | #REF! | #REF! | #REF! | #REF! | #REF!
|  | 320.9065 | 0.15854 | 0.11654 | 0.00067539 | 0.0013333 | 0.00013572 | 0 | 9.4302e-05 | 0.00053094 | 0.00057345 | 0.00054178 | #REF! | #REF! | #REF! | #REF! | #REF! | #REF! | #REF! | #REF! | #REF!
|  | 321.1183 | 0.089133 | 0.04164 | 0.00067539 | 0.0013333 | 0.00027104 | 0 | 9.5748e-05 | 0.00068274 | 0.00057345 | 0.00054178 | #REF! | #REF! | #REF! | #REF! | #REF! | #REF! | #REF! | #REF! | #REF!
|  | 321.3301 | 0.15043 | 0.099777 | 0.00067539 | 0.0013333 | 0 | 0 | 0 | 0.00060462 | 0.00057345 | 0.00060236 | #REF! | #REF! | #REF! | #REF! | #REF! | #REF! | #REF! | #REF! | #REF!
|  | 321.5419 | 0.034773 | 0.01663 | 0.00067539 | 0.0013333 | 0.00043544 | 0.00045377 | 0.00029476 | 0.00068274 | 0.00057345 | 0.00072237 | #REF! | #REF! | #REF! | #REF! | #REF! | #REF! | #REF! | #REF! | #REF!
|  | 321.7537 | 0.088345 | 0.041589 | 0.00067539 | 0.0013333 | 0 | 0 | 0 | 0.00060462 | 0.00057345 | 0.00072237 | #REF! | #REF! | #REF! | #REF! | #REF! | #REF! | #REF! | #REF! | #REF!
|  | 321.9655 | -0.052784 | -0.091416 | 0.00067539 | 0.0013333 | 0.00029971 | 0 | 0.00029624 | 0.00068274 | 0.00057345 | 0.00072237 | #REF! | #REF! | #REF! | #REF! | #REF! | #REF! | #REF! | #REF! | #REF!
|  | 322.1774 | 0.16719 | 0.12474 | 0.00067539 | 0.0013333 | 0 | 0 | 0 | 0.00060462 | 0.00057345 | 0.00060183 | #REF! | #REF! | #REF! | #REF! | #REF! | #REF! | #REF! | #REF! | #REF!
|  | 322.3893 | 0.12312 | 0.099777 | 0.00067539 | 0.0013333 | 0.00073273 | 0 | 0.00028583 | 0.00068274 | 0.00057345 | 0.00072237 | #REF! | #REF! | #REF! | #REF! | #REF! | #REF! | #REF! | #REF! | #REF!
|  | 322.6012 | 0.096999 | 0.041594 | 0.00067539 | 0.0013333 | 0 | 0 | 0 | 0.00045516 | 0.00047877 | 0.00060183 | #REF! | #REF! | #REF! | #REF! | #REF! | #REF! | #REF! | #REF! | #REF!
|  | 322.8131 | 0.22022 | 0.18303 | 0.00067539 | 0.0013333 | 0.00046169 | 0 | 0.00028751 | 0.00060462 | 0.00057345 | 0.00060183 | -0.012925 | 0.0077497 | 6.9858e-05 | 0.00013791 | 7.579e-05 | 9.432e-05 | 5.0324e-05 | 7.8457e-05 | 7.9179e-05
|  | 323.025 | 0.05357 | 0.03311 | 0.00022896 | 0.0007997 | 0 | 0 | 0 | 0.00053094 | 0.00047877 | 0.00054178 | 0.026452 | 0.046476 | 6.9862e-05 | 0.00013791 | 4.7528e-05 | 0 | 2.9591e-05 | 7.8461e-05 | 7.9183e-05
|  | 323.2369 | 0.079734 | 0.058274 | 0.00067539 | 0.0013333 | 0.00057297 | 0 | 0.00028607 | 0.00068274 | 0.00057345 | 0.00072237 | 0.022838 | 0.028424 | 6.9869e-05 | 0.00013793 | 4.7532e-05 | 0 | 2.9593e-05 | 7.063e-05 | 7.9191e-05
|  | 323.4489 | 0.14978 | 0.099855 | 0.00022896 | 0.0007826 | 0 | 0 | 0 | 0.00045516 | 0.00057345 | 0.00054178 | 0.093217 | 0.10585 | 6.9875e-05 | 0.00013794 | 5.9279e-05 | 0 | 4.0579e-05 | 7.0637e-05 | 8.8994e-05
|  | 323.6608 | 0.034773 | -0.016644 | 0.00067539 | 0.0013333 | 0.00057297 | 0 | 0.00028751 | 0.00060462 | 0.00057345 | 0.00066179 | 0.013604 | 0.027581 | 6.9879e-05 | 0.00013795 | 5.9282e-05 | 0 | 4.0581e-05 | 7.064e-05 | 8.8998e-05
|  | 323.8728 | 0.11372 | 0.033265 | 0.00067539 | 0.001067 | 0 | 0 | 0 | 0.00053094 | 0.00047743 | 0.00054178 | 0.030671 | 0.032724 | 6.9886e-05 | 0.00013796 | 7.5819e-05 | 4.7403e-05 | 3.9508e-05 | 7.0647e-05 | 6.9274e-05
|  | 324.0848 | 0.079547 | 0.041631 | 0.00067539 | 0.0013333 | 0.00056833 | 0 | 0.00028751 | 0.00068274 | 0.00057345 | 0.00072237 | 0.081049 | 0.082576 | 0.00011669 | 0.00013797 | 7.5826e-05 | 4.7407e-05 | 3.9512e-05 | 7.8495e-05 | 6.9281e-05
|  | 324.2969 | 0.12376 | 0.058348 | 0.00045217 | 0.0010489 | 0 | 0 | 0 | 0.00053094 | 0.00038275 | 0.00066241 | -0.025581 | -0.028407 | 0.0001167 | 0.00010856 | 0 | 0 | 3.0684e-05 | 7.8503e-05 | 6.9287e-05
|  | 324.5089 | 0.12312 | 0.083051 | 0.00067539 | 0.0013333 | 0.00073273 | 0.00091205 | 0.00048652 | 0.00068274 | 0.00057345 | 0.00072237 | 0.016451 | 0.0043681 | 0.00011611 | 0.00010857 | 0 | 0 | 3.0687e-05 | 7.0668e-05 | 6.9294e-05
|  | 324.7209 | 0.018239 | -0.041567 | 0.00067539 | 0.0010489 | 0 | 0 | 0 | 0.00053094 | 0.00047877 | 0.00054178 | -0.039225 | -0.047304 | 0.00011612 | 0.00013801 | 2.8055e-05 | 0 | 4.0599e-05 | 7.0671e-05 | 5.9358e-05
|  | 324.933 | 0.13252 | 0.06653 | 0.00067539 | 0.0013333 | 0.00057297 | 0.00045377 | 0.00048652 | 0.00068274 | 0.00057345 | 0.00072237 | -0.068478 | -0.062869 | 0.00013983 | 0.00013802 | 2.8058e-05 | 0 | 4.0603e-05 | 7.8522e-05 | 5.9364e-05
|  | 325.1451 | 0.070981 | 0.01663 | 0.00045218 | 0.001083 | 0 | 0 | 0 | 0.00045516 | 0.00038275 | 0.00054178 | 0.020961 | 0.024958 | 0.00013985 | 0.00013803 | 4.7569e-05 | 0 | 3.067e-05 | 7.8529e-05 | 7.9113e-05
|  | 325.3572 | 0.12316 | 0.016566 | 0.00067539 | 0.0013333 | 0.00073273 | 0.001369 | 0.00048652 | 0.00068274 | 0.00057345 | 0.00072237 | -0.007197 | -0.0034036 | 0.00013986 | 0.00016549 | 4.7574e-05 | 0 | 3.0673e-05 | 9.4255e-05 | 7.9121e-05
|  | 325.5693 | 0.21146 | 0.17468 | 0.00045218 | 0.00079861 | 0 | 0 | 0 | 0.00053094 | 0.00057345 | 0.00060174 | 0.021153 | 0.018992 | 0.00013987 | 0.0001655 | 2.8064e-05 | 0 | 2.977e-05 | 9.426e-05 | 5.9378e-05
|  | 325.7815 | 0.0087545 | -0.049909 | 0.00067539 | 0.0013333 | 0.00073273 | 0 | 0.00048652 | 0.00068274 | 0.00057345 | 0.00072237 | 0.030641 | 0.029311 | 0.00011617 | 0.00019332 | 2.8067e-05 | 0 | 2.9773e-05 | 8.6179e-05 | 5.9384e-05
|  | 325.9936 | 0.10575 | 0.08322 | 0.00067539 | 0.00053134 | 0 | 0 | 0 | 0.00053094 | 0.00047743 | 0.00054178 | 0.017139 | 0.029307 | 0.00011618 | 0.00019334 | 2.807e-05 | 0 | 2.9776e-05 | 8.6187e-05 | 8.9084e-05
|  | 326.2058 | 0.28175 | 0.21634 | 0.00067539 | 0.0013333 | 0.00073273 | 0.00045443 | 0.00048652 | 0.00068274 | 0.00057345 | 0.00072237 | 0.0069478 | 0.01208 | 0.00013991 | 0.00019323 | 2.8073e-05 | 0 | 2.9779e-05 | 9.4287e-05 | 8.9093e-05
|  | 326.418 | 0.026708 | -0.033206 | 0.00067539 | 0.0007826 | 0 | 0 | 0 | 0.00045516 | 0.00047877 | 0.00060236 | -0.069182 | -0.049937 | 0.00013991 | 0.00013972 | 0 | 0 | 0 | 9.4292e-05 | 5.9398e-05
|  | 326.6302 | 0.079492 | 0.041567 | 0.00067539 | 0.0013333 | 0.00059519 | 0.0013702 | 0.00048652 | 0.00068274 | 0.00057345 | 0.00072237 | -0.039569 | -0.018928 | 0.00013993 | 8.4598e-05 | 0 | 0 | 0 | 7.8575e-05 | 5.9404e-05
|  | 326.8424 | 0.19386 | 0.15807 | 0.00022896 | 0.00051533 | 0 | 0 | 0 | 0.00045516 | 0.00047877 | 0.00054178 | 0.0052515 | 0.012957 | 0.00013994 | 8.2736e-05 | 0 | 0 | 9.9228e-06 | 7.8582e-05 | 5.9409e-05
|  | 327.0546 | -0.14993 | -0.22455 | 0.00067539 | 0.0013333 | 0.00056833 | 0.00091205 | 0.00039054 | 0.00068274 | 0.00057345 | 0.00072237 | -0.0027981 | 0.0051858 | 0.00013995 | 0.0001102 | 0 | 0 | 9.9237e-06 | 7.859e-05 | 5.9415e-05
|  | 327.2668 | 0.24753 | 0.19962 | 0.00022896 | 0.00053357 | 0 | 0 | 0 | 0.00045516 | 0.00057345 | 0.00060174 | 0.033924 | 0.052549 | 0.00013996 | 8.2516e-05 | 0 | 0 | 0 | 7.8594e-05 | 5.9418e-05
|  | 327.4791 | 0.10585 | 0.058211 | 0.00067539 | 0.0013333 | 0.00073273 | 0.0013708 | 0.00048652 | 0.00068274 | 0.00057345 | 0.00072237 | -0.021635 | -0.0008716 | 0.00013997 | 0.00013616 | 0 | 0 | 0 | 9.4333e-05 | 5.9424e-05
|  | 327.6914 | 0.13187 | 0.083174 | 0.00022321 | 0.00051533 | 0 | 0 | 0 | 0.00045516 | 0.00028673 | 0.00054178 | -0.054759 | -0.05256 | 0.00013999 | 0.00013474 | 0 | 0 | 0 | 8.6705e-05 | 5.943e-05
|  | 327.9037 | 0.24763 | 0.17465 | 0.00067539 | 0.0013333 | 0.00073273 | 0.00091271 | 0.00048652 | 0.00068274 | 0.00066947 | 0.00072237 | -0.0044547 | -0.0034492 | 0.00014 | 0.00010729 | 0 | 0 | 0 | 7.0979e-05 | 5.9435e-05
|  | 328.116 | 0.08028 | 0.024945 | 0.00067539 | 0.00078164 | 0 | 0 | 0 | 0.00045516 | 0.00057345 | 0.00066232 | 0.0094734 | 0.012904 | 0.00014001 | 7.9589e-05 | 0 | 0 | 0 | 7.0983e-05 | 5.9438e-05
|  | 328.3283 | -0.026162 | -0.058288 | 0.00067539 | 0.0013333 | 0.00073273 | 0.0013702 | 0.00048652 | 0.00068274 | 0.00057345 | 0.00072237 | 0.036799 | 0.036224 | 0.00014002 | 0.00010707 | 0 | 0 | 0 | 8.6726e-05 | 6.9398e-05
|  | 328.5407 | 0.16719 | 0.10818 | 0 | 0.00053466 | 0 | 0 | 0 | 0.00053094 | 0.00047877 | 0.00066179 | 0.038314 | 0.047434 | 0.00014003 | 0.00010861 | 0 | 0 | 0 | 9.4374e-05 | 6.9404e-05
|  | 328.753 | 0.086811 | -0.024918 | 0.00067539 | 0.0013333 | 0.00073273 | 0.001369 | 0.00048652 | 0.00068274 | 0.00057345 | 0.00072237 | -0.0054747 | 0.012059 | 0.00014005 | 8.0909e-05 | 0 | 0 | 9.9516e-06 | 9.4383e-05 | 5.9455e-05
|  | 328.9654 | 0.16798 | 0.12481 | 0.00022322 | 0.0002503 | 0 | 0 | 0 | 0.00045516 | 0.00038275 | 0.00060183 | -0.012734 | -0.0025988 | 0.00014005 | 7.9385e-05 | 0 | 0 | 9.952e-06 | 8.6287e-05 | 5.9458e-05
|  | 329.1778 | 0.070836 | -0.0082055 | 0.00067539 | 0.0013333 | 0.00073273 | 0.0018271 | 0.00048652 | 0.00068274 | 0.00057345 | 0.00072237 | -0.036673 | -0.02932 | 0.00014007 | 0.00013472 | 0 | 0 | 0 | 8.6295e-05 | 5.9464e-05
|  | 329.3902 | 0.062182 | 0.016644 | 0 | 0.00026503 | 0 | 0 | 0 | 0.00045516 | 0.00028673 | 0.00054178 | -0.025776 | -0.01811 | 0.00011634 | 0.00013639 | 0 | 0 | 0 | 9.4405e-05 | 5.947e-05
|  | 329.6027 | 0.13242 | 0.12479 | 0.00067539 | 0.0013333 | 0.00073273 | 0.0018235 | 0.00048652 | 0.00068274 | 0.00057345 | 0.00072237 | -0.01108 | -0.0025896 | 0.00011635 | 0.0001659 | 0 | 0 | 9.9305e-06 | 9.4415e-05 | 5.9475e-05
|  | 329.8151 | 0.22873 | 0.17465 | 0.00044642 | 0.0007826 | 0 | 0 | 0 | 0.00053094 | 0.00038275 | 0.00060236 | -0.015441 | -0.0060258 | 9.3202e-05 | 0.00013829 | 0 | 0 | 9.931e-06 | 9.4419e-05 | 5.9478e-05
|  | 330.0276 | 0.097845 | 0.074854 | 0.00067539 | 0.0013333 | 0.00073273 | 0.0013708 | 0.00029644 | 0.00068274 | 0.00057345 | 0.00072237 | 0.04033 | 0.042271 | 9.3211e-05 | 0.0001383 | 3.132e-05 | 0 | 2.0644e-05 | 9.4428e-05 | 6.9305e-05
|  | 330.24 | 0.018054 | -0.041658 | 0.00044642 | 0.001067 | 0 | 0 | 0 | 0.00045516 | 0.00057345 | 0.00054178 | 0.028227 | 0.030201 | 0.00011697 | 0.00013831 | 3.1323e-05 | 0 | 2.0646e-05 | 7.8689e-05 | 6.9312e-05
|  | 330.4525 | 0.1853 | 0.10793 | 0.00067539 | 0.0013333 | 0.00057297 | 0.0013708 | 0.00048652 | 0.00068274 | 0.00057345 | 0.00072237 | -0.013939 | -0.0094584 | 0.00011698 | 0.00013833 | 0 | 0 | 4.0693e-05 | 7.8696e-05 | 5.9496e-05
|  | 330.665 | 0.087599 | 0.099818 | 0 | 0.00026503 | 0 | 0 | 0 | 0.00052885 | 0.00047877 | 0.00054178 | 0.0063494 | 0.01212 | 0.00011699 | 0.00016606 | 0 | 0 | 4.0695e-05 | 8.6345e-05 | 5.9498e-05
|  | 330.8776 | 0.22873 | 0.19965 | 0.00067539 | 0.0013333 | 0.00073273 | 0.00091527 | 0.00048652 | 0.00068274 | 0.00057345 | 0.00072237 | 0.021091 | 0.031956 | 0.000117 | 0.00016608 | 4.7677e-05 | 4.7086e-05 | 5.0484e-05 | 8.6354e-05 | 7.9432e-05
|  | 331.0901 | 0.18534 | 0.11654 | 0.00067539 | 0.0007826 | 0 | 0 | 0 | 0.00045516 | 0.00047743 | 0.00060183 | 0.00014415 | 0.0077875 | 0.00011701 | 0.00013836 | 4.7682e-05 | 4.709e-05 | 5.0489e-05 | 7.0852e-05 | 7.9439e-05
|  | 331.3027 | -0.28254 | -0.31595 | 0.00067539 | 0.0013333 | 0.00057297 | 0.0013689 | 0.00048652 | 0.00068274 | 0.00057345 | 0.00072237 | -0.013764 | -0.0051518 | 0.00011702 | 0.00013837 | 3.0854e-05 | 0 | 1.9878e-05 | 7.0859e-05 | 5.9516e-05
|  | 331.5152 | 0.17645 | 0.13313 | 0.00044642 | 0.0007826 | 0 | 0 | 0 | 0.00045516 | 0.00038275 | 0.00054178 | -0.011126 | -0.0051649 | 7.0098e-05 | 0.00013838 | 3.0856e-05 | 0 | 1.9879e-05 | 7.0862e-05 | 5.9518e-05
|  | 331.7278 | 0.16719 | 0.10811 | 0.00067539 | 0.0013333 | 0.00073273 | 0.001369 | 0.00039054 | 0.00068274 | 0.00057345 | 0.00072237 | 0.0072335 | 0.012956 | 7.0105e-05 | 0.00013839 | 5.9474e-05 | 9.4537e-05 | 5.0501e-05 | 7.0869e-05 | 5.9524e-05
|  | 331.9404 | 0.044171 | 0.016617 | 0.00022322 | 0.00051533 | 0 | 0 | 0 | 0.00053094 | 0.00038275 | 0.00054178 | -0.0092949 | -0.00083616 | 9.3283e-05 | 0.00013841 | 5.948e-05 | 9.4546e-05 | 5.0506e-05 | 7.8742e-05 | 5.953e-05
|  | 332.1531 | 0.2823 | 0.25787 | 0.00067539 | 0.0013333 | 0.00073273 | 0.00045828 | 0.00039054 | 0.00068274 | 0.00057345 | 0.00072237 | 0.019166 | 0.028529 | 9.3292e-05 | 0.00013842 | 7.6072e-05 | 9.4289e-05 | 4.0546e-05 | 7.8749e-05 | 5.9536e-05
|  | 332.3657 | 0.062182 | 0.04158 | 0.00067539 | 0.001067 | 0 | 0 | 0 | 0.00045516 | 0.00047743 | 0.00066179 | 0.021854 | 0.031095 | 7.0122e-05 | 0.00013843 | 7.6075e-05 | 9.4294e-05 | 4.0548e-05 | 7.0886e-05 | 5.9539e-05
|  | 332.5784 | 0.15854 | 0.083284 | 0.00067539 | 0.0013333 | 0.00073273 | 0.0018271 | 0.00028583 | 0.00068274 | 0.00057345 | 0.00072237 | -0.029477 | -0.018997 | 7.0129e-05 | 0.00013844 | 4.5402e-05 | 9.4703e-05 | 5.0518e-05 | 7.0893e-05 | 7.9485e-05
|  | 332.791 | 0.17654 | 0.13301 | 0.00067539 | 0.001066 | 0 | 0 | 0 | 0.00045516 | 0.00047877 | 0.00060183 | -0.024739 | -0.013806 | 9.3314e-05 | 0.00013845 | 4.5406e-05 | 9.4712e-05 | 5.0523e-05 | 8.642e-05 | 7.9493e-05
|  | 333.0037 | 0.034817 | -0.01663 | 0.00067539 | 0.0013333 | 0.00073273 | 0.00045811 | 0.00039222 | 0.00068274 | 0.00057345 | 0.00072237 | -0.074993 | -0.07168 | 9.3323e-05 | 0.00013847 | 7.6097e-05 | 4.7126e-05 | 5.0528e-05 | 8.6429e-05 | 8.9334e-05
|  | 333.2164 | 0.14117 | 0.08311 | 0.00067539 | 0.00051661 | 0 | 0 | 0 | 0.00045516 | 0.00047877 | 0.00054178 | -0.046467 | -0.043187 | 9.3329e-05 | 0.00013847 | 7.6101e-05 | 4.7129e-05 | 5.053e-05 | 8.6433e-05 | 8.9338e-05
|  | 333.4291 | 0.14141 | 0.09154 | 0.00067539 | 0.0013333 | 0.00073273 | 0.00045828 | 0.00038181 | 0.00068274 | 0.00057345 | 0.00066241 | 0.036769 | 0.044051 | 9.3338e-05 | 0.00013849 | 7.6108e-05 | 0.0001418 | 5.0535e-05 | 8.6441e-05 | 7.9512e-05
|  | 333.6419 | 0.061579 | 0.04164 | 0.00067539 | 0.00078164 | 0 | 0 | 0 | 0.00053094 | 0.00057345 | 0.00066241 | 0.020036 | 0.027644 | 9.3347e-05 | 0.0001385 | 7.6116e-05 | 0.00014182 | 5.054e-05 | 7.8795e-05 | 7.952e-05
|  | 333.8546 | 0.13252 | 0.058348 | 0.00067539 | 0.0013333 | 0.00073273 | 0.00091205 | 0.00048652 | 0.00068274 | 0.00057345 | 0.00072237 | -0.0038996 | 0.0017367 | 9.3356e-05 | 0.00010897 | 7.6123e-05 | 9.4753e-05 | 4.0573e-05 | 7.8802e-05 | 8.9364e-05
|  | 334.0674 | 0.15854 | 0.14974 | 0.00045218 | 0.0010489 | 0 | 0 | 0 | 0.00053094 | 0.00057345 | 0.00066241 | 0.062184 | 0.07083 | 9.336e-05 | 0.00010898 | 7.6127e-05 | 9.4758e-05 | 4.0575e-05 | 7.0934e-05 | 8.9368e-05
|  | 334.2802 | 0.026708 | -0.033311 | 0.00067539 | 0.0013333 | 0.00057297 | 0.00045828 | 0.00019176 | 0.00053094 | 0.00057345 | 0.00066241 | 0.048467 | 0.057019 | 9.3369e-05 | 0.00013853 | 5.9534e-05 | 9.5101e-05 | 5.0552e-05 | 7.0941e-05 | 7.9539e-05
|  | 334.493 | 0.31721 | 0.29941 | 0.00044642 | 0.0013333 | 0 | 0 | 0 | 0.00053094 | 0.00057345 | 0.00060183 | 0.0026176 | 0.0095294 | 9.3378e-05 | 0.00013855 | 5.954e-05 | 4.7888e-05 | 5.0557e-05 | 7.9066e-05 | 7.9547e-05
|  | 334.7058 | 0.15779 | 0.10816 | 0.00067539 | 0.0013333 | 0.00057297 | 0 | 0.00039054 | 0.00068274 | 0.00057345 | 0.00072237 | 0.012683 | 0.023348 | 9.3383e-05 | 0.00013855 | 5.9543e-05 | -4.7224e-05 | 3.0785e-05 | 7.9069e-05 | 7.955e-05
|  | 334.9187 | 0.079689 | 0.04158 | 0.00067539 | 0.0010489 | 0 | 0 | 0 | 0.00045516 | 0.00057345 | 0.00060236 | -0.054191 | -0.037166 | 7.0193e-05 | 0.00013857 | 5.9549e-05 | 0 | 3.0788e-05 | 7.8833e-05 | 7.9558e-05
|  | 335.1315 | 0.21211 | 0.19122 | 0.00067539 | 0.0013333 | 0.00073273 | 0.00045828 | 0.00039054 | 0.00068274 | 0.00057345 | 0.00072237 | -0.027327 | -0.0051942 | 7.02e-05 | 0.00013858 | 7.616e-05 | 4.7499e-05 | 5.0569e-05 | 7.884e-05 | 8.9407e-05
|  | 335.3444 | 0.078803 | 0.04169 | 0.00067539 | 0.0013333 | 0 | 0 | 0 | 0.00053094 | 0.00038275 | 0.00054178 | 0.0019564 | 0.021631 | 9.3409e-05 | 0.00013859 | 7.6167e-05 | 4.7504e-05 | 5.0574e-05 | 7.8848e-05 | 8.9415e-05
|  | 335.5573 | 0.18534 | 0.14969 | 0.00067539 | 0.0013333 | 0.00057297 | 0 | 0.00029479 | 0.00053094 | 0.00057345 | 0.00072237 | 0.015392 | 0.028567 | 9.3418e-05 | 0.00013861 | 4.4785e-05 | 0 | 9.9573e-06 | 7.8856e-05 | 8.9424e-05
|  | 335.7702 | -0.044918 | -0.066466 | 0.00067539 | 0.001066 | 0 | 0 | 0 | 0.00053094 | 0.00057345 | 0.00072237 | 0.056681 | 0.063139 | 0.00011663 | 0.00013861 | 4.4787e-05 | 0 | 9.9577e-06 | 7.8859e-05 | 8.9428e-05
|  | 335.9831 | 0.00064516 | -0.041653 | 0.00067539 | 0.0013333 | 0.00043079 | 0.00045699 | 0.00028607 | 0.00068274 | 0.00057345 | 0.00072237 | -0.014792 | -0.0095126 | 0.00011664 | 0.00013863 | 1.4069e-05 | 4.7181e-05 | 9.9554e-06 | 7.8867e-05 | 6.9609e-05
|  | 336.196 | 0.14988 | 0.12468 | 0.00067539 | 0.0013333 | 0.00013531 | 0 | 0 | 0.00060906 | 0.00057345 | 0.00072237 | -0.039566 | -0.032013 | 9.3436e-05 | 0.00016632 | 1.407e-05 | 4.7183e-05 | 9.9559e-06 | 7.8871e-05 | 6.9612e-05
|  | 336.409 | 0.22947 | 0.19966 | 0.00067539 | 0.0013333 | 0.00056833 | 0 | 0.00019153 | 0.00068274 | 0.00057345 | 0.00072237 | 0.017368 | 0.028543 | 9.3449e-05 | 0.00016635 | 4.5283e-05 | 0 | 3.9707e-05 | 7.8882e-05 | 6.9622e-05
|  | 336.6219 | 0.061438 | 0 | 0.00067539 | 0.0013333 | 0 | 0 | 9.578e-05 | 0.00053094 | 0.00057345 | 0.00066179 | 0.032768 | 0.050193 | 0.00014048 | 0.00016823 | 4.5285e-05 | 0 | 3.9709e-05 | 9.4674e-05 | 6.9625e-05
|  | 336.8349 | 0.18534 | 0.16637 | 0.00067539 | 0.0013333 | 0.00040857 | 0 | 0.00038181 | 0.00068274 | 0.00057345 | 0.00072237 | 0.02562 | 0.040696 | 0.00014049 | 0.00016825 | 1.4074e-05 | 0 | 1.9921e-05 | 9.4683e-05 | 7.9619e-05
|  | 337.0479 | 0.0087099 | -0.0082374 | 0.00067539 | 0.0013333 | 0 | 0 | 0 | 0.00053094 | 0.00057345 | 0.00072237 | -0.0054519 | 0.012169 | 0.0001405 | 0.00016625 | 1.4075e-05 | 0 | 1.9922e-05 | 9.4688e-05 | 7.9623e-05
|  | 337.2609 | 0.20261 | 0.14136 | 0.00067539 | 0.0013333 | 0.00043544 | 0 | 9.5748e-05 | 0.00068274 | 0.00057345 | 0.00072237 | -0.028526 | -0.012952 | 0.00014052 | 0.00016627 | 1.4119e-05 | 0 | 1.9774e-05 | 9.4701e-05 | 6.9645e-05
|  | 337.4739 | 0.097001 | 0.04164 | 0.00067539 | 0.0013333 | 0.00013531 | 0 | 0 | 0.00068274 | 0.00057345 | 0.00060236 | -0.0056043 | 0.0060607 | 0.00014053 | 0.00019433 | 1.412e-05 | 0 | 1.9775e-05 | 9.4706e-05 | 6.9649e-05
|  | 337.687 | 0.017911 | 0 | 0.00067539 | 0.0013333 | 0.00057297 | 0 | 0 | 0.00068274 | 0.00057345 | 0.00072237 | -0.015736 | -0.0043029 | 0.00014054 | 0.00019435 | 1.431e-05 | 0 | 9.9621e-06 | 9.4715e-05 | 5.9665e-05
|  | 337.9 | 0.12376 | 0.083234 | 0.00067539 | 0.0013333 | 0.00013572 | 0 | 0 | 0.00068274 | 0.00057345 | 0.00072237 | 0.028249 | 0.038962 | 0.00014055 | 0.00019401 | 1.431e-05 | 0 | 9.9626e-06 | 8.6591e-05 | 5.9668e-05
|  | 338.1131 | 0.14117 | 0.08316 | 0.00067539 | 0.0013333 | 0.00057297 | 0 | 9.578e-05 | 0.00068274 | 0.00057345 | 0.00072237 | 0.052099 | 0.066647 | 0.00014057 | 0.00019404 | 1.4124e-05 | 0 | 0 | 8.6603e-05 | 5.9676e-05
|  | 338.3262 | 0.079592 | 0.074905 | 0.00067539 | 0.0013333 | 0.00030012 | 0 | 9.4302e-05 | 0.00060906 | 0.00057345 | 0.00072237 | 0.019099 | 0.027684 | 0.00014057 | 0.00019238 | 1.4125e-05 | 0 | 0 | 8.6608e-05 | 5.9679e-05
|  | 338.5393 | 0.29971 | 0.2578 | 0.00067539 | 0.0013333 | 0.00057297 | 0 | 0.00019005 | 0.00068274 | 0.00057345 | 0.00072237 | 0.030117 | 0.038077 | 0.00014058 | 0.00013508 | 0 | 0 | 0 | 8.6612e-05 | 5.9682e-05
|  | 338.7525 | 0.035418 | -0.0083151 | 0.00067539 | 0.0013333 | 0.00057297 | 0 | 0 | 0.00068274 | 0.00057345 | 0.00072237 | 0.0072231 | 0.015608 | 0.0001406 | 0.00016292 | 0 | 0 | 0 | 9.4756e-05 | 5.969e-05
|  | 338.9656 | 0.14192 | 0.074781 | 0.00067539 | 0.0013333 | 0.00057297 | 0 | 9.4302e-05 | 0.00068274 | 0.00057345 | 0.00072237 | 0.027501 | 0.031176 | 0.00014061 | 0.00016293 | 0 | 0 | 9.8164e-06 | 9.476e-05 | 5.9693e-05
|  | 339.1787 | 0.15854 | 0.14964 | 0.00067539 | 0.0013333 | 0.00027326 | 0 | 9.4302e-05 | 0.00068274 | 0.00057345 | 0.00072237 | 0.032108 | 0.038083 | 0.00014062 | 0.00010906 | 0 | 0 | 9.8173e-06 | 9.477e-05 | 5.9699e-05
|  | 339.3919 | -0.22951 | -0.23291 | 0.00067539 | 0.0013333 | 0.00043725 | 0 | 0.00019153 | 0.00068274 | 0.00057345 | 0.00072237 | -0.013875 | -0.0086549 | 0.00014064 | 5.5188e-05 | 0 | 0 | 0 | 9.4779e-05 | 5.9705e-05
|  | 339.6051 | 0.15854 | 0.11647 | 0.00067539 | 0.0013333 | 0.00073273 | 0 | 0.00028751 | 0.00068274 | 0.00057345 | 0.00072237 | 0.0026939 | 0.00086577 | 0.00014064 | 0.00013681 | 0 | 0 | 9.9693e-06 | 9.4783e-05 | 5.9708e-05
|  | 339.8183 | 0.12326 | 0.074905 | 0.00067539 | 0.0013333 | 0.00027104 | 0 | 0 | 0.00068274 | 0.00057345 | 0.00072237 | 0.0091021 | 0.0060515 | 0.00011681 | 0.00016312 | 0 | 0 | 9.9702e-06 | 9.4792e-05 | 5.9713e-05
|  | 340.0315 | 0.026808 | -0.024964 | 0.00067539 | 0.0013333 | 0.00040857 | 0 | 9.5748e-05 | 0.00068274 | 0.00057345 | 0.00072237 | -0.0046106 | -0.00086548 | 0.00011682 | 0.00019275 | 0 | 0 | 0 | 9.4801e-05 | 5.9719e-05
|  | 340.2448 | 0.18619 | 0.1498 | 0.00067539 | 0.0013333 | 0.00040857 | 0 | 0.00019176 | 0.00068274 | 0.00057345 | 0.00072237 | 0.023759 | 0.032046 | 0.00014068 | 0.0001942 | 0 | 0 | 9.9755e-06 | 9.4811e-05 | 5.9725e-05
|  | 340.458 | 0.0087545 | -0.0082695 | 0.00067539 | 0.0013333 | 0.00027104 | 0 | 9.5983e-05 | 0.00060462 | 0.00057345 | 0.00072237 | 0.019979 | 0.025116 | 0.00014069 | 0.00016647 | 0 | 0 | 1.9952e-05 | 9.4815e-05 | 5.9728e-05
|  | 340.6713 | 0.13252 | 0.091462 | 0.00067539 | 0.0013333 | 0.00027104 | 0 | 0 | 0.00060462 | 0.00057345 | 0.00072237 | 0.012783 | 0.014725 | 9.4202e-05 | 0.00011114 | 0 | 0 | 9.9769e-06 | 7.9011e-05 | 5.9733e-05
|  | 340.8846 | 0.15849 | 0.091416 | 0.00067539 | 0.0013333 | 0.00043544 | 0 | 0 | 0.00068274 | 0.00057345 | 0.00072237 | -0.0018446 | 0.00085434 | 9.4211e-05 | 0.00010927 | 0 | 0 | 0 | 7.9019e-05 | 5.9739e-05
|  | 341.0979 | 0.22012 | 0.17471 | 0.00067539 | 0.0013333 | 0.00013753 | 0 | 0 | 0.00068274 | 0.00057345 | 0.00066241 | -0.016527 | -0.016467 | 0.00014072 | 0.00016296 | 0 | 0 | 0 | 9.4838e-05 | 5.9742e-05
|  | 341.3112 | 0.18559 | 0.14139 | 0.00067539 | 0.0013333 | 0.00057297 | 0 | 0.00019008 | 0.00068274 | 0.00057345 | 0.00072237 | 0.016513 | 0.015613 | 0.00014074 | 0.00019262 | 3.0788e-05 | 0 | 1.9977e-05 | 9.4851e-05 | 6.9756e-05
|  | 341.5245 | 0.29105 | 0.25767 | 0.00067539 | 0.0013333 | 0.00013572 | 0 | 0 | 0.00060462 | 0.00057345 | 0.00072237 | -0.0064989 | -0.0060593 | 0.00011689 | 0.00016654 | 3.0789e-05 | 0 | 1.9978e-05 | 8.6716e-05 | 6.9759e-05
|  | 341.7379 | 0.009258 | -0.074795 | 0.14905 | 0.0013333 | 0.00043079 | 0 | 0 | 0.00068274 | 0.00057345 | 0.00072237 | -0.02121 | -0.015601 | 0.0001169 | 0.00016655 | 4.2575e-05 | 9.504e-05 | 3.087e-05 | 8.672e-05 | 6.9762e-05
|  | 341.9513 | 0.25563 | 0.21616 | 0.15386 | 0.0013333 | 0 | 0 | 9.5748e-05 | 0.00060462 | 0.00057345 | 0.00066179 | -0.0055982 | 0.0017332 | 0.00014078 | 0.00013895 | 4.2581e-05 | 9.5054e-05 | 3.0874e-05 | 9.4874e-05 | 6.9772e-05
|  | 342.1646 | 0.088246 | 0.033324 | 0.155 | 0.0013333 | 0.00073273 | 0 | 0.00039054 | 0.00060462 | 0.00057345 | 0.00072237 | -0.016538 | -0.016471 | 0.00014078 | 0.00013896 | 3.0796e-05 | 0 | 1.0004e-05 | 9.4879e-05 | 7.9644e-05
|  | 342.378 | 0.14992 | 0.11648 | 0.15592 | 0.0013333 | 0 | 0 | 9.578e-05 | 0.00060462 | 0.00057345 | 0.00072237 | 0.011988 | 0.012143 | 0.0001408 | 0.00013897 | 3.0799e-05 | 0 | 1.0005e-05 | 9.4888e-05 | 7.9651e-05
|  | 342.5915 | 0.45107 | 0.41588 | 0.15615 | 0.0013333 | 0.00057297 | 0 | 0.00029479 | 0.00068274 | 0.00057345 | 0.00072237 | 0.026632 | 0.031199 | 0.0001408 | 0.00013898 | 4.5137e-05 | 0 | 1.9811e-05 | 9.4892e-05 | 7.9655e-05
|  | 342.8049 | 0.11501 | 0.066453 | 0.15615 | 0.0013333 | 0.00013531 | 0 | 0 | 0.00060462 | 0.00057345 | 0.00072237 | 0.008293 | 0.011264 | 0.00014082 | 0.000139 | 4.5144e-05 | 0 | 1.9814e-05 | 8.6761e-05 | 7.9667e-05
|  | 343.0183 | 0.25628 | 0.22447 | 0.15775 | 0.0013333 | 0.00040857 | 0 | 0.00019153 | 0.00068274 | 0.00057345 | 0.00066179 | 0.012006 | 0.016489 | 0.00014083 | 0.00013901 | 4.4915e-05 | 4.731e-05 | 2.9801e-05 | 8.6766e-05 | 8.9682e-05
|  | 343.2318 | 0.19484 | 0.1332 | 0.15821 | 0.0013333 | 0 | 0 | 0 | 0.00053094 | 0.00047877 | 0.00054178 | 0.016612 | 0.025153 | 9.3693e-05 | 0.00013901 | 4.4917e-05 | 4.7312e-05 | 2.9802e-05 | 7.9087e-05 | 8.9686e-05
|  | 343.4453 | 0.15007 | 0.099841 | 0.30681 | 0.0013333 | 0.00073273 | 0 | 0.00039074 | 0.00068274 | 0.00057345 | 0.00072237 | 0.016677 | 0.024296 | 9.3706e-05 | 0.00013903 | 5.9749e-05 | 0 | 4.0726e-05 | 7.9098e-05 | 7.9826e-05
|  | 343.6588 | 0.16719 | 0.12468 | 0.31161 | 0.001067 | 0 | 0 | 0 | 0.00045516 | 0.00057345 | 0.00072237 | 0.015673 | 0.019082 | 9.3711e-05 | 0.00013904 | 5.9752e-05 | 0 | 4.0728e-05 | 7.9102e-05 | 7.983e-05
|  | 343.8723 | 0.35263 | 0.29942 | 0.30726 | 0.0013333 | 0.00073273 | 0 | 0.00028607 | 0.00068274 | 0.00057345 | 0.00072237 | 0.032141 | 0.033827 | 9.372e-05 | 0.00013905 | 7.642e-05 | 0.00019063 | 4.0907e-05 | 7.911e-05 | 8.9712e-05
|  | 344.0858 | 0.23813 | 0.17462 | 0.3123 | 0.0013333 | 0 | 0 | 0 | 0.00068274 | 0.00057345 | 0.00066232 | 0.037732 | 0.043396 | 0.00011761 | 0.00013907 | 7.6427e-05 | 0.00019065 | 4.0911e-05 | 8.6803e-05 | 8.9721e-05
|  | 344.2994 | 0.5552 | 0.499 | 0.31367 | 0.0013333 | 0.00056833 | 0 | 0.00019005 | 0.00068274 | 0.00057345 | 0.00072237 | 0.022032 | 0.032973 | 0.00011762 | 0.00013907 | 7.6431e-05 | 0 | 5.0749e-05 | 8.6807e-05 | 8.9725e-05
|  | 344.5129 | 0.22873 | 0.11641 | 0.30429 | 0.0013333 | 0 | 0 | 0 | 0.00053094 | 0.00057345 | 0.00072237 | 0.024774 | 0.036432 | 7.0456e-05 | 0.00013909 | 7.6438e-05 | 0 | 5.0754e-05 | 7.9129e-05 | 8.9734e-05
|  | 344.7265 | 0.1941 | 0.13313 | 0.30932 | 0.0013333 | 0.00073273 | 0 | 0.00028583 | 0.00068274 | 0.00057345 | 0.00072237 | 0.0083141 | 0.018222 | 7.0463e-05 | 0.0001391 | 7.6445e-05 | 0.0001429 | 2.9996e-05 | 7.9136e-05 | 7.9864e-05
|  | 344.9401 | 0.035561 | -0.0082924 | 0.31047 | 0.0013333 | 0 | 0 | 0 | 0.00060462 | 0.00047877 | 0.00072237 | -0.0092849 | -0.00085469 | 7.0466e-05 | 0.00013911 | 7.6449e-05 | 0.00014291 | 2.9997e-05 | 7.1234e-05 | 7.9868e-05
|  | 345.1537 | -0.061395 | -0.1164 | 0.46136 | 0.0013333 | 0.00073273 | 0.00045828 | 0.00048652 | 0.00068274 | 0.00057345 | 0.00072237 | 0.036648 | 0.046855 | 7.0476e-05 | 0.00013913 | 5.9305e-05 | 0.00019028 | 5.0769e-05 | 7.9151e-05 | 8.9759e-05
|  | 345.3673 | 0.21146 | 0.14143 | 0.46686 | 0.0013333 | 0.00013531 | 0 | 0 | 0.00060462 | 0.00057345 | 0.00072237 | 0.029257 | 0.045125 | 7.048e-05 | 0.00013913 | 5.9308e-05 | 0.00019029 | 5.0771e-05 | 8.7062e-05 | 8.9764e-05
|  | 345.581 | 0.142 | 0.08322 | 0.46823 | 0.0013333 | 0.00073273 | 0.00045699 | 0.00029624 | 0.00068274 | 0.00057345 | 0.00072237 | -0.0065195 | 0.00087539 | 7.0483e-05 | 0.00013914 | 7.6467e-05 | 0 | 4.0932e-05 | 7.9159e-05 | 7.9747e-05
|  | 345.7946 | 0.13163 | 0.11659 | 0.47075 | 0.0013333 | 0 | 0 | 0 | 0.00060462 | 0.00057345 | 0.00066241 | 0.011158 | 0.013882 | 9.4391e-05 | 0.00013916 | 7.6478e-05 | 0 | 4.0938e-05 | 8.7324e-05 | 7.9759e-05
|  | 346.0083 | 0.37 | 0.29115 | 0.47189 | 0.0013333 | 0.00057297 | 0.0009082 | 0.00028583 | 0.00068274 | 0.00057345 | 0.00072237 | 0.00096601 | 0.010438 | 9.4396e-05 | 0.00013917 | 7.6482e-05 | 4.7365e-05 | 3.9854e-05 | 8.7328e-05 | 8.9785e-05
|  | 346.222 | 0.15785 | 0.091416 | 0.47235 | 0.0013333 | 0 | 0 | 0 | 0.00045516 | 0.00057345 | 0.00072237 | 0.0064865 | 0.0069847 | 0.00011771 | 0.00013918 | 7.6489e-05 | 4.7369e-05 | 3.9857e-05 | 7.8964e-05 | 8.9794e-05
|  | 346.4357 | 0.078846 | -0.0081644 | 0.47418 | 0.0013333 | 0.00073273 | 0.00091205 | 0.00019173 | 0.00060462 | 0.00057345 | 0.00072237 | 0.002857 | -0.001698 | 0.00011771 | 0.00013919 | 4.4973e-05 | 4.7842e-05 | 2.0776e-05 | 7.8968e-05 | 7.9774e-05
|  | 346.6494 | 0.30045 | 0.2743 | 0.47556 | 0.0010489 | 0 | 0 | 0 | 0.00045516 | 0.00057345 | 0.00060183 | 0.0063956 | 0.015654 | 0.00011713 | 0.00013921 | 4.4979e-05 | 4.7849e-05 | 2.0779e-05 | 9.5047e-05 | 7.9785e-05
|  | 346.8632 | 0.17585 | 0.091448 | 0.47624 | 0.0013333 | 0.00073273 | 0.00045699 | 0.00048652 | 0.00068274 | 0.00057345 | 0.00072237 | 0.028393 | 0.042557 | 0.00011713 | 0.00013921 | 5.9827e-05 | 0 | 5.08e-05 | 9.5052e-05 | 7.9929e-05
|  | 347.0769 | 0.21211 | 0.11654 | 0.4767 | 0.00051533 | 0 | 0 | 0 | 0.00045516 | 0.00047877 | 0.00066179 | 0.022965 | 0.038213 | 9.4432e-05 | 0.00013922 | 5.9829e-05 | 0 | 5.0803e-05 | 7.9204e-05 | 7.9933e-05
|  | 347.2907 | 0.22002 | 0.17458 | 0.47785 | 0.0013333 | 0.00073273 | 0.00091205 | 0.00028751 | 0.00068274 | 0.00057345 | 0.00072237 | 0.027586 | 0.036467 | 9.4446e-05 | 0.00013924 | 4.5179e-05 | 0 | 2.0002e-05 | 7.9216e-05 | 6.9917e-05
|  | 347.5045 | 0.12227 | 0.083083 | 0.47831 | 0.0010489 | 0 | 0 | 0 | 0.00052885 | 0.00047877 | 0.00066232 | 0.026659 | 0.027782 | 7.0537e-05 | 0.00013925 | 4.5181e-05 | 0 | 2.0003e-05 | 8.7379e-05 | 6.992e-05
|  | 347.7183 | 0.38801 | 0.28267 | 0.48037 | 0.0013333 | 0.00073273 | 0.0022816 | 0.00048652 | 0.00068274 | 0.00057345 | 0.00072237 | 0.0065671 | 0.006081 | 7.0544e-05 | 0.00013926 | 4.5228e-05 | 4.7396e-05 | 1.9854e-05 | 8.7387e-05 | 6.9926e-05
|  | 347.9321 | 0.12376 | 0.01663 | 0.48105 | 0.0013333 | 0 | 0 | 0 | 0.00060906 | 0.00047743 | 0.00060236 | 0.0046436 | -0.00086666 | 0.00014109 | 0.00016695 | 4.523e-05 | 4.7399e-05 | 1.9855e-05 | 9.5088e-05 | 6.993e-05
|  | 348.1459 | 0.15839 | 0.033338 | 0.48174 | 0.0013333 | 0.00073273 | 0 | 0.00029624 | 0.00068274 | 0.00057345 | 0.00072237 | 0.0044797 | 0.0034685 | 0.00014112 | 0.00016697 | 4.2683e-05 | 0 | 2.9861e-05 | 9.5102e-05 | 8.9863e-05
|  | 348.3598 | 0.35407 | 0.25772 | 0.4838 | 0.001067 | 0.00013753 | 0 | 0 | 0.00045516 | 0.00047877 | 0.00066179 | -0.0047123 | 0.0060892 | 9.4482e-05 | 0.00019337 | 4.2685e-05 | 0 | 2.9862e-05 | 9.5106e-05 | 8.9867e-05
|  | 348.5736 | 0.11566 | -0.024913 | 0.48449 | 0.0013333 | 0.00073273 | 0.00091205 | 0.00048652 | 0.00068274 | 0.00057345 | 0.00072237 | 0.032116 | 0.044325 | 9.4486e-05 | 0.00019337 | 3.1357e-05 | 0 | 0 | 9.5111e-05 | 6.9946e-05
|  | 348.7875 | 0.018054 | -0.066416 | 0.48517 | 0.001066 | 0 | 0 | 0 | 0.00045516 | 0.00047877 | 0.00060174 | 0.028331 | 0.039122 | 0.00014115 | 0.00019494 | 3.1361e-05 | 0 | 0 | 8.6961e-05 | 6.9956e-05
|  | 349.0014 | 0.27355 | 0.15799 | 0.48838 | 0.0013333 | 0.00073273 | 0.0013702 | 0.00039054 | 0.00068274 | 0.00057345 | 0.00072237 | -0.0048651 | 0.0078495 | 0.00014116 | 0.00016524 | 2.8555e-05 | 0 | 9.8546e-06 | 8.6965e-05 | 6.996e-05
|  | 349.2153 | 0.22086 | 0.058224 | 0.4893 | 0.0010489 | 0 | 0 | 0 | 0.00052885 | 0.00047743 | 0.00066232 | -0.012108 | -0.0025856 | 0.00014117 | 0.00019154 | 2.8558e-05 | 0 | 9.8555e-06 | 9.5138e-05 | 6.9967e-05
|  | 349.4292 | 0.34295 | 0.19948 | 0.49021 | 0.0013333 | 0.00073273 | 0.0022816 | 0.00048652 | 0.00068274 | 0.00057345 | 0.00078233 | -0.0056918 | 0.0034805 | 0.00014118 | 0.00022127 | 1.4185e-05 | 0 | 3.0049e-05 | 9.5143e-05 | 5.9934e-05
|  | 349.6432 | 0.34343 | 0.2079 | 0.49204 | 0.0010489 | 0 | 0 | 0 | 0.00045516 | 0.00047877 | 0.00066179 | 0.035781 | 0.046939 | 0.00011786 | 0.00019525 | 1.4187e-05 | 0 | 3.0054e-05 | 9.5156e-05 | 5.9943e-05
|  | 349.8571 | 0.38801 | 0.17468 | 0.4941 | 0.0013333 | 0.00073273 | 0.00091271 | 0.00048652 | 0.00068274 | 0.00066947 | 0.00072237 | 0.023077 | 0.03478 | 0.00011787 | 0.0001376 | 0 | 0 | 2.0021e-05 | 9.5161e-05 | 5.9946e-05
|  | 350.0711 | 0.36115 | 0.1081 | 0.49548 | 0.0005323 | 0 | 0 | 0 | 0.00045516 | 0.00038141 | 0.00054178 | -0.0073059 | -0.00086592 | 0.00014121 | 0.00013559 | 0 | 0 | 2.0022e-05 | 9.5166e-05 | 5.9949e-05
|  | 350.2851 | 0.27359 | 0.024964 | 0.49777 | 0.0015983 | 0.00073273 | 0.001369 | 0.00048652 | 0.00068274 | 0.00057345 | 0.00072237 | 0.019338 | 0.022609 | 0.00014123 | 0.00019328 | 0 | 0 | 1.0014e-05 | 9.5179e-05 | 5.9957e-05
|  | 350.4991 | 0.41482 | 0.12486 | 0.49983 | 0.00051533 | 0 | 0 | 0 | 0.00045516 | 0.00028673 | 0.00060174 | 0.017471 | 0.026973 | 0.00014124 | 0.00019329 | 0 | 0 | 1.0015e-05 | 9.5184e-05 | 5.996e-05
|  | 350.7131 | 0.361 | 0.041393 | 0.50189 | 0.0013333 | 0.00073273 | 0.00091076 | 0.00048652 | 0.00068274 | 0.00057345 | 0.00078233 | 0.033089 | 0.047831 | 0.00014125 | 0.00019331 | 0 | 0 | 0 | 9.5193e-05 | 8.0048e-05
|  | 350.9272 | 0.4668 | 0.099718 | 0.50372 | 0.0007826 | 0 | 0 | 0 | 0.00052885 | 0.00047877 | 0.00060174 | 0.036794 | 0.047815 | 0.00014126 | 0.00027885 | 0 | 0 | 0 | 9.5197e-05 | 9.0093e-05
|  | 351.1412 | 0.48501 | 0.10817 | 0.50532 | 0.0013333 | 0.00057297 | 0.0013665 | 0.00048652 | 0.00068274 | 0.00057345 | 0.00072237 | -0.0065396 | 0.003473 | 0.00014128 | 0.00027889 | 0 | 0 | 0 | 9.5211e-05 | 7.002e-05
|  | 351.3553 | 0.53695 | 0.10818 | 0.50784 | 0 | 0 | 0 | 0 | 0.00060462 | 0.00047743 | 0.00060174 | 0.0073461 | 0.01392 | 0.00014128 | 0.00025273 | 0 | 0 | 1.0015e-05 | 9.5216e-05 | 5.998e-05
|  | 351.5694 | 0.76691 | 0.28274 | 0.50944 | 0.0013333 | 0.00073273 | 0.00091076 | 0.00048652 | 0.00068274 | 0.00057345 | 0.00072237 | 0.032191 | 0.033081 | 0.00014129 | 0.00019681 | 1.4154e-05 | 0 | 2.003e-05 | 9.522e-05 | 7.0027e-05
|  | 351.7835 | 0.68649 | 0.074859 | 0.51036 | 0.00051533 | 0 | 0 | 0 | 0.00045516 | 0.00038141 | 0.00060174 | 0.028528 | 0.029597 | 0.00014131 | 0.00019328 | 2.8312e-05 | 0 | 2.0033e-05 | 9.5234e-05 | 8.0083e-05
|  | 351.9976 | 0.75672 | 0.050005 | 0.51219 | 0.0013333 | 0.00073273 | 0.00045443 | 0.00038181 | 0.00068274 | 0.00057345 | 0.00072237 | 0.014754 | 0.019145 | 0.00014132 | 0.00021947 | 1.4157e-05 | 0 | 2.0034e-05 | 9.5238e-05 | 7.004e-05
|  | 352.2117 | 0.95933 | 0.12479 | 0.51402 | 0.0002503 | 0 | 0 | 0 | 0.00060462 | 0.00028673 | 0.00060183 | 0.01462 | 0.02349 | 0.00014132 | 0.00024923 | 1.42e-05 | 0 | 3.0991e-05 | 9.5243e-05 | 7.0044e-05
|  | 352.4259 | 1.2322 | 0.20784 | 0.51471 | 0.0013333 | 0.00073273 | 0.00091205 | 0.00048652 | 0.00068274 | 0.00066947 | 0.00072237 | 0.034142 | 0.039152 | 0.00014134 | 0.00027903 | 1.4202e-05 | 0 | 2.0976e-05 | 9.5257e-05 | 8.0102e-05
|  | 352.64 | 1.4355 | 0.19133 | 0.51608 | 0.0010489 | 0 | 0 | 0 | 0.00045516 | 0.00038275 | 0.00066179 | 0.012098 | 0.011326 | 0.00014135 | 0.00027904 | 0 | 0 | 2.0042e-05 | 9.5261e-05 | 9.0154e-05
|  | 352.8542 | 1.6729 | 0.16637 | 0.51723 | 0.0013333 | 0.00073273 | 0.0009082 | 0.00048652 | 0.00068274 | 0.00057345 | 0.00072237 | 0.0091675 | 0.012207 | 0.00014136 | 0.00027907 | 0 | 0 | 3.0065e-05 | 9.527e-05 | 0.00010021
|  | 353.0684 | 1.8749 | 0.10822 | 0.51815 | 0.001067 | 0 | 0 | 0 | 0.00060462 | 0.00057345 | 0.00072237 | 0.031312 | 0.036565 | 0.00014138 | 0.00027909 | 0 | 0 | 2.0043e-05 | 0.00010321 | 0.00011013
|  | 353.2826 | 2.2099 | 0.12475 | 0.51883 | 0.0013333 | 0.00073273 | 0.0018246 | 0.00048652 | 0.00068274 | 0.00057345 | 0.00072237 | 0.0092471 | 0.012171 | 0.00014139 | 0.00024934 | 0 | 0 | 1.0022e-05 | 0.00010322 | 0.00011014
|  | 353.4969 | 2.5017 | 0.066603 | 0.52021 | 0.001067 | 0 | 0 | 0 | 0.00045516 | 0.00038275 | 0.00060236 | -0.021167 | -0.016546 | 0.0001414 | 0.00024937 | 3.1606e-05 | 0 | 1.0023e-05 | 9.5293e-05 | 0.00010024
|  | 353.7111 | 2.7297 | 0.041567 | 0.52112 | 0.0013333 | 0.00073273 | 0.00045377 | 0.00048652 | 0.00068274 | 0.00066947 | 0.00072237 | -0.0055306 | 0.0017477 | 0.00014141 | 0.00024939 | 3.1609e-05 | 0 | 1.0024e-05 | 9.5302e-05 | 0.00010024
|  | 353.9254 | 3.0295 | 0.01663 | 0.52227 | 0.001083 | 0 | 0 | 0 | 0.00060462 | 0.00047877 | 0.00060183 | 0.021233 | 0.026118 | 0.00014142 | 0.0002494 | 6.2546e-05 | 0 | 5.0937e-05 | 9.5307e-05 | 0.00011016
|  | 354.1397 | 3.5492 | -1.8328e-05 | 0.5241 | 0.0013333 | 0.00073273 | 0.001369 | 0.00048652 | 0.00068274 | 0.00057345 | 0.00072237 | 0.0055988 | 0.010455 | 0.00014143 | 0.00024943 | 6.2552e-05 | 0 | 5.0942e-05 | 9.5316e-05 | 9.0065e-05
|  | 354.354 | 4.0604 | 0.091416 | 0.5257 | 0.00081666 | 0 | 0 | 0 | 0.00052885 | 0.00047877 | 0.00060183 | 0.0074221 | 0.012198 | 0.00014145 | 0.00024945 | 2.8614e-05 | 0 | 2.0077e-05 | 0.00011098 | 9.0073e-05
|  | 354.5683 | 4.7663 | 0.21622 | 0.52914 | 0.0013333 | 0.00073273 | 0.0013697 | 0.00038181 | 0.00068274 | 0.00057345 | 0.00072237 | 0.018489 | 0.020908 | 0.00014146 | 0.00022158 | 2.8617e-05 | 0 | 2.0079e-05 | 0.00011099 | 0.00012011
|  | 354.7826 | 5.1812 | 0.024945 | 0.5312 | 0.0013333 | 0 | 0 | 0 | 0.00053094 | 0.00057345 | 0.00060236 | 0.0091593 | 0.013078 | 0.00014147 | 0.00022159 | 6.0007e-05 | 0 | 5.0954e-05 | 0.00011099 | 0.00012011
|  | 354.9969 | 5.895 | 0.17476 | 0.53326 | 0.0018646 | 0.00073273 | 0 | 0.00048652 | 0.00068274 | 0.00057345 | 0.00078233 | 0.0073414 | 0.0069784 | 0.00014148 | 0.00024951 | 6.0013e-05 | 0 | 5.0959e-05 | 0.000111 | 0.00011021
|  | 355.2113 | 6.4946 | 0.12474 | 0.53738 | 0.0013333 | 0 | 0 | 0 | 0.00052885 | 0.00038275 | 0.00060174 | 0.0074202 | 0.0052131 | 0.00014149 | 0.00024953 | 7.6753e-05 | 0.00014341 | 3.9995e-05 | 0.0001192 | 0.00011022
|  | 355.4257 | 7.0764 | 0.049909 | 0.54058 | 0.0013333 | 0.00073273 | 0.00045828 | 0.00039054 | 0.00068274 | 0.00057345 | 0.00072237 | 0.010146 | 0.0086966 | 0.0001415 | 0.00019365 | 7.6757e-05 | 0.00014341 | 3.9997e-05 | 0.0001192 | 0.00012014
|  | 355.64 | 7.7465 | 0.15812 | 0.54264 | 0.0013333 | 0.00027104 | 0 | 0 | 0.00060462 | 0.00057345 | 0.00066179 | 0.018553 | 0.018305 | 0.00014151 | 0.00019367 | 7.6764e-05 | 9.5601e-05 | 5.0971e-05 | 0.00011921 | 0.00012016
|  | 355.8544 | 8.6274 | 0.16629 | 0.54745 | 0.0013333 | 0.00073273 | 0.00091527 | 0.00048652 | 0.00068274 | 0.00057345 | 0.00072237 | 0.018565 | 0.021795 | 9.4151e-05 | 0.00022159 | 7.6771e-05 | 9.5611e-05 | 5.0976e-05 | 0.00011922 | 0.00012017
|  | 356.0689 | 9.4391 | 0.12468 | 0.54997 | 0.0010489 | 0.00013572 | 0 | 0 | 0.00053094 | 0.00057345 | 0.00066232 | 0.018431 | 0.021802 | 9.4155e-05 | 0.0002216 | 6.2597e-05 | 4.8019e-05 | 5.0978e-05 | 0.00011923 | 0.00012017
|  | 356.2833 | 9.9578 | 0.074859 | 0.55157 | 0.0013333 | 0.00073273 | 0.00045811 | 0.00038181 | 0.00068274 | 0.00057345 | 0.00072237 | 0.0054632 | 0.0087259 | 0.00014155 | 0.00019728 | 6.2603e-05 | 4.8023e-05 | 5.0983e-05 | 0.00011924 | 0.00012018
|  | 356.4978 | 11.21 | 0.058165 | 0.55684 | 0.0010489 | 0 | 0 | 0 | 0.00045516 | 0.00057345 | 0.00066241 | -0.005619 | -0.0026095 | 0.00014156 | 0.0001973 | 7.679e-05 | 4.7555e-05 | 4.0014e-05 | 0.00011925 | 0.0001202
|  | 356.7122 | 12.549 | 0.30777 | 0.56027 | 0.0013333 | 0.00073273 | 0.00045699 | 0.00039054 | 0.00068274 | 0.00057345 | 0.00072237 | 0.0073567 | 0.010464 | 7.0787e-05 | 0.00013974 | 7.6797e-05 | 4.756e-05 | 4.0018e-05 | 0.00011926 | 0.00010022
|  | 356.9267 | 13.431 | 0.19957 | 0.56142 | 0.001066 | 0 | 0 | 0 | 0.00045516 | 0.00047743 | 0.00060183 | 0.0082686 | 0.013067 | 7.0791e-05 | 0.00013975 | 5.9569e-05 | 9.5597e-05 | 5.0995e-05 | 0.00011927 | 0.00010022
|  | 357.1412 | 14.3467 | -0.049909 | 0.56623 | 0.0013333 | 0.00073273 | 0.00091205 | 0.00039222 | 0.00068274 | 0.00057345 | 0.00072237 | 0.017448 | 0.024397 | 0.00011759 | 0.000166 | 5.9575e-05 | 9.5606e-05 | 5.1e-05 | 0.00011928 | 9.0168e-05
|  | 357.3557 | 15.7839 | 0.23284 | 0.56852 | 0.001066 | 0 | 0 | 0 | 0.00068274 | 0.00057345 | 0.00072237 | 0.035063 | 0.040968 | 0.0001176 | 0.00016601 | 7.6812e-05 | 9.5611e-05 | 5.1002e-05 | 0.0001111 | 9.0172e-05
|  | 357.5702 | 17.0626 | 0.14976 | 0.56966 | 0.0013333 | 0.00073273 | 0.001369 | 0.00028751 | 0.00068274 | 0.00066947 | 0.00072237 | 0.0056062 | 0.0078534 | 0.00014162 | 0.00013979 | 7.6823e-05 | 9.5624e-05 | 5.101e-05 | 0.00011111 | 9.0185e-05
|  | 357.7848 | 18.6738 | 0.16633 | 0.57355 | 0.0010489 | 0 | 0 | 0 | 0.00052885 | 0.00057345 | 0.00054178 | -0.0035885 | -0.00086706 | 0.00014163 | 0.00013979 | 7.6826e-05 | 0.00014366 | 5.1012e-05 | 0.00011112 | 9.0189e-05
|  | 357.9994 | 20.1457 | 0.25778 | 0.5763 | 0.0013333 | 0.00073273 | 0.0009082 | 0.00039054 | 0.00068274 | 0.00057345 | 0.00072237 | -2.5209e-05 | 0.0078559 | 9.4226e-05 | 0.00013981 | 7.6834e-05 | 0.00014367 | 5.1017e-05 | 0.00011113 | 9.0198e-05
|  | 358.2139 | 22.0048 | 0.27438 | 0.57722 | 0.0010489 | 0 | 0 | 0 | 0.00060462 | 0.00057345 | 0.00066241 | 0.0036166 | 0.0096084 | 9.4231e-05 | 0.00013981 | 4.2845e-05 | 0.00019122 | 5.1019e-05 | 0.00010319 | 9.0202e-05
|  | 358.4285 | 24.0668 | 0.47395 | 0.5779 | 0.0013333 | 0.00073273 | 0.00045699 | 0.00028751 | 0.00068274 | 0.00057345 | 0.00072237 | 0.018448 | 0.018325 | 9.4844e-05 | 0.00019387 | 4.2849e-05 | 0.00019124 | 5.1024e-05 | 0.0001032 | 9.0211e-05
|  | 358.6431 | 25.9525 | 0.45746 | 0.57974 | 0.0010489 | 0 | 0 | 0 | 0.00053094 | 0.00057345 | 0.00066232 | -0.0019926 | 0.0034914 | 9.4853e-05 | 0.00019389 | 7.6852e-05 | 9.5661e-05 | 5.1029e-05 | 0.00011935 | 9.022e-05
|  | 358.8578 | 27.7592 | 0.20805 | 0.58294 | 0.0013333 | 0.00073273 | 0.00045811 | 0.00028751 | 0.00068274 | 0.00057345 | 0.00066232 | 0.016452 | 0.028798 | 7.0841e-05 | 0.00013985 | 7.6856e-05 | 9.5665e-05 | 5.1032e-05 | 0.00011936 | 9.0224e-05
|  | 359.0724 | 30.7647 | 0.48227 | 0.58661 | 0.0010682 | 0 | 0 | 0 | 0.00053094 | 0.00057345 | 0.00054178 | 0.035015 | 0.046257 | 7.0851e-05 | 0.00013987 | 7.6867e-05 | 0.00014362 | 5.1039e-05 | 0.00011937 | 9.0237e-05
|  | 359.2871 | 32.7284 | 0.33258 | 0.58867 | 0.0013333 | 0.00056833 | 0.00045377 | 0.00039078 | 0.00068274 | 0.00057345 | 0.00072237 | -0.0055285 | 0.0026338 | 9.4271e-05 | 0.00016791 | 7.687e-05 | 0.00014363 | 5.1041e-05 | 0.00011938 | 9.0241e-05
|  | 359.5017 | 34.3486 | 0.23292 | 0.59233 | 0.0013333 | 0 | 0 | 0 | 0.00052885 | 0.00057345 | 0.00060236 | -0.011843 | -0.011339 | 9.4276e-05 | 0.00016792 | 7.6874e-05 | 0 | 5.1044e-05 | 0.00011938 | 9.0245e-05
|  | 359.7164 | 37.8979 | 0.46554 | 0.59599 | 0.0013333 | 0.00073273 | 0 | 0.00019153 | 0.00068274 | 0.00057345 | 0.00072237 | -0.010027 | -0.0095933 | 9.4286e-05 | 0.00016616 | 7.6881e-05 | 0 | 5.1049e-05 | 0.0001194 | 9.0254e-05
|  | 359.9311 | 40.8259 | 0.61534 | 0.59805 | 0.001066 | 0 | 0 | 0 | 0.00060462 | 0.00057345 | 0.00072237 | -0.0036534 | 1.9167e-05 | 9.4295e-05 | 0.00016617 | 7.6889e-05 | 0.00019173 | 5.1053e-05 | 0.00011941 | 9.0263e-05
|  | 360.1458 | 43.238 | 0.47394 | 0.60401 | 0.0013333 | 0.00073273 | 0.00045377 | 0.00048652 | 0.00068274 | 0.00057345 | 0.00072237 | 0.016691 | 0.020955 | 0.00014176 | 0.00016797 | 7.6896e-05 | 0.00019175 | 5.1058e-05 | 0.00011942 | 0.00011028
|  | 360.3606 | 47.2091 | 0.6237 | 0.60813 | 0.001067 | 0 | 0 | 0 | 0.00052885 | 0.00057345 | 0.00060236 | -0.00091427 | 0.0052332 | 0.00014176 | 0.00016798 | 4.2879e-05 | 4.7961e-05 | 5.1061e-05 | 0.00011942 | 0.00011029
|  | 360.5753 | 50.6883 | 0.26613 | 0.61271 | 0.0013333 | 0.00073273 | 0.001369 | 0.00048652 | 0.00068274 | 0.00057345 | 0.00072237 | 0.010196 | 0.016574 | 7.0888e-05 | 0.00016776 | 4.2884e-05 | 4.7965e-05 | 5.1066e-05 | 0.00011943 | 0.00010036
|  | 360.7901 | 54.32 | 0.59047 | 0.61729 | 0.001067 | 0 | 0 | 0 | 0.00052885 | 0.00047743 | 0.00054178 | 0.024996 | 0.031427 | 7.0895e-05 | 0.00016777 | 6.0145e-05 | 4.7632e-05 | 4.0079e-05 | 0.00011945 | 0.00010037
|  | 361.0049 | 58.0366 | 0.5322 | 0.61958 | 0.0013333 | 0.00059519 | 0 | 0.00019153 | 0.00068274 | 0.00057345 | 0.00072237 | -0.0037332 | -0.00086669 | 0.0001418 | 0.00016624 | 6.015e-05 | 4.7637e-05 | 4.0083e-05 | 0.00011946 | 0.00011046
|  | 361.2197 | 62.079 | 0.56542 | 0.62622 | 0.0013333 | 0 | 0 | 9.5748e-05 | 0.00045516 | 0.00057345 | 0.00066241 | 0.00090839 | 0.0026256 | 0.00014181 | 0.00016625 | 7.6925e-05 | 4.8094e-05 | 4.1001e-05 | 0.00011946 | 0.00011047
|  | 361.4345 | 66.4687 | 0.5737 | 0.63011 | 0.0013333 | 0.00073273 | 0.00045828 | 0.00038181 | 0.00068274 | 0.00057345 | 0.00072237 | -0.00092516 | 0.00525 | 0.00011838 | 0.00016626 | 7.6929e-05 | 4.8097e-05 | 4.1003e-05 | 0.00011947 | 0.00011033
|  | 361.6493 | 72.4753 | 0.61531 | 0.63377 | 0.0013333 | 0.00013572 | 0 | 0 | 0.00060462 | 0.00057345 | 0.00072237 | 0.0036453 | 0.011355 | 0.0001184 | 0.00016628 | 4.5913e-05 | 0 | 5.1087e-05 | 0.00011949 | 0.00011035
|  | 361.8642 | 77.4518 | 0.6818 | 0.64293 | 0.0013333 | 0.00040857 | 0.00045828 | 0.00028583 | 0.00068274 | 0.00057345 | 0.00072237 | 0.023114 | 0.02445 | 0.0001178 | 0.00022387 | 4.5915e-05 | 0 | 5.109e-05 | 0.00011949 | 0.00011049
|  | 362.079 | 80.774 | 1.0892 | 0.64637 | 0.0013333 | 0 | 0 | 0 | 0.00068274 | 0.00057345 | 0.00072237 | 0.031554 | 0.039295 | 0.00011781 | 0.00022389 | 3.1476e-05 | 4.7724e-05 | 3.0018e-05 | 0.00010356 | 0.0001105
|  | 362.2939 | 86.3302 | 0.66524 | 0.65026 | 0.0013333 | 0.00073273 | 0.00045699 | 0.00028583 | 0.00068274 | 0.00057345 | 0.00072237 | 0.067685 | 0.082091 | 0.00011782 | 0.000252 | 3.1479e-05 | 4.7728e-05 | 3.0021e-05 | 0.00010357 | 0.00012046
|  | 362.5088 | 93.1851 | 0.89814 | 0.65736 | 0.0013333 | 0.00013753 | 0 | 0 | 0.00052885 | 0.00057345 | 0.00066241 | 0.061074 | 0.069003 | 0.00011783 | 0.00025201 | 4.5736e-05 | 0 | 4.0104e-05 | 0.00010357 | 0.00012046
|  | 362.7237 | 97.2085 | 0.85646 | 0.65987 | 0.0013333 | 0.00073273 | 0.00045377 | 0.00028603 | 0.00068274 | 0.00057345 | 0.00072237 | 0.022067 | 0.030586 | 0.00014189 | 0.00028011 | 4.574e-05 | 0 | 4.0108e-05 | 0.00010358 | 0.00012048
|  | 362.9386 | 103.1479 | 0.93135 | 0.66857 | 0.0013333 | 0.00027326 | 0 | 0 | 0.00060462 | 0.00057345 | 0.00072237 | 0.013842 | 0.021852 | 0.0001419 | 0.00028012 | 4.831e-05 | 0 | 2.012e-05 | 0.00010359 | 0.00012048
|  | 363.1536 | 108.8797 | 0.70676 | 0.67384 | 0.0013333 | 0.00073273 | 0 | 9.5748e-05 | 0.00060462 | 0.00057345 | 0.00066241 | 0.0065331 | 0.013119 | 0.00014192 | 0.00028016 | 4.8317e-05 | 0 | 2.0123e-05 | 0.0001036 | 0.00011055
|  | 363.3685 | 115.6597 | 1.0227 | 0.67613 | 0.0013333 | 0.00043544 | 0 | 0 | 0.00045516 | 0.00057345 | 0.00054178 | 0.0092144 | 0.014863 | 0.00014193 | 0.00028017 | 3.1534e-05 | 0 | 3.0054e-05 | 0.00011135 | 0.00011056
|  | 363.5835 | 123.2191 | 1.214 | 0.68369 | 0.0013333 | 0.00073273 | 0.00045828 | 0.00039054 | 0.00068274 | 0.00057345 | 0.00072237 | 0.0092045 | 0.0087463 | 0.00014193 | 0.00022232 | 3.1535e-05 | 0 | 4.0116e-05 | 0.00011932 | 0.00012051
|  | 363.7985 | 130.9897 | 1.2139 | 0.68598 | 0.0013333 | 0.00043079 | 0 | 9.5748e-05 | 0.00068274 | 0.00057345 | 0.00072237 | -0.011124 | -0.010479 | 0.00014195 | 0.00022236 | 5.9726e-05 | 0 | 6.1191e-05 | 0.00011934 | 0.00012053
|  | 364.0135 | 138.4766 | 1.2973 | 0.68895 | 0.0013333 | 0.00056833 | 0 | 0.00038181 | 0.00068274 | 0.00057345 | 0.00072237 | 0.013927 | 0.019227 | 0.00014196 | 0.00025035 | 5.9728e-05 | 0 | 5.1131e-05 | 0.00011934 | 0.00012053
|  | 364.2285 | 145.0189 | 1.3722 | 0.69628 | 0.0013333 | 0.00013572 | 0 | 0 | 0.00060462 | 0.00057345 | 0.00072237 | 0.021306 | 0.024459 | 0.00014197 | 0.00025038 | 6.2791e-05 | 0 | 3.1158e-05 | 0.00012756 | 0.00012055
|  | 364.4435 | 150.7817 | 1.4635 | 0.70109 | 0.0013333 | 0.00073273 | 0 | 0.00019153 | 0.00068274 | 0.00057345 | 0.00072237 | -8.3051e-05 | 0.0017365 | 0.00014198 | 0.00028028 | 6.2794e-05 | 0 | 3.1159e-05 | 0.00012757 | 0.00012055
|  | 364.6586 | 158.182 | 1.5465 | 0.70406 | 0.0013333 | 0.00043301 | 0 | 0 | 0.00068274 | 0.00057345 | 0.00072237 | -0.01304 | -0.0096111 | 0.00014199 | 0.00028031 | 3.1251e-05 | 0 | 4.0136e-05 | 0.00011984 | 0.00012056
|  | 364.8736 | 166.1832 | 1.6547 | 0.70841 | 0.0013333 | 0.00057297 | 0 | 0.00019176 | 0.00068274 | 0.00057345 | 0.00072237 | -0.038003 | -0.038462 | 0.00014201 | 0.00025234 | 3.1254e-05 | 0 | 4.014e-05 | 0.00011188 | 0.00012057
|  | 365.0887 | 172.3907 | 1.6382 | 0.71986 | 0.0013333 | 0.00040857 | 0 | 0 | 0.00052885 | 0.00057345 | 0.00072237 | -0.0017728 | -0.001746 | 0.00014201 | 0.00025235 | 1.7284e-05 | 0 | 1.007e-05 | 0.00010367 | 0.00012058
|  | 365.3038 | 179.035 | 1.3887 | 0.73154 | 0.0013333 | 0.00057297 | 0 | 0 | 0.00068274 | 0.00057345 | 0.00072237 | 0.023207 | 0.027107 | 0.00014203 | 0.00028037 | 4.8799e-05 | 0 | 2.0163e-05 | 0.00010368 | 0.00012059
|  | 365.5189 | 188.6602 | 2.1539 | 0.73772 | 0.0013333 | 0.00027326 | 0 | 0 | 0.00068274 | 0.00057345 | 0.00072237 | 0.004592 | 0.0070037 | 0.00014204 | 0.0002804 | 7.7495e-05 | 0 | 3.0255e-05 | 0.00011191 | 0.0001206
|  | 365.7341 | 195.5344 | 2.0539 | 0.75054 | 0.0013333 | 0.00056833 | 0 | 9.4302e-05 | 0.00068274 | 0.00057345 | 0.00072237 | 0.030609 | 0.031481 | 0.00014205 | 0.00028043 | 4.5983e-05 | 0 | 6.1259e-05 | 0.00013585 | 0.00012061
|  | 365.9492 | 201.9805 | 1.9956 | 0.76245 | 0.0013333 | 0.00027326 | 0 | 0 | 0.00060462 | 0.00057345 | 0.00066232 | 0.019556 | 0.021864 | 0.00014206 | 0.00028044 | 3.1754e-05 | 0 | 4.1098e-05 | 0.00013539 | 0.00012062
|  | 366.1644 | 208.7831 | 2.2204 | 0.76909 | 0.0013333 | 0.00057297 | 0 | 9.5748e-05 | 0.00068274 | 0.00057345 | 0.00066241 | -0.011961 | -0.0087391 | 0.00014207 | 0.00028047 | 3.1757e-05 | 0 | 1.0071e-05 | 0.00012719 | 0.00012063
|  | 366.3795 | 214.851 | 2.3949 | 0.77894 | 0.0013333 | 0.00013572 | 0 | 9.578e-05 | 0.00060462 | 0.00057345 | 0.00066241 | 0 | 6.2474e-06 | 0.00014208 | 0.00028048 | 0 | 0 | 2.0142e-05 | 0.00011944 | 0.00012064
|  | 366.5947 | 219.3327 | 2.6276 | 0.7929 | 0.0013333 | 0.00043766 | 0 | 9.578e-05 | 0.00068274 | 0.00057345 | 0.00072237 | 0.003726 | 0.0035057 | 0.0001421 | 0.00028052 | 1.7295e-05 | 0 | 3.0221e-05 | 0.00011171 | 0.00012065
|  | 366.8099 | 223.5778 | 2.6775 | 0.79725 | 0.0013333 | 0.00027326 | 0 | 0 | 0.00068274 | 0.00057345 | 0.00072237 | 0.005621 | 0.0078789 | 0.00014211 | 0.00028053 | 3.4591e-05 | 0 | 4.0299e-05 | 0.00011171 | 0.00012066
|  | 367.0251 | 227.8343 | 2.8686 | 0.80321 | 0.0013333 | 0.00056833 | 0 | 0.00039054 | 0.00068274 | 0.00057345 | 0.00072237 | 0.0064593 | 0.0078778 | 0.00014211 | 0.00028055 | 3.1766e-05 | 0 | 5.1343e-05 | 0.00011947 | 0.00012067
|  | 367.2404 | 229.0991 | 3.2763 | 0.80916 | 0.0013333 | 0.00027326 | 0 | 0 | 0.00060462 | 0.00057345 | 0.00072237 | -0.0037521 | -0.0052567 | 0.00014213 | 0.00028057 | 1.4471e-05 | 0 | 3.1195e-05 | 0.00011151 | 0.00012068
|  | 367.4556 | 228.8197 | 3.2264 | 0.81168 | 0.0013333 | 0.00059741 | 0 | 9.5748e-05 | 0.00068274 | 0.00057345 | 0.00072237 | 0.0074438 | 0.0087539 | 0.00014214 | 0.0002806 | 2.8755e-05 | 0 | 3.1021e-05 | 0.00011199 | 0.00012069
|  | 367.6709 | 230.9282 | 3.5505 | 0.8174 | 0.0013333 | 0.00043725 | 0 | 9.5748e-05 | 0.00068274 | 0.00057345 | 0.00072237 | 0.021401 | 0.023638 | 0.00014216 | 0.00028063 | 2.8757e-05 | 0 | 4.1104e-05 | 0.00012819 | 0.0001207
|  | 367.8862 | 231.6199 | 4.058 | 0.82106 | 0.0013333 | 0.00057297 | 0 | 9.5748e-05 | 0.00068274 | 0.00057345 | 0.00072237 | -0.00090611 | 0 | 0.00014216 | 0.00028064 | 0 | 4.8095e-05 | 3.0238e-05 | 0.00011998 | 0.00012071
|  | 368.1015 | 230.7912 | 4.2323 | 0.83503 | 0.0013333 | 0.00045988 | 0 | 9.5748e-05 | 0.00068274 | 0.00057345 | 0.00072237 | -0.0065451 | -0.0035076 | 0.00014218 | 0.00019457 | 0 | 4.81e-05 | 2.0159e-05 | 0.00010379 | 0.00011075
|  | 368.3168 | 232.2997 | 4.2989 | 0.84556 | 0.0013333 | 0.00073273 | 0 | 0.00019153 | 0.00060462 | 0.00057345 | 0.00072237 | -0.012971 | -0.011379 | 0.00014219 | 0.00019459 | 3.1549e-05 | 4.7766e-05 | 2.0161e-05 | 0.0001038 | 0.00011076
|  | 368.5321 | 233.2999 | 4.8975 | 0.84854 | 0.0013333 | 0.00073273 | 0 | 9.578e-05 | 0.00068274 | 0.00057345 | 0.00072237 | -0.00086423 | 0.0026342 | 0.0001422 | 0.00028071 | 4.8857e-05 | 4.7769e-05 | 2.0162e-05 | 0.00010381 | 0.00011077
|  | 368.7475 | 232.4754 | 5.0638 | 0.86228 | 0.0013333 | 0.00073273 | 0 | 9.578e-05 | 0.00068274 | 0.00057345 | 0.00072237 | 0.014847 | 0.019271 | 0.00014221 | 0.00028073 | 8.0204e-05 | 0 | 4.1116e-05 | 0.0001198 | 0.00011078
|  | 368.9629 | 230.2658 | 5.2302 | 0.87304 | 0.0013333 | 0.00040857 | 0 | 9.578e-05 | 0.00068274 | 0.00057345 | 0.00072237 | 0.0018964 | 0.0044001 | 0.00014222 | 0.00025082 | 6.2902e-05 | 0 | 4.112e-05 | 0.00011981 | 0.00011079
|  | 369.1782 | 225.8998 | 5.754 | 0.88105 | 0.0013333 | 0.00057297 | 0 | 0.00020049 | 0.00060462 | 0.00057345 | 0.00066232 | 0.020501 | 0.024524 | 0.00014223 | 0.00025083 | 5.9842e-05 | 0 | 5.1229e-05 | 0.00011982 | 0.00011079
|  | 369.3936 | 222.5678 | 5.9618 | 0.89525 | 0.0013333 | 0.00040857 | 0 | 9.5748e-05 | 0.00060462 | 0.00057345 | 0.00072237 | 0.016763 | 0.018389 | 0.00014224 | 0.00025085 | 5.9848e-05 | 0 | 5.1233e-05 | 0.00011983 | 0.00012077
|  | 369.609 | 220.9177 | 6.4859 | 0.9099 | 0.0013333 | 0.00057297 | 0.00045377 | 9.578e-05 | 0.00060462 | 0.00057345 | 0.00072237 | -0.0036621 | -0.0034903 | 0.00014226 | 0.00025088 | 6.2683e-05 | 0 | 4.0211e-05 | 0.00011984 | 0.00012079
|  | 369.8245 | 212.5531 | 6.9848 | 0.9225 | 0.0013333 | 0.00057297 | 0 | 0.00020049 | 0.00060462 | 0.00057345 | 0.00072237 | 0.0074759 | 0.0078908 | 0.00014227 | 0.00022285 | 6.2689e-05 | 0 | 4.0214e-05 | 0.00013606 | 0.0001208
|  | 370.0399 | 205.7702 | 7.4754 | 0.92593 | 0.0013333 | 0.00030012 | 0 | 0 | 0.00068274 | 0.00057345 | 0.00072237 | 0.0046423 | 0.0070086 | 0.00014228 | 0.00022286 | 7.7178e-05 | 9.6405e-05 | 5.1246e-05 | 0.00013607 | 0.0001208
|  | 370.2553 | 199.9355 | 7.6997 | 0.94585 | 0.0013333 | 0.00043766 | 0 | 0.00019153 | 0.00068274 | 0.00057345 | 0.00072237 | 0.01388 | 0.021026 | 0.00014228 | 0.00022287 | 7.7182e-05 | 9.641e-05 | 5.1248e-05 | 0.00012762 | 0.00011084
|  | 370.4708 | 200.3708 | 8.5978 | 0.96211 | 0.0013333 | 0.00043766 | 0 | 9.5748e-05 | 0.00068274 | 0.00057345 | 0.00072237 | 0.018536 | 0.023658 | 0.0001423 | 0.00022291 | 6.2937e-05 | 9.5679e-05 | 5.1255e-05 | 0.00012764 | 0.00011085
|  | 370.6863 | 197.3842 | 9.4045 | 0.96554 | 0.0013333 | 0.00056833 | 0 | 0.00019173 | 0.00068274 | 0.00057345 | 0.00072237 | 0.0064832 | 0.0070054 | 0.00014231 | 0.00019476 | 6.294e-05 | 9.5683e-05 | 5.1258e-05 | 0.00011988 | 0.00011072
|  | 370.9018 | 186.6883 | 9.4875 | 0.98294 | 0.0013333 | 0.00043079 | 0 | 9.578e-05 | 0.00068274 | 0.00057345 | 0.00072237 | 0.021358 | 0.023658 | 0.00014232 | 0.00019478 | 7.7204e-05 | 9.5962e-05 | 5.1263e-05 | 0.0001199 | 0.00011073
|  | 371.1173 | 183.1151 | 10.4272 | 1.0003 | 0.0013333 | 0.00073273 | 0 | 0.00029479 | 0.00068274 | 0.00057345 | 0.00072237 | 0.023262 | 0.027166 | 0.00014233 | 0.00028097 | 7.7207e-05 | 9.5966e-05 | 5.1265e-05 | 0.00014388 | 0.00012085
|  | 371.3329 | 179.8941 | 11.0925 | 1.015 | 0.0013333 | 0.0001644 | 0 | 0 | 0.00060462 | 0.00057345 | 0.00072237 | 0.0046549 | 0.0035007 | 0.00014234 | 0.000281 | 7.7215e-05 | 9.6044e-05 | 4.0235e-05 | 0.0001439 | 0.00012086
|  | 371.5484 | 174.7432 | 11.7576 | 1.0297 | 0.0013333 | 0.00059519 | 0 | 0 | 0.00060462 | 0.00057345 | 0.00072237 | 0.028776 | 0.029792 | 7.1179e-05 | 0.00019506 | 7.7222e-05 | 9.6054e-05 | 4.0239e-05 | 0.00011992 | 0.00010077
|  | 371.764 | 169.6473 | 12.7055 | 1.0491 | 0.0013333 | 0.00027104 | 0 | 0 | 0.00060462 | 0.00057345 | 0.00072237 | 0.033433 | 0.037693 | 7.1182e-05 | 0.00019507 | 6.2964e-05 | 9.6126e-05 | 4.1338e-05 | 0.00011993 | 0.00010078
|  | 371.9795 | 164.2706 | 13.4539 | 1.0649 | 0.0013333 | 0.00073273 | 0 | 0.00019176 | 0.00068274 | 0.00057345 | 0.00072237 | 0.013968 | 0.01315 | 9.4717e-05 | 0.00019485 | 6.297e-05 | 9.6135e-05 | 4.1342e-05 | 0.00011994 | 0.00011077
|  | 372.1951 | 158.3432 | 14.4434 | 1.0773 | 0.0013333 | 0.00043544 | 0 | 0 | 0.00068274 | 0.00057345 | 0.00072237 | 0.021379 | 0.021026 | 9.4726e-05 | 0.00019487 | 6.04e-05 | 0.00014405 | 4.0249e-05 | 0.00011995 | 0.00011078
|  | 372.4107 | 154.3657 | 15.491 | 1.102 | 0.0013333 | 0.00073273 | 0 | 9.578e-05 | 0.00068274 | 0.00057345 | 0.00072237 | -0.0028263 | 0.0017479 | 7.1203e-05 | 0.00016695 | 6.0405e-05 | 0.00014406 | 4.0253e-05 | 0.00011996 | 0.00010081
|  | 372.6264 | 149.3873 | 16.2976 | 1.118 | 0.0013333 | 0.00030012 | 0 | 0 | 0.00068274 | 0.00057345 | 0.00072237 | -0.0036767 | -0.0035004 | 7.1206e-05 | 0.00016696 | 7.7251e-05 | 0.00014446 | 5.1294e-05 | 0.00011997 | 0.00010081
|  | 372.842 | 142.7251 | 17.4285 | 1.1336 | 0.0013333 | 0.00073273 | 0 | 0.00028751 | 0.00068274 | 0.00057345 | 0.00072237 | 0.00557 | 0.0026375 | 9.5355e-05 | 0.00016876 | 7.7259e-05 | 0.00014447 | 5.1299e-05 | 0.00011998 | 0.00012093
|  | 373.0577 | 136.9362 | 18.2849 | 1.1563 | 0.0013333 | 0.00013572 | 0 | 0 | 0.00060462 | 0.00057345 | 0.00072237 | 0.0064827 | 0.0043859 | 9.5359e-05 | 0.00016877 | 7.7262e-05 | 0.00014436 | 5.1302e-05 | 0.00011999 | 0.00012094
|  | 373.2733 | 133.1939 | 19.3576 | 1.1643 | 0.0013333 | 0.00073273 | 0.00045377 | 9.578e-05 | 0.00068274 | 0.00057345 | 0.00072237 | 0.010214 | 0.0078991 | 7.1223e-05 | 0.00019494 | 7.727e-05 | 0.00014437 | 5.1306e-05 | 0.00012 | 0.00011096
|  | 373.489 | 129.7577 | 21.1619 | 1.1831 | 0.0013333 | 0.00073273 | 0 | 0 | 0.00068274 | 0.00057345 | 0.00072237 | 0.028943 | 0.030706 | 7.123e-05 | 0.00019496 | 7.7277e-05 | 4.8333e-05 | 5.1311e-05 | 0.00012001 | 0.00011097
|  | 373.7047 | 124.0983 | 22.2595 | 1.2094 | 0.0013333 | 0.00073273 | 0 | 0.00019176 | 0.00068274 | 0.00057345 | 0.00072237 | 0.033608 | 0.035093 | 7.1233e-05 | 0.00014062 | 7.7281e-05 | 4.8335e-05 | 5.1314e-05 | 0.00012002 | 0.00010085
|  | 373.9204 | 119.5565 | 23.7561 | 1.2165 | 0.0013333 | 0.00027104 | 0 | 0 | 0.00068274 | 0.00057345 | 0.00072237 | 0.016712 | 0.013162 | 7.124e-05 | 0.00014063 | 7.7288e-05 | 4.834e-05 | 5.1319e-05 | 0.00012003 | 0.00010086
|  | 374.1362 | 115.7573 | 25.4526 | 1.2469 | 0.0013333 | 0.00073273 | 0.00045377 | 0.00019153 | 0.00068274 | 0.00057345 | 0.00072237 | 0.030614 | 0.025447 | 7.1246e-05 | 0.00019524 | 7.7295e-05 | 4.8344e-05 | 5.1323e-05 | 0.00012004 | 0.00010087
|  | 374.3519 | 110.6015 | 26.6667 | 1.2719 | 0.0013333 | 0.00056833 | 0 | 0 | 0.00068274 | 0.00057345 | 0.00072237 | 0.019465 | 0.019316 | 7.1253e-05 | 0.00019526 | 7.7303e-05 | 0.00014443 | 4.0281e-05 | 0.00012005 | 0.00010088
|  | 374.5677 | 106.1277 | 28.6039 | 1.2792 | 0.0013333 | 0.00073273 | 0.00045377 | 0.00048652 | 0.00068274 | 0.00057345 | 0.00072237 | 0.012143 | 0.015805 | 0.00011896 | 0.00019504 | 7.7306e-05 | 0.00014444 | 4.0283e-05 | 0.00012006 | 0.00011087
|  | 374.7835 | 101.2427 | 30.0841 | 1.3115 | 0.0010489 | 0.00013531 | 0 | 0 | 0.00068274 | 0.00057345 | 0.00072237 | 0.027959 | 0.028091 | 0.00011898 | 0.00019506 | 7.7314e-05 | 0.00014445 | 5.1336e-05 | 0.00012007 | 0.00011088
|  | 374.9993 | 97.2391 | 32.1129 | 1.3477 | 0.0013333 | 0.00073273 | 0 | 0.00019153 | 0.00068274 | 0.00057345 | 0.00072237 | 0.019449 | 0.018428 | 0.00011898 | 0.00022327 | 7.7317e-05 | 0.00014446 | 5.1338e-05 | 0.00012007 | 0.00012102
|  | 375.2151 | 92.6215 | 33.7346 | 1.3536 | 0.0013333 | 0.00027104 | 0 | 0 | 0.00052885 | 0.00057345 | 0.00072237 | 0.025036 | 0.026315 | 0.00011899 | 0.00022329 | 7.7325e-05 | 9.6588e-05 | 5.1343e-05 | 0.00012008 | 0.00012103
|  | 375.4309 | 87.9802 | 35.6553 | 1.3839 | 0.0013333 | 0.00056833 | 0 | 0.00019176 | 0.00068274 | 0.00057345 | 0.00072237 | 0.032566 | 0.028964 | 0.000119 | 0.00016882 | 7.7332e-05 | 9.6597e-05 | 5.1348e-05 | 0.00012809 | 0.00012104
|  | 375.6467 | 84.637 | 37.9002 | 1.4239 | 0.0013333 | 0.00027326 | 0 | 0 | 0.00068274 | 0.00057345 | 0.00072237 | 0.017642 | 0.014051 | 0.00011901 | 0.00016883 | 7.7336e-05 | 0.00014422 | 5.135e-05 | 0.0001281 | 0.00012105
|  | 375.8626 | 82.187 | 40.6526 | 1.4365 | 0.0013333 | 0.00073273 | 0 | 0.00019153 | 0.00068274 | 0.00057345 | 0.00072237 | 0.016788 | 0.016685 | 9.4852e-05 | 0.00019872 | 7.7343e-05 | 0.00014424 | 5.1355e-05 | 0.00012011 | 9.0796e-05
|  | 376.0785 | 78.1326 | 42.8811 | 1.4523 | 0.0013333 | 0.00013572 | 0 | 0 | 0.00060462 | 0.00057345 | 0.00072237 | 0.014898 | 0.016692 | 9.4861e-05 | 0.00019874 | 6.0486e-05 | 0.00014452 | 5.136e-05 | 0.00012012 | 9.0804e-05
|  | 376.2944 | 73.9324 | 44.8603 | 1.5006 | 0.0013333 | 0.00073273 | 0 | 0.00038181 | 0.00068274 | 0.00057345 | 0.00072237 | 0.010226 | 0.0087922 | 0.00011904 | 0.00016719 | 6.0491e-05 | 0.00014454 | 5.1365e-05 | 0.00012791 | 0.00011109
|  | 376.5103 | 71.7233 | 48.0784 | 1.5171 | 0.0013333 | 0 | 0 | 0 | 0.00052885 | 0.00057345 | 0.00054178 | 0.010294 | 0.0044016 | 0.00011905 | 0.00016719 | 7.7361e-05 | 4.7909e-05 | 5.1367e-05 | 0.00012792 | 0.00011109
|  | 376.7262 | 69.4241 | 51.3375 | 1.5352 | 0.0013333 | 0.00073273 | 0 | 0.00048652 | 0.00068274 | 0.00057345 | 0.00072237 | 0.0065549 | 5.3088e-06 | 7.1311e-05 | 0.00019723 | 7.7365e-05 | 4.7911e-05 | 5.137e-05 | 0.00012015 | 9.0822e-05
|  | 376.9421 | 66.4548 | 54.348 | 1.5691 | 0.0013333 | 0.00013572 | 0 | 0 | 0.00052885 | 0.00057345 | 0.00072237 | 0.030808 | 0.021075 | 7.1321e-05 | 0.00019725 | 6.0506e-05 | 0 | 4.1266e-05 | 0.00012016 | 9.0835e-05
|  | 377.1581 | 63.8188 | 57.682 | 1.603 | 0.0013333 | 0.00056833 | 0.00045699 | 0.00019153 | 0.00068274 | 0.00057345 | 0.00072237 | 0.02616 | 0.019321 | 0.00011908 | 0.00022704 | 6.0508e-05 | 0 | 4.1268e-05 | 0.00012817 | 0.00011098
|  | 377.374 | 61.2437 | 60.9916 | 1.6201 | 0.0013333 | 0.00013531 | 0 | 0 | 0.00052885 | 0.00057345 | 0.00066241 | 0.016817 | 0.012299 | 0.00011909 | 0.00022706 | 7.7387e-05 | 9.6326e-05 | 5.1384e-05 | 0.00012818 | 0.00011099
|  | 377.59 | 58.8477 | 64.659 | 1.6435 | 0.0013333 | 0.00073273 | 0 | 0.00028751 | 0.00068274 | 0.00057345 | 0.00072237 | 0.028892 | 0.02109 | 0.00011909 | 0.00025351 | 7.7391e-05 | 9.6331e-05 | 5.1387e-05 | 0.00012019 | 0.00010099
|  | 377.806 | 56.2297 | 67.902 | 1.6822 | 0.0013333 | 0.00013572 | 0 | 0 | 0.00052885 | 0.00057345 | 0.00072237 | 0.0055117 | -0.00085469 | 0.0001191 | 0.00025354 | 7.7398e-05 | 0 | 5.1392e-05 | 0.0001202 | 0.000101
|  | 378.022 | 53.3897 | 70.9202 | 1.723 | 0.0013333 | 0.00073273 | 0.00045377 | 0.00038181 | 0.00068274 | 0.00066947 | 0.00078243 | 0.025028 | 0.026377 | 0.0001427 | 0.00028169 | 7.7405e-05 | 0 | 5.1396e-05 | 0.00012821 | 0.00011101
|  | 378.2381 | 51.6631 | 75.66 | 1.7303 | 0.0013333 | 0.00013531 | 0 | 0 | 0.00060462 | 0.00057345 | 0.00072237 | 0.037175 | 0.036026 | 0.0001427 | 0.00028171 | 7.7409e-05 | 0 | 3.1318e-05 | 0.00012822 | 0.00011102
|  | 378.4541 | 49.6743 | 79.7266 | 1.788 | 0.0013333 | 0.00073273 | 0 | 0.00048652 | 0.00068274 | 0.00057345 | 0.00072237 | 0.03441 | 0.029867 | 0.00014272 | 0.00025373 | 7.7416e-05 | 0 | 3.1321e-05 | 0.00012023 | 0.00012118
|  | 378.6702 | 47.4508 | 83.6263 | 1.8283 | 0.0013333 | 0 | 0 | 0 | 0.00052885 | 0.00057345 | 0.00060236 | 0.042828 | 0.035145 | 0.00014273 | 0.00025375 | 4.6245e-05 | 9.6372e-05 | 4.1444e-05 | 0.00011245 | 0.00012119
|  | 378.8862 | 45.4893 | 87.9667 | 1.8491 | 0.0013333 | 0.00057297 | 0.00045828 | 0.00019153 | 0.00068274 | 0.00057345 | 0.00072237 | 0.012064 | 0.0035209 | 0.00014274 | 0.00025172 | 4.6247e-05 | 9.6377e-05 | 4.1446e-05 | 0.00012071 | 0.00012119
|  | 379.1023 | 43.4997 | 91.9335 | 1.902 | 0.0013333 | 0.00029971 | 0 | 0 | 0.00068274 | 0.00057345 | 0.00072237 | 0.014821 | 0.01318 | 0.00014275 | 0.00025175 | 7.7435e-05 | 4.7955e-05 | 4.1272e-05 | 0.00012851 | 0.0001212
|  | 379.3184 | 41.6496 | 96.1662 | 1.9531 | 0.0013333 | 0.00073273 | 0.00045699 | 0.00028751 | 0.00068274 | 0.00057345 | 0.00072237 | 0.030689 | 0.028121 | 0.00014276 | 0.00028183 | 7.7442e-05 | 4.7959e-05 | 4.1276e-05 | 0.00012827 | 0.00012122
|  | 379.5345 | 39.8178 | 100.4815 | 1.9815 | 0.0013333 | 0.00027326 | 0 | 0 | 0.00060462 | 0.00057345 | 0.00072237 | 0.016673 | 0.011426 | 0.00014277 | 0.00028184 | 1.4537e-05 | 0 | 3.0388e-05 | 0.00012828 | 0.00012122
|  | 379.7507 | 38.1735 | 104.9388 | 2.0213 | 0.0013333 | 0.00073273 | 0 | 0.00020049 | 0.00068274 | 0.00057345 | 0.00072237 | 0.012989 | 0.0079178 | 0.00014278 | 0.00028187 | 1.4538e-05 | 0 | 4.0516e-05 | 0.00012028 | 0.00012123
|  | 379.9668 | 37.0227 | 110.8176 | 2.0698 | 0.0013333 | 0.00013572 | 0 | 0 | 0.00068274 | 0.00057345 | 0.00072237 | 0.020504 | 0.018482 | 0.0001428 | 0.00028189 | 4.6267e-05 | 0 | 4.0342e-05 | 0.00012029 | 0.00012124
|  | 380.183 | 36.1479 | 117.4289 | 2.1175 | 0.0013333 | 0.00073273 | 0.00091253 | 0.00048652 | 0.00068274 | 0.00057345 | 0.00072237 | 0.028851 | 0.025523 | 0.0001428 | 0.00025184 | 4.6269e-05 | 0 | 3.0218e-05 | 0.0001203 | 0.00011124
|  | 380.3992 | 34.6767 | 122.6429 | 2.142 | 0.0013333 | 0.00027104 | 0 | 0 | 0.00052885 | 0.00047877 | 0.00054178 | 0.031688 | 0.022882 | 0.00014282 | 0.00025187 | 2.8891e-05 | 4.8317e-05 | 1.0127e-05 | 9.6249e-05 | 0.00011125
|  | 380.6154 | 33.5887 | 128.1977 | 2.2111 | 0.0013333 | 0.00073273 | 0.00091205 | 0.00048652 | 0.00068274 | 0.00057345 | 0.00072237 | -0.0018618 | -0.0070397 | 0.00014283 | 0.00028196 | 2.8894e-05 | 4.8322e-05 | 1.0128e-05 | 9.6258e-05 | 0.00012127
|  | 380.8316 | 32.2888 | 134.675 | 2.2489 | 0.0013333 | 0 | 0 | 0 | 0.00060462 | 0.00057345 | 0.00072237 | -0.015864 | -0.020232 | 0.00014284 | 0.00028197 | 4.3204e-05 | 0 | 3.025e-05 | 0.00010405 | 0.00012128
|  | 381.0478 | 31.395 | 141.1449 | 2.2896 | 0.0013333 | 0.00073273 | 0 | 0.00038181 | 0.00068274 | 0.00066947 | 0.00072237 | 0.0093325 | 0.0061614 | 0.00014285 | 0.00025193 | 4.3208e-05 | 0 | 3.0253e-05 | 0.00011233 | 0.00012129
|  | 381.264 | 30.4139 | 147.9305 | 2.3483 | 0.0013333 | 0.00013531 | 0 | 0 | 0.00060462 | 0.00057345 | 0.00072237 | 0.020502 | 0.020221 | 0.00014286 | 0.00025194 | 1.4311e-05 | 0 | 3.133e-05 | 0.00012081 | 0.0001213
|  | 381.4803 | 29.3422 | 153.9093 | 2.4085 | 0.0013333 | 0.00073273 | 0.00045377 | 0.00048652 | 0.00068274 | 0.00057345 | 0.00072237 | 0.025202 | 0.022868 | 0.00011926 | 0.00028204 | 1.4312e-05 | 0 | 4.1464e-05 | 0.00011256 | 0.00012131
|  | 381.6966 | 28.9883 | 163.3147 | 2.4602 | 0.0010489 | 0 | 0 | 0 | 0.00060462 | 0.00057345 | 0.00072237 | 0.034549 | 0.031681 | 0.00011927 | 0.00028207 | 0 | 0 | 3.0416e-05 | 0.0001121 | 0.00012132
|  | 381.9129 | 27.8649 | 169.7929 | 2.528 | 0.0013333 | 0.00073273 | 0.00045828 | 0.00039222 | 0.00068274 | 0.00057345 | 0.00072237 | 0.020518 | 0.014962 | 0.0001429 | 0.00028209 | 0 | 0 | 2.0287e-05 | 0.00012013 | 0.00012133
|  | 382.1292 | 26.5282 | 173.0356 | 2.5701 | 0.0013333 | 0 | 0 | 0 | 0.00060697 | 0.00057345 | 0.00066241 | 0.022519 | 0.015835 | 0.0001429 | 0.00028211 | 2.8674e-05 | 0 | 0 | 0.00010432 | 0.00012134
|  | 382.3455 | 25.7482 | 179.5302 | 2.6326 | 0.0013333 | 0.00073273 | 0.00045828 | 0.00038181 | 0.00068274 | 0.00057345 | 0.00072237 | 0.030957 | 0.022874 | 0.0001193 | 0.00028213 | 2.8677e-05 | 0 | 0 | 9.6317e-05 | 0.00012135
|  | 382.5618 | 24.6905 | 185.9422 | 2.6853 | 0.0013333 | 0 | 0 | 0 | 0.00060462 | 0.00057345 | 0.00060236 | 0.017769 | 0.011445 | 0.00011931 | 0.00028215 | 1.4361e-05 | 0 | 3.0244e-05 | 0.00011261 | 0.00012135
|  | 382.7782 | 23.7528 | 191.356 | 2.7654 | 0.0013333 | 0.00073273 | 0.001369 | 0.00048652 | 0.00068274 | 0.00057345 | 0.00072237 | 0.0065698 | 0.0026465 | 0.00014294 | 0.00028217 | 2.8724e-05 | 0 | 4.0382e-05 | 0.00012843 | 0.00012137
|  | 382.9946 | 23.2016 | 197.352 | 2.7963 | 0.001067 | 0 | 0 | 0 | 0.00068274 | 0.00057345 | 0.00072237 | -0.012114 | -0.015848 | 0.00014295 | 0.0002822 | 1.4363e-05 | 0 | 1.0136e-05 | 0.00011996 | 0.00012138
|  | 383.2109 | 22.3101 | 204.9189 | 2.8843 | 0.0013333 | 0.00073273 | 0.0013663 | 0.00039074 | 0.00068274 | 0.00057345 | 0.00072237 | 0.0084234 | 0.0026435 | 0.00014296 | 0.00028221 | 2.8685e-05 | 0 | 3.1352e-05 | 0.00012823 | 0.00012138
|  | 383.4273 | 21.9553 | 212.944 | 2.9401 | 0.0007826 | 0 | 0 | 0 | 0.00053094 | 0.00057345 | 0.00060183 | 0.02988 | 0.023767 | 0.00014297 | 0.00028224 | 4.301e-05 | 0 | 4.1493e-05 | 0.00013673 | 0.00012139
|  | 383.6437 | 21.1428 | 219.8795 | 2.9923 | 0.0013333 | 0.00073273 | 0.00091205 | 0.00039054 | 0.00068274 | 0.00057345 | 0.00072237 | 0.018693 | 0.013198 | 0.00014299 | 0.00028227 | 6.0608e-05 | 0 | 2.0278e-05 | 0.00013674 | 0.00012141
|  | 383.8602 | 20.4611 | 226.2825 | 3.0645 | 0.001066 | 0.00015976 | 0 | 0 | 0.00068274 | 0.00057345 | 0.00072237 | 0.023455 | 0.013213 | 0.000143 | 0.00028229 | 9.2622e-05 | 0 | 2.0276e-05 | 0.00014456 | 0.00012142
|  | 384.0766 | 20.0138 | 233.1695 | 3.1563 | 0.079547 | 0.01134 | -0.032407 | -0.0016312 | 0.055629 | 0.046188 | 0.068499 | 0.022377 | 0.013216 | 0.00014301 | 0.00028231 | 0.00010699 | 0 | 5.0559e-05 | 0.00014456 | 0.00012142
|  | 384.2931 | 19.127 | 239.4808 | 3.189 | 0.57863 | 0.12319 | -0.046152 | 0.022117 | 0.35786 | 0.30561 | 0.43056 | 0.022294 | 0.014981 | 0.00014301 | 0.00028232 | 7.5033e-05 | 0 | 5.0409e-05 | 0.0001285 | 0.00012143
|  | 384.5095 | 18.7548 | 245.5942 | 3.3044 | 0.9779 | 0.37416 | 0.65927 | 0.17233 | 0.42155 | 0.39989 | 0.45092 | 0.026224 | 0.016748 | 0.00014303 | 0.00028235 | 4.307e-05 | 0 | 2.0123e-05 | 0.00012851 | 0.00012144
|  | 384.726 | 18.3919 | 251.4662 | 3.3552 | 0.55563 | 0.12107 | -0.20814 | 0.014178 | 0.36489 | 0.33007 | 0.41784 | 0.025368 | 0.014975 | 0.00014304 | 0.00028237 | 2.8701e-05 | 0 | 1.0139e-05 | 0.00013633 | 0.00012145
|  | 384.9425 | 17.4996 | 256.6637 | 3.4379 | 1.1265 | 0.45549 | 0.63073 | 0.22864 | 0.44171 | 0.43036 | 0.48946 | 0.019614 | 0.012328 | 0.00014305 | 0.0002824 | 4.6115e-05 | 4.8057e-05 | 3.1217e-05 | 0.00013634 | 0.00012146
|  | 385.159 | 17.1543 | 262.7858 | 3.5251 | 0.52547 | 0.14532 | -0.074997 | 0.032957 | 0.35135 | 0.32427 | 0.3944 | 0.013039 | 0.006166 | 0.00014306 | 0.00028241 | 4.6117e-05 | 4.8059e-05 | 3.1218e-05 | 0.00013635 | 0.00012147
|  | 385.3756 | 16.7652 | 267.1439 | 3.6252 | 0.91121 | 0.36755 | 0.56526 | 0.16728 | 0.39584 | 0.39482 | 0.45192 | 0.0037666 | -0.0052777 | 0.00014307 | 0.00028244 | 3.1746e-05 | 0 | 3.1378e-05 | 0.00013636 | 0.00012148
|  | 385.5921 | 15.7242 | 268.6736 | 3.6865 | 0.477 | 0.15707 | -0.07825 | 0.023171 | 0.31146 | 0.30659 | 0.38448 | 0.012119 | 0.0035301 | 0.00014309 | 0.00028247 | 3.1749e-05 | 0 | 3.1381e-05 | 0.00013637 | 0.00012149
|  | 385.8087 | 15.3056 | 271.9343 | 3.8342 | 0.95493 | 0.37935 | 0.63076 | 0.20066 | 0.43027 | 0.40243 | 0.45358 | 0.030754 | 0.023784 | 0.00014309 | 0.00028248 | 7.7621e-05 | 0 | 3.0279e-05 | 0.00013638 | 0.0001215
|  | 386.0253 | 14.6449 | 273.5154 | 3.9242 | 0.49846 | 0.14198 | -0.14446 | 0.042434 | 0.3298 | 0.27799 | 0.39875 | 0.02332 | 0.014978 | 0.00014311 | 0.00028251 | 7.7629e-05 | 0 | 3.0282e-05 | 0.00012056 | 0.00011148
|  | 386.2419 | 14.406 | 275.5442 | 4.0584 | 0.94096 | 0.37483 | 0.65068 | 0.19126 | 0.36012 | 0.35682 | 0.41574 | 0.033609 | 0.023799 | 0.00014311 | 0.00028252 | 4.8916e-05 | 0 | 3.0462e-05 | 0.00011228 | 0.00011148
|  | 386.4585 | 14.106 | 277.3 | 4.1216 | 0.52086 | 0.098847 | -0.090863 | 0.021439 | 0.29179 | 0.25417 | 0.3543 | 0.02901 | 0.022902 | 9.5825e-05 | 0.00022601 | 4.8921e-05 | 0 | 3.0465e-05 | 0.00012032 | 0.00011149
|  | 386.6751 | 13.6439 | 277.5669 | 4.3579 | 0.94065 | 0.36398 | 0.67216 | 0.18009 | 0.40903 | 0.38477 | 0.42768 | 0.014126 | 0.009684 | 9.5834e-05 | 0.00022603 | 6.0718e-05 | 0 | 3.0314e-05 | 0.00012861 | 0.0001115
|  | 386.8917 | 13.2122 | 276.57 | 4.4985 | 0.48977 | 0.11282 | -0.067512 | 0.01461 | 0.29466 | 0.28306 | 0.34941 | 0.024323 | 0.016758 | 9.5838e-05 | 0.00022423 | 6.072e-05 | 0 | 3.0316e-05 | 0.00012059 | 0.00012154
|  | 387.1084 | 12.2656 | 274.0429 | 4.9889 | 0.84462 | 0.32766 | 0.52044 | 0.19061 | 0.35827 | 0.35024 | 0.36956 | 0.01956 | 0.0088191 | 9.5847e-05 | 0.00022425 | 6.0726e-05 | 0 | 3.0472e-05 | 0.00011232 | 0.00012155
|  | 387.3251 | 11.7802 | 270.9672 | 4.9706 | 0.48135 | 0.12348 | -0.18046 | 0.029376 | 0.2818 | 0.25439 | 0.32336 | 0.015739 | 0.0017618 | 0.00014317 | 0.00025441 | 6.0732e-05 | 0 | 3.0475e-05 | 0.00012036 | 0.00011139
|  | 387.5417 | 11.6114 | 269.3545 | 5.3936 | 0.75258 | 0.31499 | 0.62865 | 0.17605 | 0.32696 | 0.33656 | 0.38172 | 0.020486 | 0.0079389 | 0.00014318 | 0.00025442 | 6.0243e-05 | 0 | 3.0476e-05 | 0.00012865 | 0.00011139
|  | 387.7584 | 11.3623 | 267.8327 | 5.6604 | 0.31853 | 0.093574 | -0.094345 | -0.0083868 | 0.27295 | 0.22727 | 0.32489 | 0.021553 | 0.010599 | 0.00011953 | 0.00025253 | 6.0248e-05 | 0 | 3.0479e-05 | 0.00012866 | 0.00010137
|  | 387.9752 | 10.3543 | 261.2728 | 6.073 | 0.78422 | 0.32166 | 0.54094 | 0.15672 | 0.32582 | 0.32223 | 0.34929 | 0.026174 | 0.014991 | 0.00011954 | 0.00025256 | 7.7684e-05 | 9.6696e-05 | 5.1581e-05 | 0.00012867 | 0.00010138
|  | 388.1919 | 10.3391 | 257.9727 | 6.1889 | 0.41181 | 0.083534 | -0.084416 | 0.020006 | 0.27562 | 0.2646 | 0.31809 | 0.014987 | 0.0043984 | 0.00014322 | 0.00025257 | 7.7687e-05 | 9.67e-05 | 5.1584e-05 | 0.00012868 | 0.00011156
|  | 388.4086 | 9.6931 | 251.7356 | 6.8284 | 0.77057 | 0.29626 | 0.62591 | 0.14156 | 0.32626 | 0.32969 | 0.34827 | 0.015985 | 0.002647 | 0.00014323 | 0.00025259 | 6.0755e-05 | 4.8116e-05 | 5.1589e-05 | 0.00012869 | 0.00011157
|  | 388.6254 | 9.4617 | 246.9206 | 6.9515 | 0.4503 | 0.096577 | -0.12154 | 0.040752 | 0.26599 | 0.24222 | 0.32597 | 0.021579 | 0.0088183 | 0.00011957 | 0.00025622 | 6.0758e-05 | 4.8118e-05 | 5.1591e-05 | 0.00012066 | 0.0001014
|  | 388.8422 | 9.1268 | 241.5158 | 7.5215 | 0.8182 | 0.32778 | 0.44363 | 0.17425 | 0.34977 | 0.34345 | 0.36325 | 0.020589 | 0.0035205 | 0.00011958 | 0.00025624 | 7.7706e-05 | 0.00014519 | 5.1596e-05 | 0.00012068 | 0.0001014
|  | 389.059 | 9.0277 | 238.0236 | 7.659 | 0.36634 | 0.075822 | -0.11868 | 0.0047027 | 0.25204 | 0.21186 | 0.28811 | 0.03549 | 0.020284 | 0.00011959 | 0.00022611 | 7.7713e-05 | 0.0001452 | 5.1601e-05 | 0.00012872 | 0.00012164
|  | 389.2758 | 8.8256 | 235.7209 | 8.3809 | 0.78464 | 0.31525 | 0.55552 | 0.18938 | 0.34306 | 0.34727 | 0.3606 | 0.023358 | 0.013235 | 0.0001196 | 0.00022613 | 7.772e-05 | 0 | 5.1606e-05 | 0.00012874 | 0.00012165
|  | 389.4926 | 8.7818 | 233.5261 | 8.4981 | 0.37145 | 0.1091 | -0.22572 | 0.020447 | 0.25587 | 0.22877 | 0.28354 | 0.012146 | 0.0035334 | 0.00014328 | 0.00019779 | 7.7724e-05 | 0 | 5.1608e-05 | 0.00012874 | 0.00011147
|  | 389.7094 | 8.1107 | 230.2999 | 9.2617 | 0.72844 | 0.32919 | 0.50956 | 0.16314 | 0.31689 | 0.31023 | 0.33472 | 0.041107 | 0.031777 | 0.00014329 | 0.0001978 | 7.7728e-05 | 4.8205e-05 | 5.161e-05 | 0.00012875 | 0.00011148
|  | 389.9263 | 6.5358 | 225.1279 | 9.6288 | 0.3729 | 0.058386 | -0.12151 | 0.013371 | 0.23648 | 0.21564 | 0.29442 | 0.032726 | 0.01943 | 0.00014331 | 0.00022448 | 7.7739e-05 | 4.8212e-05 | 5.1618e-05 | 0.00012073 | 0.00011164
|  | 390.1432 | 7.8705 | 219.6979 | 10.4762 | 0.79783 | 0.31465 | 0.63194 | 0.17555 | 0.33625 | 0.3166 | 0.34723 | 0.011268 | 0.00088707 | 0.00014332 | 0.00022449 | 6.315e-05 | 0.00014537 | 5.162e-05 | 0.00012073 | 0.00011164
|  | 390.36 | 7.9493 | 214.9662 | 10.9666 | 0.35942 | 0.06112 | -0.2134 | 0.03112 | 0.24657 | 0.23121 | 0.28192 | 0.029004 | 0.021182 | 9.5956e-05 | 0.00019615 | 6.3153e-05 | 0.00014538 | 5.1623e-05 | 0.00012074 | 0.00011165
|  | 390.5769 | 7.35 | 208.6621 | 11.7846 | 0.7658 | 0.30078 | 0.55891 | 0.16674 | 0.31886 | 0.30247 | 0.32843 | 0.0046619 | -0.0070549 | 9.597e-05 | 0.00019617 | 6.0311e-05 | 9.6787e-05 | 4.1444e-05 | 0.00012075 | 0.00011166
|  | 390.7939 | 7.1887 | 201.4023 | 11.989 | 0.31102 | 0.077259 | -0.17521 | -0.0013589 | 0.21551 | 0.18683 | 0.25265 | 0.010357 | -0.0026448 | 9.597e-05 | 0.00019811 | 6.0311e-05 | 9.6787e-05 | 4.1444e-05 | 0.00012075 | 0.00012171
|  | 391.0108 | 7.2693 | 196.8456 | 13.0413 | 0.70039 | 0.31608 | 0.45926 | 0.14081 | 0.29985 | 0.28735 | 0.30342 | 0.037506 | 0.027365 | 9.5983e-05 | 0.00019814 | 7.7768e-05 | 0.00014549 | 5.1637e-05 | 0.00012077 | 0.00012173
|  | 391.2277 | 5.3336 | 189.8105 | 13.41 | 0.38025 | 0.0991 | -0.15039 | 0.019276 | 0.2515 | 0.23448 | 0.28768 | 0.025232 | 0.015007 | 9.5376e-05 | 0.00019621 | 7.7772e-05 | 0.0001455 | 5.164e-05 | 0.00012078 | 9.1299e-05
|  | 391.4447 | 6.8724 | 186.1346 | 13.9977 | 0.69278 | 0.26361 | 0.60496 | 0.13441 | 0.29544 | 0.27835 | 0.31923 | 0.040284 | 0.027368 | 9.5385e-05 | 0.00019623 | 7.7779e-05 | 9.6884e-05 | 5.1645e-05 | 0.00012079 | 0.0001015
|  | 391.6617 | 6.525 | 179.9396 | 14.2962 | 0.27625 | 0.06531 | -0.16332 | -0.024591 | 0.20154 | 0.17701 | 0.24876 | 0.034809 | 0.021188 | 0.00014339 | 0.00022451 | 7.7783e-05 | 9.6888e-05 | 5.1647e-05 | 0.00012079 | 0.00013194
|  | 391.8786 | 6.2851 | 173.9605 | 15.3631 | 0.70598 | 0.26133 | 0.47871 | 0.16276 | 0.29712 | 0.28412 | 0.30308 | 0.0057455 | -0.0035398 | 0.0001434 | 0.00022453 | 7.779e-05 | 0.00014546 | 5.1652e-05 | 0.00012081 | 0.00012176
|  | 392.0957 | 6.4621 | 166.6001 | 16.0261 | 0.31655 | 0.035625 | -0.154 | -0.013393 | 0.21261 | 0.19481 | 0.2395 | 0.014974 | 0.0052976 | 7.1709e-05 | 0.00019833 | 7.7797e-05 | 0.00014548 | 5.1657e-05 | 0.00012886 | 0.00011172
|  | 392.3127 | 5.5176 | 158.5258 | 16.9598 | 0.70246 | 0.27959 | 0.51558 | 0.12358 | 0.27614 | 0.28172 | 0.29947 | 0.02697 | 0.0088411 | 7.1712e-05 | 0.00019834 | 7.7801e-05 | 0.00014536 | 5.1659e-05 | 0.00012887 | 0.00011172
|  | 392.5297 | 5.7023 | 151.8972 | 17.4788 | 0.3234 | 0.041958 | -0.065513 | 0.011247 | 0.22909 | 0.20159 | 0.2549 | 0.027056 | 0.010608 | 9.5422e-05 | 0.00016816 | 7.7808e-05 | 0.00014538 | 5.1664e-05 | 0.00012083 | 0.00010154
|  | 392.7468 | 5.5859 | 145.2112 | 18.4111 | 0.72024 | 0.25362 | 0.43806 | 0.13313 | 0.28058 | 0.26276 | 0.3008 | 0.025362 | 0.012384 | 9.5431e-05 | 0.00016817 | 7.7816e-05 | 0.00019404 | 5.1669e-05 | 0.00012085 | 0.00010155
|  | 392.9638 | 4.7827 | 136.8528 | 19.215 | 0.28927 | 0.055069 | -0.19972 | 0.0091324 | 0.22193 | 0.19977 | 0.23886 | 0.014127 | 0.00089621 | 7.1729e-05 | 0.00016975 | 7.7819e-05 | 0.00019405 | 5.1671e-05 | 0.00012085 | 9.1355e-05
|  | 393.1809 | 4.8635 | 130.8074 | 20.2851 | 0.64435 | 0.28187 | 0.4563 | 0.14098 | 0.27347 | 0.26555 | 0.27141 | 0.020669 | 0.015022 | 7.1736e-05 | 0.00016976 | 7.7827e-05 | 0.00019368 | 5.1676e-05 | 0.00012086 | 9.1364e-05
|  | 393.398 | 5.0418 | 126.325 | 20.6573 | 0.37048 | 0.075349 | -0.14242 | 0.024131 | 0.20466 | 0.19065 | 0.23661 | 0.038361 | 0.031807 | 0.00011916 | 0.00022475 | 7.783e-05 | 0.00019369 | 5.1679e-05 | 0.00012892 | 0.00010157
|  | 393.6151 | 4.9957 | 122.5486 | 22.0744 | 0.61673 | 0.22938 | 0.52328 | 0.12373 | 0.2432 | 0.23819 | 0.24994 | 0.034692 | 0.026505 | 0.00011917 | 0.00022477 | 7.7838e-05 | 0.00014562 | 3.1491e-05 | 0.00012893 | 0.00010158
|  | 393.8322 | 4.881 | 118.0079 | 23.0891 | 0.31114 | 0.034343 | -0.11148 | 0.0072495 | 0.19789 | 0.19068 | 0.22834 | 0.012313 | 0.0035268 | 0.00011918 | 0.000255 | 7.7845e-05 | 0.00014564 | 3.1494e-05 | 0.00012089 | 0.00012185
|  | 394.0494 | 4.2773 | 112.9775 | 24.6201 | 0.68882 | 0.25736 | 0.37722 | 0.12034 | 0.25306 | 0.2494 | 0.27831 | 0.021605 | 0.0070408 | 0.00011919 | 0.00025501 | 6.0875e-05 | 0.00014564 | 5.1691e-05 | 0.0001209 | 0.00012185
|  | 394.2665 | 4.1925 | 110.0167 | 25.4562 | 0.34495 | 0.047679 | -0.2233 | 0.012181 | 0.20267 | 0.17662 | 0.21951 | 0.028997 | 0.022074 | 7.1763e-05 | 0.00016983 | 6.0881e-05 | 0.00014566 | 5.1696e-05 | 0.00012874 | 0.0001118
|  | 394.4837 | 4.6937 | 106.7565 | 26.8418 | 0.67547 | 0.21991 | 0.46682 | 0.12647 | 0.25913 | 0.25007 | 0.27155 | 0.033614 | 0.031822 | 7.177e-05 | 0.00016984 | 7.7863e-05 | 9.7261e-05 | 5.17e-05 | 0.00012875 | 0.00011181
|  | 394.7009 | 4.1274 | 102.6571 | 28.1173 | 0.26964 | 0.035925 | -0.11529 | -0.013908 | 0.17912 | 0.16633 | 0.21594 | 0.044003 | 0.033601 | 0.00014355 | 0.00022485 | 7.7867e-05 | 9.7265e-05 | 5.1703e-05 | 0.00012093 | 0.00011168
|  | 394.9181 | 4.139 | 99.7211 | 30.0951 | 0.68506 | 0.22331 | 0.43275 | 0.13573 | 0.25706 | 0.24746 | 0.26817 | -0.01033 | -0.021193 | 0.00014356 | 0.00022487 | 6.0895e-05 | 0.00014548 | 5.1708e-05 | 0.00012094 | 0.00011169
|  | 395.1353 | 4.0231 | 96.8849 | 31.5114 | 0.35253 | 0.054784 | -0.16106 | 0.0034188 | 0.18778 | 0.19051 | 0.23109 | -0.011277 | -0.019432 | 0.00011924 | 0.0002249 | 6.0901e-05 | 0.0001455 | 5.1713e-05 | 0.00012095 | 0.00010163
|  | 395.3525 | 3.5631 | 94.3156 | 32.6343 | 0.69297 | 0.22673 | 0.4335 | 0.13581 | 0.24957 | 0.23436 | 0.26275 | 0.036527 | 0.025642 | 0.00011924 | 0.00022491 | 7.7885e-05 | 0.00014552 | 4.1513e-05 | 0.00012095 | 0.00010164
|  | 395.5698 | 3.9788 | 92.1945 | 34.1378 | 0.34198 | 0.073305 | -0.12463 | 0.0074297 | 0.20968 | 0.18655 | 0.22363 | 0.022469 | 0.013259 | 9.5526e-05 | 0.00019652 | 7.7893e-05 | 0.00014554 | 4.1516e-05 | 0.00012902 | 0.00010165
|  | 395.7871 | 4.1802 | 90.0743 | 36.1358 | 0.63019 | 0.23651 | 0.41432 | 0.13267 | 0.26082 | 0.26473 | 0.26735 | 0.034707 | 0.029181 | 9.553e-05 | 0.00019652 | 7.7896e-05 | 4.872e-05 | 4.1518e-05 | 0.00012903 | 0.00010165
|  | 396.0043 | 3.8531 | 86.9059 | 38.1356 | 0.34195 | 0.066038 | -0.1257 | 0.0016858 | 0.2016 | 0.18634 | 0.24033 | 0.036625 | 0.031838 | 0.00014361 | 0.00025519 | 7.7904e-05 | 4.8724e-05 | 4.1522e-05 | 0.00012098 | 0.00011173
|  | 396.2216 | 4.2599 | 85.0174 | 39.9949 | 0.66158 | 0.24682 | 0.51397 | 0.11954 | 0.24961 | 0.23905 | 0.25522 | 0.023469 | 0.013277 | 0.00014363 | 0.00025522 | 7.7911e-05 | 0.00019428 | 3.0392e-05 | 0.00012099 | 0.00011174
|  | 396.4389 | 4.1454 | 81.7081 | 41.9257 | 0.36154 | 0.062713 | -0.080787 | 2.8058e-05 | 0.19959 | 0.18818 | 0.22126 | 0.035631 | 0.022999 | 0.00014363 | 0.00025513 | 7.7915e-05 | 0.00019429 | 3.0394e-05 | 0.000121 | 0.00011189
|  | 396.6562 | 3.6248 | 77.3418 | 44.8507 | 0.69828 | 0.24698 | 0.51162 | 0.10499 | 0.24929 | 0.23452 | 0.26498 | 0.022477 | 0.012376 | 0.00014365 | 0.00025515 | 7.7922e-05 | 4.8717e-05 | 4.1711e-05 | 0.00012101 | 0.0001119
|  | 396.8736 | 3.6869 | 74.9215 | 46.6154 | 0.41922 | 0.057644 | -0.038859 | 0.035186 | 0.20988 | 0.20237 | 0.25252 | 0.018716 | 0.0070701 | 0.00014365 | 0.00019673 | 7.7926e-05 | 4.872e-05 | 4.1713e-05 | 0.00012102 | 0.0001119
|  | 397.0909 | 3.5634 | 72.0692 | 48.4476 | 0.69734 | 0.23551 | 0.41614 | 0.12716 | 0.2304 | 0.23523 | 0.26136 | 0.030056 | 0.018576 | 0.00014367 | 0.00019675 | 7.7933e-05 | 4.8743e-05 | 4.061e-05 | 0.00012103 | 0.00011191
|  | 397.3083 | 3.482 | 68.9589 | 50.425 | 0.40446 | 0.0385 | -0.098241 | -0.009517 | 0.21392 | 0.17638 | 0.23175 | 0.021592 | 0.014166 | 0.00014368 | 0.00022496 | 7.794e-05 | 4.8747e-05 | 4.0613e-05 | 0.0001291 | 0.000122
|  | 397.5257 | 3.4482 | 66.2897 | 52.833 | 0.7101 | 0.21063 | 0.49831 | 0.11239 | 0.25678 | 0.23895 | 0.2689 | 0.020647 | 0.010636 | 0.00014369 | 0.00022497 | 7.7944e-05 | 9.702e-05 | 5.1754e-05 | 0.00012911 | 0.000122
|  | 397.7431 | 2.9101 | 62.9626 | 54.8788 | 0.45586 | 0.058223 | -0.14077 | 0.013605 | 0.21061 | 0.17538 | 0.24574 | 0.030963 | 0.022137 | 0.00011996 | 0.00025343 | 7.7951e-05 | 9.7029e-05 | 5.1759e-05 | 0.00012912 | 0.00012201
|  | 397.9605 | 3.2974 | 60.3347 | 57.9224 | 0.73954 | 0.22618 | 0.39101 | 0.12132 | 0.26833 | 0.25703 | 0.27027 | 0.019709 | 0.012387 | 0.00011997 | 0.00025345 | 6.0961e-05 | 4.8759e-05 | 2.0403e-05 | 0.00011298 | 0.00012202
|  | 398.1779 | 3.0759 | 57.0081 | 60.5431 | 0.42439 | 0.053121 | -0.17854 | 0.008303 | 0.20501 | 0.19208 | 0.23235 | 0.036593 | 0.028313 | 0.00011936 | 0.00028372 | 6.0964e-05 | 4.8761e-05 | 2.0404e-05 | 0.00011298 | 0.00012203
|  | 398.3954 | 2.7571 | 54.1142 | 63.0906 | 0.79708 | 0.21543 | 0.38819 | 0.10189 | 0.2754 | 0.25023 | 0.276 | 0.050545 | 0.043369 | 0.00011937 | 0.00028375 | 6.097e-05 | 0 | 4.1557e-05 | 0.00012915 | 0.00012204
|  | 398.6128 | 2.9519 | 51.7189 | 65.8953 | 0.45688 | 0.044594 | -0.11851 | 0.0036323 | 0.23194 | 0.18474 | 0.25658 | 0.025273 | 0.015935 | 0.00014375 | 0.00025351 | 6.0975e-05 | 0 | 4.1561e-05 | 0.0001211 | 0.00012205
|  | 398.8303 | 2.5016 | 49.1743 | 69.1133 | 0.78015 | 0.21783 | 0.33543 | 0.12484 | 0.26507 | 0.26383 | 0.2885 | 0.031054 | 0.024776 | 0.00014376 | 0.00025352 | 7.798e-05 | 4.8773e-05 | 4.1563e-05 | 0.0001211 | 0.00012206
|  | 399.0478 | 2.679 | 47.4945 | 72.1324 | 0.47819 | 0.055575 | -0.12382 | 0.0072558 | 0.23568 | 0.20188 | 0.24281 | 0.030962 | 0.024789 | 0.00014376 | 0.0002838 | 7.7984e-05 | 4.8775e-05 | 4.1565e-05 | 0.00012917 | 0.00010177
|  | 399.2653 | 2.9266 | 46.2638 | 74.8446 | 0.8443 | 0.24078 | 0.45382 | 0.11527 | 0.26784 | 0.26222 | 0.30212 | 0.028117 | 0.020371 | 0.00014378 | 0.00028384 | 6.099e-05 | 0 | 3.1379e-05 | 0.00011303 | 0.00010178
|  | 399.4828 | 2.4757 | 44.5172 | 77.7136 | 0.46685 | 0.043547 | -0.17409 | -0.0066929 | 0.20985 | 0.19214 | 0.22382 | 0.014948 | 0.0088588 | 0.00014379 | 0.0002554 | 6.0993e-05 | 0 | 3.1381e-05 | 0.00011304 | 0.00012209
|  | 399.7003 | 2.4212 | 42.3883 | 82.0553 | 0.86332 | 0.23053 | 0.43035 | 0.1217 | 0.27203 | 0.28581 | 0.2836 | -0.0047131 | -0.01151 | 0.0001438 | 0.00025541 | 4.586e-05 | 4.8648e-05 | 3.0453e-05 | 0.0001292 | 0.00012209
|  | 399.9179 | 2.7835 | 41.4233 | 84.4029 | 0.56301 | 0.060515 | -0.14034 | -0.00089864 | 0.22648 | 0.19842 | 0.25082 | 0.016026 | 0.0088396 | 0.00014381 | 0.00028389 | 6.0271e-05 | 4.8653e-05 | 3.0456e-05 | 0.00013753 | 0.0001221
|  | 400.1354 | 2.4567 | 40.1093 | 87.62 | 0.83264 | 0.27428 | 0.34884 | 0.12626 | 0.28746 | 0.2866 | 0.3028 | 0.040392 | 0.034534 | 0.00014382 | 0.00028392 | 7.492e-05 | 0 | 2.0393e-05 | 0.00013754 | 0.00012212
|  | 400.353 | 2.6605 | 39.0452 | 90.988 | 0.5869 | 0.050334 | -0.11019 | -0.00085006 | 0.23399 | 0.20461 | 0.25988 | 0.030978 | 0.021261 | 0.00014384 | 0.00028395 | 6.0518e-05 | 0 | 3.0594e-05 | 0.00012924 | 0.00012213
|  | 400.5706 | 2.5626 | 37.8805 | 94.9157 | 0.90667 | 0.28223 | 0.47089 | 0.13325 | 0.2859 | 0.28659 | 0.31171 | 0.02628 | 0.017717 | 0.00014384 | 0.00028396 | 4.3509e-05 | 0 | 5.0859e-05 | 0.00012924 | 0.00012213
|  | 400.7882 | 1.9795 | 35.6518 | 97.6514 | 0.58613 | 0.068671 | -0.096577 | 0.020912 | 0.2437 | 0.20918 | 0.26338 | 0.020666 | 0.01684 | 0.00014385 | 0.00028397 | 4.3511e-05 | 0 | 4.0661e-05 | 0.00012925 | 0.00012214
|  | 401.0058 | 2.2786 | 34.5372 | 101.4283 | 0.97429 | 0.25211 | 0.45782 | 0.13618 | 0.29598 | 0.29248 | 0.32168 | 0.022508 | 0.014179 | 0.00014387 | 0.00028401 | 4.6378e-05 | 0 | 1.0198e-05 | 0.00012927 | 0.00012216
|  | 401.2235 | 2.2086 | 33.6807 | 103.0294 | 0.63714 | 0.025563 | -0.11713 | -0.008428 | 0.2253 | 0.19227 | 0.25767 | 0.031913 | 0.019492 | 0.00014388 | 0.00028403 | 6.0793e-05 | 0 | 1.0199e-05 | 0.00014545 | 0.00012216
|  | 401.4411 | 2.192 | 32.5166 | 105.3188 | 0.91339 | 0.23388 | 0.43083 | 0.11961 | 0.29957 | 0.27232 | 0.31393 | 0.01224 | 0.0044355 | 0.00014388 | 0.00028404 | 7.5446e-05 | 0 | 0 | 0.00014545 | 0.00012217
|  | 401.6588 | 2.3345 | 31.8177 | 108.5426 | 0.63742 | 0.074554 | -0.13517 | -0.0060817 | 0.23493 | 0.20056 | 0.26506 | 0.015092 | 0.0088669 | 0.0001439 | 0.00028407 | 7.5497e-05 | 0 | 0 | 0.00014547 | 0.00012218
|  | 401.8765 | 1.8372 | 30.1297 | 114.0075 | 0.98392 | 0.23389 | 0.42888 | 0.12208 | 0.29573 | 0.28517 | 0.30375 | 0.028226 | 0.017728 | 0.00014391 | 0.00028409 | 7.5504e-05 | 0 | 1.0204e-05 | 0.00014548 | 0.00012219
|  | 402.0942 | 2.0594 | 29.4561 | 116.2207 | 0.70798 | 0.075954 | -0.079557 | 0.007036 | 0.236 | 0.21765 | 0.25831 | 0.023521 | 0.016841 | 0.00014392 | 0.00028411 | 9.3023e-05 | 0 | 2.0252e-05 | 0.00013764 | 0.0001222
|  | 402.3119 | 2.333 | 29.1486 | 120.9921 | 1.0487 | 0.2747 | 0.47099 | 0.13577 | 0.3115 | 0.31256 | 0.32581 | 0.040416 | 0.035451 | 0.00014393 | 0.00028413 | 9.3032e-05 | 0 | 3.0299e-05 | 0.00013765 | 0.00012221
|  | 402.5296 | 1.6762 | 27.2858 | 124.413 | 0.76341 | 0.08859 | -0.12185 | 0.007655 | 0.24857 | 0.22191 | 0.26448 | 0.035713 | 0.026586 | 0.00014394 | 0.00028416 | 0.00012212 | 0 | 2.0253e-05 | 0.00014551 | 0.00012222
|  | 402.7474 | 2.3258 | 27.2194 | 128.639 | 1.1089 | 0.25053 | 0.40677 | 0.12832 | 0.30102 | 0.28125 | 0.31528 | 0.018899 | 0.0070833 | 0.00014395 | 0.00028417 | 0.00012212 | 0 | 1.005e-05 | 0.00014552 | 0.00012223
|  | 402.9651 | 1.784 | 25.7304 | 130.5976 | 0.79159 | 0.080749 | -0.087389 | 0.0067763 | 0.25843 | 0.23732 | 0.28841 | 0.032022 | 0.023919 | 0.00014397 | 0.0002842 | 9.0191e-05 | 0 | 2.0101e-05 | 0.00014553 | 0.00012224
|  | 403.1829 | 1.7408 | 25.1147 | 133.9178 | 1.103 | 0.2492 | 0.43211 | 0.12633 | 0.3094 | 0.2978 | 0.31237 | -0.0075653 | -0.0088754 | 0.00014397 | 0.00028421 | 7.5729e-05 | 0 | 3.0465e-05 | 0.00014554 | 0.00012224
|  | 403.4007 | 2.2103 | 24.6405 | 136.8758 | 0.85559 | 0.07186 | -0.11535 | 0.001991 | 0.24754 | 0.21846 | 0.26884 | -0.007566 | -0.012412 | 0.00014399 | 0.00028424 | 0.00012471 | 0 | 5.1063e-05 | 0.00014555 | 0.00012225
|  | 403.6185 | 1.9692 | 23.8675 | 141.3479 | 1.1647 | 0.24953 | 0.45085 | 0.12357 | 0.32058 | 0.29536 | 0.34004 | 0.030041 | 0.020402 | 0.000144 | 0.00028427 | 0.00010701 | 0 | 3.065e-05 | 0.00014557 | 0.00012227
|  | 403.8363 | 1.9873 | 23.3018 | 143.9913 | 0.81573 | 0.056708 | -0.13469 | 0.0082066 | 0.24821 | 0.22607 | 0.27457 | 0.015999 | 0.0053242 | 0.00014401 | 0.00028428 | 7.2453e-05 | 0 | 1.0208e-05 | 0.00014557 | 0.00012227
|  | 404.0541 | 2.1369 | 22.9198 | 149.2805 | 1.1481 | 0.24483 | 0.43573 | 0.1182 | 0.30717 | 0.28899 | 0.32139 | 0.02271 | 0.01331 | 0.00014402 | 0.00028431 | 8.7124e-05 | 0 | 3.0654e-05 | 0.00014559 | 0.00012228
|  | 404.272 | 1.3985 | 21.7472 | 153.8043 | 0.91034 | 0.064941 | -0.11084 | -0.004632 | 0.24744 | 0.21751 | 0.27835 | 0.020787 | 0.015091 | 0.00014403 | 0.00028433 | 7.2466e-05 | 0 | 3.0682e-05 | 0.00013727 | 0.00012229
|  | 404.4898 | 2.0036 | 21.6226 | 159.0231 | 1.2796 | 0.24236 | 0.46948 | 0.13694 | 0.31105 | 0.30135 | 0.32622 | 0.015064 | 0.0088712 | 0.00014404 | 0.00028435 | 5.7804e-05 | 0 | 1.0235e-05 | 0.00012895 | 0.0001223
|  | 404.7077 | 2.6324 | 21.9047 | 163.1978 | 1.0244 | 0.06107 | -0.11541 | 0.032902 | 0.25914 | 0.22982 | 0.28333 | 0.031033 | 0.019502 | 0.00014405 | 0.00028436 | 7.5338e-05 | 0 | 0 | 0.00013728 | 0.00012231
|  | 404.9256 | 1.2791 | 19.5851 | 168.6561 | 1.3538 | 0.24686 | 0.41931 | 0.15195 | 0.32673 | 0.30021 | 0.34522 | 0.040381 | 0.028384 | 0.00014407 | 0.0002844 | 6.111e-05 | 0 | 0 | 0.00014564 | 0.00012232
|  | 405.1435 | 2.0929 | 19.4099 | 170.1801 | 1.0643 | 0.083856 | 0.0044611 | 0.027862 | 0.27856 | 0.24306 | 0.31035 | 0.043272 | 0.033715 | 0.00014407 | 0.00028441 | 7.5782e-05 | 0 | 2.0274e-05 | 0.00014564 | 0.00012233
|  | 405.3614 | 1.8203 | 18.7613 | 176.1928 | 1.3777 | 0.24765 | 0.36769 | 0.13474 | 0.32171 | 0.30675 | 0.34805 | 0.050841 | 0.042566 | 0.00014408 | 0.00028443 | 7.5593e-05 | 0 | 2.0275e-05 | 0.00013732 | 0.00012233
|  | 405.5794 | 2.0474 | 18.254 | 178.4732 | 1.1812 | 0.058185 | -0.031152 | 0.0079607 | 0.26732 | 0.23295 | 0.30029 | 0.032036 | 0.019509 | 0.015972 | 0.00028445 | 6.0433e-05 | 0 | 0 | 0.00013733 | 0.00012235
|  | 405.7973 | 1.7344 | 16.9898 | 182.3677 | 1.4698 | 0.23736 | 0.40742 | 0.11186 | 0.31852 | 0.30651 | 0.32247 | 0.02826 | 0.015081 | 0.032316 | 0.00028448 | 4.5959e-05 | 0 | 1.0215e-05 | 0.00013734 | 0.00012236
|  | 406.0153 | 1.4941 | 16.3177 | 186.7743 | 1.2134 | 0.098289 | -0.081134 | 0.015285 | 0.26988 | 0.23606 | 0.28109 | 0.036688 | 0.026617 | 0.032952 | 0.00028449 | 7.8175e-05 | 0 | 5.1882e-05 | 0.00012901 | 0.00012236
|  | 406.2333 | 2.0377 | 15.627 | 191.5477 | 1.5306 | 0.23797 | 0.43893 | 0.11545 | 0.31926 | 0.29524 | 0.33845 | 0.025413 | 0.015985 | 0.033175 | 0.00028452 | 7.8182e-05 | 0 | 5.189e-05 | 0.00012903 | 0.00012237
|  | 406.4513 | 1.4144 | 14.6295 | 195.7488 | 1.302 | 0.09377 | -0.028966 | 0.0067349 | 0.2681 | 0.23424 | 0.2992 | 0.064132 | 0.056809 | 0.033301 | 0.00028455 | 6.1142e-05 | 0 | 4.1678e-05 | 0.00013738 | 0.00012239
|  | 406.6693 | 0.17669 | 13.7145 | 200.9854 | 1.6699 | 0.24683 | 0.41079 | 0.13281 | 0.33695 | 0.32066 | 0.35203 | 0.060409 | 0.051472 | 0.033327 | 0.00028456 | 7.5584e-05 | 0 | 3.1459e-05 | 0.00013738 | 0.00012239
|  | 406.8873 | 0.096999 | 12.8246 | 204.2163 | 1.4392 | 0.10221 | -0.041723 | 0.032652 | 0.29006 | 0.25272 | 0.32331 | 0.039626 | 0.031049 | 0.033501 | 0.00028459 | 5.8046e-05 | 0 | 2.0441e-05 | 0.00013739 | 0.0001224
|  | 407.1053 | 0.10571 | 11.9514 | 205.9644 | 1.7138 | 0.24156 | 0.44968 | 0.11074 | 0.35328 | 0.31277 | 0.35559 | 0.048148 | 0.038175 | 0.033722 | 0.0002846 | 4.3607e-05 | 0 | 2.0442e-05 | 0.00012954 | 0.0001123
|  | 407.3234 | 0.053572 | 11.1861 | 207.1455 | 1.464 | 0.078614 | 0.0012323 | 0.021734 | 0.29373 | 0.23455 | 0.29551 | 0.036816 | 0.024875 | 0.049636 | 0.00028463 | 7.8211e-05 | 0 | 4.1708e-05 | 0.00012955 | 0.00011231
|  | 407.5415 | 0.10561 | 10.4709 | 211.4198 | 1.5899 | 0.059636 | -0.17477 | -0.0014868 | 0.28163 | 0.22727 | 0.30007 | 0.033867 | 0.023968 | 0.066016 | 0.00025622 | 7.8219e-05 | 0 | 4.1712e-05 | 0.00012147 | 0.00012243
|  | 407.7595 | 0.044172 | 9.648 | 213.4892 | 1.9802 | 0.21184 | 0.4479 | 0.098235 | 0.32846 | 0.2998 | 0.34619 | 0.055494 | 0.045275 | 0.066068 | 0.00025624 | 7.8222e-05 | 0 | 3.0539e-05 | 0.00012148 | 0.00012244
|  | 407.9776 | 0.044172 | 9.3306 | 214.3067 | 1.7759 | 0.066258 | -0.046865 | 0.027823 | 0.29442 | 0.25746 | 0.33212 | 0.063073 | 0.050611 | 0.066148 | 0.00028469 | 7.823e-05 | 0 | 3.0542e-05 | 0.00014579 | 0.00012245
|  | 408.1958 | 0.13252 | 8.6748 | 215.2468 | 2.0868 | 0.20933 | 0.40518 | 0.11924 | 0.33707 | 0.3097 | 0.35361 | 0.084703 | 0.071923 | 0.066835 | 0.00028471 | 6.068e-05 | 0 | 2.0292e-05 | 0.00014579 | 0.00012245
|  | 408.4139 | 0.044172 | 8.0179 | 215.1006 | 1.8568 | 0.045285 | -0.050202 | 0.029599 | 0.30247 | 0.24837 | 0.32284 | 0.083708 | 0.065713 | 0.065986 | 0.00028473 | 6.0686e-05 | 0 | 2.0294e-05 | 0.0001296 | 0.00012247
|  | 408.632 | 0.088345 | 7.543 | 215.7079 | 2.2304 | 0.18853 | 0.33508 | 0.11015 | 0.35347 | 0.3116 | 0.36191 | 0.045153 | 0.026648 | 0.065528 | 0.00028476 | 7.8248e-05 | 0 | 3.0524e-05 | 0.00012961 | 0.00012248
|  | 408.8502 | 0.088345 | 7.0029 | 214.433 | 2.1085 | 0.066225 | -0.025615 | 0.031965 | 0.31786 | 0.26018 | 0.34468 | 0.024526 | 0.013332 | 0.066191 | 0.00028477 | 7.8252e-05 | 0 | 3.0525e-05 | 0.00013748 | 0.00011237
|  | 409.0684 | 0.0086112 | 6.5952 | 213.9806 | 2.4118 | 0.21168 | 0.33024 | 0.10199 | 0.34127 | 0.31206 | 0.35173 | -0.0027592 | -0.013318 | 0.082435 | 0.0002848 | 7.8259e-05 | 4.8947e-05 | 5.1963e-05 | 0.0001375 | 0.00011238
|  | 409.2865 | 0.088345 | 6.0798 | 210.3182 | 2.1941 | 0.077439 | -0.040823 | 0.010771 | 0.3004 | 0.25066 | 0.31374 | 0.016029 | 0.0026737 | 0.099143 | 0.00028481 | 9.2715e-05 | 4.8949e-05 | 5.1966e-05 | 0.0001375 | 0.0001225
|  | 409.5048 | 0.044172 | 5.7882 | 207.8496 | 2.5089 | 0.20544 | 0.3557 | 0.13291 | 0.35892 | 0.31706 | 0.36909 | 0.037757 | 0.023998 | 0.099886 | 0.00028484 | 9.2724e-05 | 4.8815e-05 | 3.1644e-05 | 0.00013752 | 0.00012251
|  | 409.723 | 0.044172 | 5.3231 | 202.9716 | 2.3483 | 0.069656 | 0.020422 | 0.032828 | 0.31327 | 0.25455 | 0.33178 | 0.029232 | 0.021346 | 0.10031 | 0.00028487 | 7.8277e-05 | 4.882e-05 | 3.1647e-05 | 0.00013753 | 0.00012252
|  | 409.9412 | 0.079734 | 5.0565 | 199.8144 | 2.6075 | 0.19848 | 0.38968 | 0.10665 | 0.35284 | 0.2959 | 0.35576 | 0.053591 | 0.043561 | 0.10071 | 0.00028488 | 6.1213e-05 | 9.7027e-05 | 3.0537e-05 | 0.00013754 | 0.00012253
|  | 410.1595 | 0.026807 | 4.8318 | 195.3995 | 2.4499 | 0.08186 | -0.001833 | 0.019738 | 0.31216 | 0.24007 | 0.3298 | 0.056398 | 0.040876 | 0.10089 | 0.00028491 | 6.1219e-05 | 9.7036e-05 | 3.0539e-05 | 0.00012158 | 0.00012254
|  | 410.3777 | 0.044172 | 4.4167 | 193.6849 | 2.7714 | 0.18867 | 0.33897 | 0.10123 | 0.3498 | 0.29254 | 0.36634 | 0.025291 | 0.0088955 | 0.10114 | 0.00028492 | 7.8292e-05 | 9.7453e-05 | 2.0486e-05 | 0.00011324 | 0.00012255
|  | 410.596 | 0.052827 | 4.2496 | 191.2422 | 2.6657 | 0.093536 | -0.017249 | 0.025858 | 0.33056 | 0.26193 | 0.34398 | 0.040532 | 0.02844 | 0.10149 | 0.00025456 | 7.8299e-05 | 9.7462e-05 | 2.0488e-05 | 0.00011325 | 0.00012256
|  | 410.8143 | 0.088345 | 3.9754 | 186.7143 | 2.9517 | 0.20377 | 0.32768 | 0.095075 | 0.36943 | 0.30328 | 0.38119 | 0.050902 | 0.039088 | 0.10172 | 0.00025458 | 7.8307e-05 | 4.8838e-05 | 5.1995e-05 | 0.00012161 | 0.00012257
|  | 411.0326 | 0.026665 | 3.6929 | 183.1859 | 2.8933 | 0.073926 | 0.041898 | 0.022912 | 0.33674 | 0.26432 | 0.35828 | 0.041463 | 0.022228 | 0.10185 | 0.00019757 | 7.831e-05 | 4.884e-05 | 5.1997e-05 | 0.00012161 | 0.00011246
|  | 411.2509 | 0.03542 | 3.3685 | 182.3412 | 3.2287 | 0.17056 | 0.28519 | 0.092878 | 0.38234 | 0.32139 | 0.39571 | 0.046188 | 0.031116 | 0.10203 | 0.00019759 | 7.8318e-05 | 9.7485e-05 | 3.0731e-05 | 0.00012163 | 0.00011247
|  | 411.4692 | 0.088345 | 3.2017 | 177.7559 | 3.1038 | 0.062185 | 0.01962 | 0.0065303 | 0.33705 | 0.2621 | 0.3582 | 0.036589 | 0.027543 | 0.10221 | 0.00025464 | 7.8325e-05 | 9.7494e-05 | 3.0733e-05 | 0.00012951 | 0.00011248
|  | 411.6876 | 0.035418 | 2.9526 | 173.9174 | 3.4628 | 0.17849 | 0.32714 | 0.080613 | 0.39003 | 0.31522 | 0.39593 | 0.054549 | 0.039099 | 0.10248 | 0.00025465 | 7.8329e-05 | 0.0002439 | 5.2009e-05 | 0.00012952 | 0.00011248
|  | 411.906 | 0.044172 | 2.7612 | 169.1571 | 3.3769 | 0.077715 | 0.01957 | 0.018671 | 0.3589 | 0.28748 | 0.38462 | 0.054711 | 0.031997 | 0.10278 | 0.00028507 | 7.8332e-05 | 0.00024391 | 5.2012e-05 | 0.0001381 | 0.00011234
|  | 412.1243 | 0.044172 | 2.6114 | 165.5583 | 3.7408 | 0.17801 | 0.29437 | 0.093128 | 0.39793 | 0.31744 | 0.40849 | 0.030167 | 0.0053424 | 0.10294 | 0.00028509 | 7.834e-05 | 0 | 3.1672e-05 | 0.00013811 | 0.00011235
|  | 412.3428 | 0.044172 | 2.4535 | 161.295 | 3.7008 | 0.072427 | -0.027346 | 0.01438 | 0.36369 | 0.26932 | 0.37309 | 0.054795 | 0.031122 | 0.10324 | 0.00025664 | 9.3053e-05 | 0 | 3.1675e-05 | 0.00012167 | 0.00011251
|  | 412.5612 | 0.044172 | 2.3038 | 158.3066 | 4.0555 | 0.16753 | 0.26318 | 0.098668 | 0.38405 | 0.30308 | 0.39806 | 0.05023 | 0.024896 | 0.10354 | 0.00025667 | 9.3061e-05 | 9.753e-05 | 5.2026e-05 | 0.00012168 | 0.00011252
|  | 412.7796 | 0.044172 | 2.1872 | 154.3083 | 3.9858 | 0.063938 | -0.04803 | 0.010972 | 0.34722 | 0.26195 | 0.35448 | 0.014298 | -0.0097663 | 0.10369 | 0.00025657 | 7.8354e-05 | 9.753e-05 | 5.2026e-05 | 0.00012168 | 0.00011252
|  | 412.998 | -0.044172 | 2.0377 | 152.0298 | 4.4108 | 0.1589 | 0.2489 | 0.07559 | 0.40179 | 0.30774 | 0.40191 | 0.031187 | 0.0097941 | 0.10412 | 0.0002566 | 7.8365e-05 | 0.00014654 | 4.1768e-05 | 0.0001217 | 0.00011254
|  | 413.2165 | 0.088345 | 1.9626 | 147.1164 | 4.4342 | 0.067677 | -0.025218 | 0.014651 | 0.3766 | 0.27179 | 0.38897 | 0.052879 | 0.023125 | 0.10457 | 0.00025479 | 7.8369e-05 | 0.00014655 | 4.177e-05 | 0.00012959 | 0.0001124
|  | 413.435 | 0.044172 | 1.7717 | 143.5799 | 4.7923 | 0.16685 | 0.29591 | 0.07216 | 0.43289 | 0.32439 | 0.42744 | 0.060308 | 0.027565 | 0.10477 | 0.00025481 | 7.8376e-05 | 0.00024405 | 5.2041e-05 | 0.0001296 | 0.00011241
|  | 413.6534 | 0.034773 | 1.6882 | 139.7909 | 4.8053 | 0.048944 | -0.031151 | 0.0028102 | 0.41889 | 0.30046 | 0.44029 | 0.073422 | 0.043577 | 0.10507 | 0.00025482 | 7.838e-05 | 0.00024406 | 5.2043e-05 | 0.00012172 | 0.00011256
|  | 413.8719 | 0.053572 | 1.5802 | 136.2187 | 5.237 | 0.14917 | 0.30837 | 0.082281 | 0.47031 | 0.36448 | 0.48215 | 0.07825 | 0.040929 | 0.1055 | 0.00025485 | 7.8387e-05 | 9.7641e-05 | 5.2048e-05 | 0.00012173 | 0.00012284
|  | 414.0904 | 0.044172 | 1.5053 | 133.0003 | 5.3288 | 0.089626 | 0.028009 | 0.026638 | 0.46322 | 0.34548 | 0.47715 | 0.080152 | 0.030254 | 0.10588 | 0.0001996 | 7.8394e-05 | 9.7651e-05 | 5.2053e-05 | 0.00012174 | 0.00011243
|  | 414.309 | 0.13252 | 1.4222 | 129.4712 | 5.7467 | 0.1685 | 0.3461 | 0.080252 | 0.49247 | 0.37541 | 0.50334 | 0.067913 | 0.014237 | 0.10627 | 0.00022796 | 7.8398e-05 | 0.00014648 | 5.2056e-05 | 0.00012175 | 0.00010216
|  | 414.5275 | 0.044172 | 1.3639 | 125.1596 | 5.8004 | 0.053285 | 0.056195 | 0.013182 | 0.4607 | 0.32052 | 0.46974 | 0.073663 | 0.016032 | 0.10675 | 0.00022617 | 7.8405e-05 | 0.00014649 | 5.2061e-05 | 0.00012176 | 9.2043e-05
|  | 414.7461 | 0.034773 | 1.314 | 121.9747 | 6.2502 | 0.16285 | 0.34438 | 0.082419 | 0.521 | 0.38423 | 0.50469 | 0.08302 | 0.017791 | 0.10719 | 0.00019782 | 7.8409e-05 | 9.746e-05 | 5.2063e-05 | 0.00012177 | 9.2047e-05
|  | 414.9647 | 0.044172 | 1.2475 | 119.4861 | 6.3817 | 0.058626 | 0.0046636 | 0.0093785 | 0.50179 | 0.34883 | 0.49591 | 0.088591 | 0.015102 | 0.10762 | 0.00022644 | 7.8416e-05 | 9.7469e-05 | 5.2068e-05 | 0.00012966 | 0.00011261
|  | 415.1832 | 0.0086542 | 1.1976 | 117.0468 | 6.8505 | 0.15198 | 0.26556 | 0.08463 | 0.54732 | 0.40019 | 0.53938 | 0.10187 | 0.022249 | 0.10799 | 0.00022645 | 6.1322e-05 | 0.00014625 | 5.207e-05 | 0.00012967 | 0.00011261
|  | 415.4018 | 0 | 1.1228 | 112.9416 | 6.9665 | 0.079031 | 0.010037 | 0.027989 | 0.53872 | 0.37509 | 0.54491 | 0.10939 | 0.023158 | 0.10845 | 0.00014271 | 6.1331e-05 | 0.00014627 | 5.2078e-05 | 0.0001378 | 0.00011249
|  | 415.6205 | 0.052827 | 1.0728 | 110.0449 | 7.3829 | 0.1643 | 0.27767 | 0.075398 | 0.56346 | 0.41669 | 0.56641 | 0.13957 | 0.041845 | 0.10889 | 0.00014271 | 7.8431e-05 | 9.7487e-05 | 5.2078e-05 | 0.0001378 | 0.00011249
|  | 415.8391 | 0.0087529 | 0.97316 | 106.7407 | 7.5231 | 0.061683 | 0.037562 | 0.011632 | 0.55246 | 0.39211 | 0.56019 | 0.15559 | 0.038283 | 0.10918 | 0.0001979 | 7.8442e-05 | 9.7501e-05 | 5.2085e-05 | 0.00012182 | 0.00010222
|  | 416.0577 | 0.044172 | 0.93971 | 104.1672 | 8.0277 | 0.1627 | 0.27288 | 0.075363 | 0.59524 | 0.41943 | 0.59104 | 0.1545 | 0.013367 | 0.10947 | 0.0001979 | 7.8442e-05 | 4.8649e-05 | 4.0875e-05 | 0.00012182 | 0.00010222
|  | 416.2764 | 0.044172 | 0.86499 | 101.745 | 8.2615 | 0.061382 | -0.0044956 | 0.020445 | 0.59145 | 0.40728 | 0.59798 | 0.18374 | 0.018715 | 0.10988 | 0.00016955 | 7.8453e-05 | 4.8655e-05 | 4.0881e-05 | 0.00013784 | 9.2099e-05
|  | 416.4951 | 0 | 0.74869 | 100.0359 | 8.8161 | 0.14797 | 0.2885 | 0.072948 | 0.63577 | 0.44413 | 0.62726 | 0.23466 | 0.035616 | 0.11015 | 0.00016956 | 7.8457e-05 | 9.7658e-05 | 5.2095e-05 | 0.00013784 | 0.00010238
|  | 416.7138 | 0.0086112 | 0.69854 | 98.3577 | 9.1451 | 0.067633 | -0.017534 | 0.015697 | 0.63638 | 0.42407 | 0.62291 | 0.28565 | 0.042743 | 0.11038 | 0.00025508 | 7.846e-05 | 9.7663e-05 | 5.2097e-05 | 0.00012185 | 0.00011267
|  | 416.9325 | 0.02602 | 0.66528 | 97.0315 | 9.8307 | 0.16427 | 0.2797 | 0.084822 | 0.7064 | 0.48944 | 0.69114 | 0.33289 | 0.038308 | 0.11066 | 0.00025512 | 7.8471e-05 | 9.7263e-05 | 5.2104e-05 | 0.00012186 | 0.0001024
|  | 417.1512 | 0 | 0.66528 | 94.4136 | 10.0646 | 0.079888 | 0.0050096 | 0.024241 | 0.70141 | 0.46149 | 0.69494 | 0.37996 | 0.029409 | 0.11089 | 0.00025706 | 7.8475e-05 | 9.7268e-05 | 5.2107e-05 | 0.00013788 | 0.00012283
|  | 417.3699 | 0.052925 | 0.6404 | 93.3688 | 10.7865 | 0.16084 | 0.33288 | 0.081791 | 0.75785 | 0.50934 | 0.74698 | 0.4375 | 0.024953 | 0.11107 | 0.00025708 | 7.8479e-05 | 0.00019542 | 5.2109e-05 | 0.00013788 | 0.00012284
|  | 417.5887 | 0.044172 | 0.63202 | 91.6277 | 11.1976 | 0.063253 | 0.027414 | 0.013443 | 0.74516 | 0.48796 | 0.72284 | 0.50468 | 0.020497 | 0.1113 | 0.0002571 | 7.8486e-05 | 0.00019544 | 5.2114e-05 | 0.00012189 | 0.00010242
|  | 417.8074 | 0.0086542 | 0.59882 | 89.2679 | 11.7822 | 0.14653 | 0.27013 | 0.071883 | 0.78729 | 0.53476 | 0.76654 | 0.56039 | 0.011587 | 0.11155 | 0.00025711 | 7.849e-05 | 4.8608e-05 | 5.2116e-05 | 0.00012189 | 0.00011271
|  | 418.0262 | 0.097098 | 0.59044 | 86.9587 | 12.0426 | 0.055958 | 0.0075785 | 0.016601 | 0.78504 | 0.51514 | 0.77302 | 0.61701 | 0.0062349 | 0.11178 | 0.00025886 | 7.8501e-05 | 4.8615e-05 | 5.2124e-05 | 0.00013792 | 0.00012302
|  | 418.245 | 0 | 0.58212 | 84.353 | 12.6081 | 0.12668 | 0.28882 | 0.068591 | 0.83074 | 0.56249 | 0.8093 | 0.7048 | 0.0017797 | 0.1121 | 0.00025886 | 7.8501e-05 | 0.00014667 | 5.2124e-05 | 0.00013792 | 0.00011273
|  | 418.4638 | 0 | 0.53235 | 82.351 | 13.0176 | 0.051967 | 0.047922 | 0.0031747 | 0.83794 | 0.5337 | 0.81881 | 0.81537 | 0.0097933 | 0.11249 | 0.00023036 | 7.8512e-05 | 0.00014669 | 5.2131e-05 | 0.00012982 | 0.00011275
|  | 418.6826 | 0.044172 | 0.51559 | 81.4646 | 13.847 | 0.14576 | 0.29633 | 0.088842 | 0.91012 | 0.606 | 0.88397 | 0.94582 | 0.032964 | 0.11303 | 0.00023038 | 7.8515e-05 | 0.00014677 | 4.0913e-05 | 0.00012983 | 0.00011275
|  | 418.9015 | 0.017265 | 0.49896 | 79.6256 | 14.3025 | 0.076031 | 0.001352 | 0.012861 | 0.90363 | 0.5754 | 0.88125 | 1.066 | 0.025843 | 0.11363 | 0.00028575 | 7.8519e-05 | 0.00014678 | 4.0915e-05 | 0.00013006 | 0.0001229
|  | 419.1203 | 0.088345 | 0.47408 | 77.6276 | 14.989 | 0.13365 | 0.25146 | 0.061203 | 0.95723 | 0.63422 | 0.92909 | 1.187 | 0.021402 | 0.11408 | 0.00034272 | 7.8526e-05 | 0 | 5.2141e-05 | 0.00013007 | 0.00012291
|  | 419.3392 | 0.017265 | 0.4657 | 75.7088 | 15.4131 | 0.057196 | 0.028316 | 0.020703 | 0.9702 | 0.60115 | 0.93583 | 1.3279 | 0.0321 | 0.11475 | 0.00034275 | 7.8534e-05 | 0 | 5.2146e-05 | 0.00012986 | 0.00010249
|  | 419.5581 | 0.0093997 | 0.45738 | 74.1118 | 16.1923 | 0.15328 | 0.29481 | 0.074153 | 1.0266 | 0.65209 | 0.99496 | 1.4546 | 0.01872 | 0.11554 | 0.00028581 | 7.8537e-05 | 4.9121e-05 | 4.186e-05 | 0.00012986 | 0.00010249
|  | 419.777 | 0.061579 | 0.40761 | 72.171 | 16.6432 | 0.067918 | 0.070233 | 0.017578 | 1.0361 | 0.64974 | 1.002 | 1.5889 | 0.022299 | 0.11612 | 0.00028584 | 0.0001076 | 4.9125e-05 | 4.1864e-05 | 0.000138 | 0.00012294
|  | 419.9959 | 0.044172 | 0.34108 | 69.7946 | 17.2388 | 0.15488 | 0.27055 | 0.069323 | 1.0833 | 0.68722 | 1.0359 | 1.7553 | 0.034777 | 0.11686 | 0.00028585 | 0.0001076 | 9.8117e-05 | 5.2155e-05 | 0.00013801 | 0.00012295
|  | 420.2148 | 0 | 0.30769 | 67.4409 | 17.621 | 0.052683 | 0.034881 | 0.0099605 | 1.0751 | 0.66687 | 1.0339 | 1.9369 | 0.031195 | 0.11765 | 0.00025539 | 9.3106e-05 | 9.8126e-05 | 5.216e-05 | 0.00013012 | 0.00012296
|  | 420.4337 | 0.044172 | 0.29106 | 66.0737 | 18.5466 | 0.13346 | 0.30795 | 0.065405 | 1.1475 | 0.72363 | 1.0898 | 2.0797 | 0.021394 | 0.11811 | 0.00025542 | 9.3115e-05 | 4.9118e-05 | 4.0938e-05 | 0.00013013 | 0.00012297
|  | 420.6527 | 0 | 0.26618 | 63.2894 | 18.8169 | 0.067777 | 0.03089 | 0.021358 | 1.1499 | 0.71065 | 1.0922 | 2.2697 | 0.014263 | 0.11885 | 0.00025543 | 7.8567e-05 | 4.9121e-05 | 4.094e-05 | 0.00012201 | 0.00012298
|  | 420.8717 | 0.044172 | 0.2578 | 61.4446 | 19.5743 | 0.15011 | 0.25815 | 0.083266 | 1.2011 | 0.74344 | 1.1263 | 2.5478 | 0.039241 | 0.11979 | 0.00025545 | 7.8574e-05 | 4.9005e-05 | 4.188e-05 | 0.00012202 | 0.00012299
|  | 421.0907 | 0.034773 | 0.2246 | 59.6861 | 20.1171 | 0.068884 | 0.016071 | 0.012406 | 1.22 | 0.73048 | 1.1377 | 2.7861 | 0.054407 | 0.12029 | 0.0002573 | 7.8578e-05 | 4.9007e-05 | 4.1882e-05 | 0.00012203 | 0.0001127
|  | 421.3097 | -0.035518 | 0.21622 | 58.2268 | 21.0628 | 0.1519 | 0.31254 | 0.075461 | 1.282 | 0.78001 | 1.1951 | 2.9792 | 0.016051 | 0.12094 | 0.00025732 | 7.8585e-05 | 9.7818e-05 | 4.2066e-05 | 0.00012204 | 0.00011271
|  | 421.5287 | 0.078945 | 0.2079 | 56.6936 | 21.7227 | 0.069769 | 0.10553 | 0.021626 | 1.2947 | 0.76757 | 1.1978 | 3.2317 | 0.01962 | 0.12171 | 0.00025733 | 7.8589e-05 | 9.7822e-05 | 4.2068e-05 | 0.00014646 | 0.00012301
|  | 421.7477 | 0 | 0.18302 | 55.4665 | 22.7349 | 0.1446 | 0.31922 | 0.074681 | 1.3636 | 0.82857 | 1.2783 | 3.5233 | 0.04104 | 0.12209 | 0.00025736 | 7.8596e-05 | 0.00014685 | 3.084e-05 | 0.00014647 | 0.00013332
|  | 421.9667 | 0 | 0.14975 | 53.671 | 23.3373 | 0.056437 | 0.018331 | 0.012596 | 1.3876 | 0.81245 | 1.2717 | 3.8336 | 0.033909 | 0.12264 | 0.00025555 | 7.8603e-05 | 0.00014686 | 3.0843e-05 | 0.00012997 | 0.00013333
|  | 422.1858 | 0.088345 | 0.083284 | 52.0243 | 24.1691 | 0.16022 | 0.24285 | 0.073255 | 1.4491 | 0.87639 | 1.33 | 4.1646 | 0.045499 | 0.12336 | 0.00025556 | 7.8607e-05 | 9.7431e-05 | 4.1897e-05 | 0.00012998 | 0.00012304
|  | 422.4049 | 0.034773 | 0.0084384 | 50.6088 | 25.0493 | 0.086694 | 0.029833 | 0.01226 | 1.4715 | 0.85945 | 1.365 | 4.5223 | 0.057096 | 0.12376 | 0.00025558 | 7.8614e-05 | 9.744e-05 | 4.1901e-05 | 0.00013812 | 0.00012305
|  | 422.6239 | 0.017407 | 0.024822 | 49.302 | 26.1754 | 0.13642 | 0.2679 | 0.088313 | 1.5624 | 0.91962 | 1.4296 | 4.9433 | 0.080293 | 0.12394 | 0.0002556 | 7.8618e-05 | 4.9032e-05 | 3.0848e-05 | 0.00013813 | 0.00012306
|  | 422.8431 | 0.044172 | 0.058215 | 47.3788 | 26.7409 | 0.075774 | 0.044128 | 0.018801 | 1.5706 | 0.89977 | 1.4465 | 5.3673 | 0.099945 | 0.12422 | 0.00025562 | 7.8625e-05 | 4.9037e-05 | 3.0851e-05 | 0.00013023 | 0.00012307
|  | 423.0622 | -0.017366 | 0 | 46.398 | 27.9651 | 0.15379 | 0.32746 | 0.074265 | 1.647 | 0.96733 | 1.5066 | 5.7641 | 0.071419 | 0.12477 | 0.00025564 | 7.8633e-05 | 4.9162e-05 | 3.0854e-05 | 0.00013025 | 0.00012308
|  | 423.2813 | 0.044172 | 0.066576 | 45.2647 | 29.0277 | 0.053016 | 0.024535 | 0.023052 | 1.6824 | 0.96505 | 1.5318 | 6.2808 | 0.074086 | 0.12552 | 0.00025773 | 7.8636e-05 | 4.9164e-05 | 3.0856e-05 | 0.00013025 | 0.00012309
|  | 423.5004 | 0 | 0.04158 | 43.8953 | 30.2047 | 0.14396 | 0.33395 | 0.077944 | 1.7621 | 1.0242 | 1.5954 | 6.8144 | 0.087454 | 0.12614 | 0.00025774 | 6.0996e-05 | 4.8701e-05 | 4.194e-05 | 0.00013026 | 0.00012309
|  | 423.7196 | -0.034773 | 0 | 42.5508 | 31.134 | 0.067239 | 0.034696 | 0.020177 | 1.8129 | 1.019 | 1.6256 | 7.1997 | 0.060698 | 0.12676 | 0.00028621 | 6.1002e-05 | 4.8706e-05 | 4.1944e-05 | 0.00013005 | 0.0001231
|  | 423.9388 | 0.044172 | 0.066544 | 41.362 | 32.3361 | 0.14872 | 0.2848 | 0.07137 | 1.9034 | 1.0863 | 1.7074 | 7.7553 | 0.074977 | 0.12756 | 0.00028624 | 7.8655e-05 | 0 | 2.056e-05 | 0.00013006 | 0.00012311
|  | 424.158 | 0 | 0.04158 | 39.6142 | 33.0587 | 0.067428 | 0.044502 | 0.021292 | 1.9139 | 1.0793 | 1.7217 | 8.4514 | 0.11604 | 0.12819 | 0.00025757 | 7.8662e-05 | 0 | 2.0561e-05 | 0.00013821 | 0.00012313
|  | 424.3772 | 0.035561 | 0.04158 | 38.3802 | 34.3564 | 0.13906 | 0.29377 | 0.079452 | 2.0059 | 1.1468 | 1.7716 | 9.0251 | 0.11694 | 0.12905 | 0.00025759 | 7.8666e-05 | 4.8717e-05 | 5.2233e-05 | 0.00013821 | 0.00012313
|  | 424.5964 | 0.052927 | 0.08316 | 37.4988 | 35.7247 | 0.059411 | 0.020421 | 0.0093392 | 2.0636 | 1.1376 | 1.8319 | 9.7109 | 0.11785 | 0.13014 | 0.0002577 | 7.8669e-05 | 4.8719e-05 | 5.2236e-05 | 0.00013008 | 0.00012314
|  | 424.8156 | 0 | 0.016644 | 36.4871 | 37.2397 | 0.13741 | 0.28142 | 0.064036 | 2.1739 | 1.2118 | 1.9004 | 10.5117 | 0.095545 | 0.13109 | 0.00025772 | 7.8677e-05 | 0.000147 | 5.2241e-05 | 0.00013009 | 0.00012315
|  | 425.0349 | 0.017409 | 0.049882 | 35.0412 | 38.1693 | 0.073479 | 0.067372 | 0.027613 | 2.2175 | 1.2183 | 1.936 | 11.2763 | 0.091985 | 0.13208 | 0.00025775 | 7.8684e-05 | 0.00014701 | 5.2245e-05 | 0.00013011 | 0.00011285
|  | 425.2541 | 0.044172 | 0.08316 | 34.0515 | 39.6801 | 0.16482 | 0.31883 | 0.081746 | 2.3114 | 1.2849 | 2.0132 | 12.066 | 0.12056 | 0.13283 | 0.00025776 | 6.3918e-05 | 0 | 2.0568e-05 | 0.00013011 | 0.00011285
|  | 425.4734 | -0.035418 | 0 | 33.2585 | 41.3062 | 0.061686 | 0.10147 | 0.031644 | 2.3919 | 1.3119 | 2.084 | 12.9004 | 0.11788 | 0.1338 | 0.00028639 | 6.3924e-05 | 0 | 3.0853e-05 | 0.00012221 | 0.00012318
|  | 425.6927 | 0 | 0.04158 | 32.5921 | 43.3277 | 0.16971 | 0.3852 | 0.10242 | 2.5248 | 1.3802 | 2.1833 | 13.8067 | 0.12235 | 0.13494 | 0.0002864 | 7.8699e-05 | 4.9222e-05 | 5.1292e-05 | 0.00012222 | 0.00012318
|  | 425.912 | 0.044172 | 0.08316 | 31.5339 | 44.7531 | 0.071092 | 0.041436 | 0.034401 | 2.5891 | 1.3784 | 2.2137 | 14.9247 | 0.12772 | 0.13576 | 0.00028643 | 9.3284e-05 | 4.9226e-05 | 4.1012e-05 | 0.00013828 | 0.00012319
|  | 426.1313 | 0 | 0.04158 | 30.6487 | 46.3854 | 0.14363 | 0.3177 | 0.071142 | 2.6806 | 1.4446 | 2.2731 | 16.1059 | 0.13934 | 0.13715 | 0.00028645 | 5.8471e-05 | 4.9231e-05 | 3.0705e-05 | 0.0001383 | 0.00012321
|  | 426.3506 | 0.044172 | 0.074781 | 29.5147 | 47.6241 | 0.068138 | 0.13533 | 0.012767 | 2.7365 | 1.456 | 2.3338 | 16.9982 | 0.19026 | 0.13851 | 0.00028647 | 4.3893e-05 | 4.9233e-05 | 3.0707e-05 | 0.00014669 | 0.00012321
|  | 426.57 | 0 | 0.033251 | 28.746 | 49.3915 | 0.1524 | 0.38881 | 0.079245 | 2.8668 | 1.5411 | 2.424 | 17.9537 | 0.1885 | 0.13931 | 0.00028649 | 7.8724e-05 | 4.9099e-05 | 3.071e-05 | 0.00014671 | 0.00012322
|  | 426.7894 | 0 | 0.016617 | 27.8089 | 51.0902 | 0.096385 | 0.086135 | 0.011091 | 2.9452 | 1.556 | 2.4732 | 19.288 | 0.16798 | 0.1405 | 0.00028651 | 9.3505e-05 | 4.9101e-05 | 3.0711e-05 | 0.00013018 | 0.00012323
|  | 427.0087 | 0.044172 | 0.074859 | 27.0437 | 52.9599 | 0.15449 | 0.38871 | 0.072818 | 3.0536 | 1.6116 | 2.5613 | 20.4587 | 0.18854 | 0.14154 | 0.00028653 | 9.3514e-05 | 4.876e-05 | 3.0736e-05 | 0.00013019 | 0.00012324
|  | 427.2281 | 0 | 0.016644 | 26.3798 | 54.968 | 0.052726 | 0.068487 | 0.01908 | 3.1453 | 1.6191 | 2.6208 | 21.5303 | 0.19212 | 0.14276 | 0.00028655 | 0.0001081 | 4.8762e-05 | 3.0737e-05 | 0.00013834 | 0.00012325
|  | 427.4475 | 0.044172 | 0.058274 | 26.0678 | 57.8249 | 0.15718 | 0.31903 | 0.066005 | 3.3391 | 1.7386 | 2.7645 | 22.7866 | 0.17605 | 0.14427 | 0.00028657 | 0.00010811 | 0 | 1.029e-05 | 0.00012996 | 0.00012326
|  | 427.6669 | 0.044172 | 0.08316 | 25.2578 | 59.5766 | 0.064545 | 0.04367 | 0.016372 | 3.4355 | 1.7478 | 2.8271 | 24.1324 | 0.18588 | 0.14509 | 0.00028659 | 0.00012555 | 0 | 1.029e-05 | 0.0001139 | 0.00012326
|  | 427.8864 | 0 | 0.016557 | 24.5362 | 61.3898 | 0.16121 | 0.32099 | 0.081546 | 3.5599 | 1.8221 | 2.9078 | 25.6759 | 0.24042 | 0.14616 | 0.00028661 | 0.00012556 | 4.9258e-05 | 4.1977e-05 | 0.00012231 | 0.00012327
|  | 428.1058 | 0.070191 | 0.08316 | 23.7305 | 63.2663 | 0.06348 | 0.045188 | 0.0053719 | 3.6561 | 1.834 | 2.9647 | 27.3262 | 0.26099 | 0.14723 | 0.00028664 | 0.00012507 | 4.9263e-05 | 5.2274e-05 | 0.00014678 | 0.00012329
|  | 428.3253 | 0.044172 | 0.08316 | 23.118 | 65.4789 | 0.15654 | 0.39142 | 0.070897 | 3.7911 | 1.9188 | 3.0746 | 28.9676 | 0.26995 | 0.1478 | 0.00028665 | 0.00010741 | 0 | 5.1338e-05 | 0.00014679 | 0.00012329
|  | 428.5448 | 0.0087545 | 0.04158 | 22.1756 | 66.793 | 0.06367 | 0.021544 | 0.013074 | 3.865 | 1.9223 | 3.1022 | 30.4786 | 0.287 | 0.14893 | 0.00028668 | 7.5692e-05 | 0 | 4.1049e-05 | 0.0001384 | 0.0001233
|  | 428.7643 | 0 | 0.04158 | 21.3825 | 68.1562 | 0.16515 | 0.34993 | 0.0828 | 3.9563 | 1.9977 | 3.1693 | 31.803 | 0.30488 | 0.15024 | 0.00028669 | 9.3371e-05 | 0 | 2.0592e-05 | 0.00013841 | 0.00012331
|  | 428.9838 | 0 | 0.04158 | 20.2027 | 68.3302 | 0.070977 | 0.052462 | 0.015831 | 3.9587 | 1.9544 | 3.1725 | 33.2213 | 0.32365 | 0.15109 | 0.00028672 | 0.00012535 | 0 | 2.0594e-05 | 0.00014682 | 0.00012332
|  | 429.2033 | 0 | 0 | 19.1564 | 68.5384 | 0.16545 | 0.33032 | 0.089021 | 4.0221 | 2.0085 | 3.182 | 34.8806 | 0.34424 | 0.15189 | 0.00028675 | 0.00010818 | 0 | 2.0621e-05 | 0.00014684 | 0.00012333
|  | 429.4228 | 0.044172 | 0.04158 | 18.2269 | 68.9165 | 0.0841 | 0.062988 | 0.02582 | 4.0336 | 1.9738 | 3.1793 | 36.4102 | 0.35412 | 0.1536 | 0.00028676 | 0.00010555 | 0 | 2.0622e-05 | 0.00013029 | 0.00012334
|  | 429.6424 | 0 | 0.04158 | 17.5864 | 69.929 | 0.1531 | 0.31221 | 0.083713 | 4.122 | 2.0344 | 3.2273 | 37.7941 | 0.32552 | 0.15609 | 0.00028677 | 0.00010556 | 0 | 0 | 0.0001303 | 0.00012334
|  | 429.8619 | 0 | 0.025009 | 16.7986 | 70.9569 | 0.059873 | 0.10745 | 0.02226 | 4.1694 | 1.9935 | 3.2376 | 39.5493 | 0.38104 | 0.15803 | 0.00028681 | 9.102e-05 | 0 | 0 | 0.00014687 | 0.00012336
|  | 430.0815 | 0 | 0.04158 | 16.4932 | 73.2832 | 0.17341 | 0.40943 | 0.07913 | 4.3134 | 2.0783 | 3.3444 | 41.324 | 0.45259 | 0.16008 | 0.00028681 | 9.0521e-05 | 0 | 1.0143e-05 | 0.00014687 | 0.00012336
|  | 430.3011 | -0.034773 | -0.0083014 | 16.1801 | 76.022 | 0.076688 | 0.07308 | 0.0066003 | 4.4742 | 2.1173 | 3.4351 | 42.7627 | 0.43563 | 0.16276 | 0.00028685 | 9.0533e-05 | 0 | 1.0145e-05 | 0.00013849 | 0.00012338
|  | 430.5207 | 0.052784 | 0.058261 | 15.9199 | 78.308 | 0.17968 | 0.38046 | 0.078421 | 4.6369 | 2.2044 | 3.5567 | 44.1879 | 0.45354 | 0.16476 | 0.00028685 | 9.1033e-05 | 0 | 1.03e-05 | 0.00013849 | 0.00012338
|  | 430.7403 | 0 | 0.033265 | 15.3615 | 79.8124 | 0.084032 | 0.07037 | 0.03927 | 4.7225 | 2.2335 | 3.6078 | 45.5788 | 0.49656 | 0.16655 | 0.00028689 | 7.6248e-05 | 0 | 2.0606e-05 | 0.00013851 | 0.0001234
|  | 430.96 | 0.034773 | 0.04158 | 15.1571 | 82.5164 | 0.18232 | 0.36735 | 0.085931 | 4.8986 | 2.3136 | 3.7018 | 46.716 | 0.5404 | 0.16912 | 0.00028691 | 6.1693e-05 | 0 | 2.0611e-05 | 0.00013851 | 0.0001234
|  | 431.1796 | 0 | 0 | 14.6684 | 84.5953 | 0.052987 | 0.11223 | 0.013612 | 5.0165 | 2.3259 | 3.7781 | 47.6572 | 0.57083 | 0.1711 | 0.00028692 | 7.6494e-05 | 0 | 1.0306e-05 | 0.00014693 | 0.00012341
|  | 431.3993 | 0 | 0.0083288 | 14.515 | 87.7983 | 0.15938 | 0.38866 | 0.089246 | 5.2407 | 2.4491 | 3.9154 | 48.5765 | 0.59682 | 0.17223 | 0.00028695 | 9.0563e-05 | 0 | 4.2026e-05 | 0.00014694 | 0.00012342
|  | 431.619 | 0 | 0.04158 | 14.1816 | 90.6599 | 0.066143 | 0.077084 | 0.014024 | 5.3996 | 2.4693 | 4.0025 | 49.1752 | 0.66131 | 0.17352 | 0.00028697 | 9.0571e-05 | 0 | 4.203e-05 | 0.00013855 | 0.00012343
|  | 431.8387 | 0 | 0.024964 | 14.0953 | 94.8532 | 0.15652 | 0.34305 | 0.069133 | 5.6682 | 2.5866 | 4.1826 | 49.2835 | 0.69984 | 0.17444 | 0.00028699 | 9.3706e-05 | 0 | 1.0305e-05 | 0.00013855 | 0.00012344
|  | 432.0584 | 0.0086542 | 0.04158 | 13.6308 | 96.409 | 0.06269 | 0.053239 | 0.019545 | 5.7687 | 2.6062 | 4.2283 | 49.485 | 0.72943 | 0.17535 | 0.00028701 | 0.00011137 | 0 | 2.0612e-05 | 0.00014697 | 0.00012345
|  | 432.2781 | -0.034773 | -0.0083014 | 13.2978 | 98.5488 | 0.16007 | 0.34451 | 0.085604 | 5.9135 | 2.6901 | 4.3205 | 49.7887 | 0.81898 | 0.17636 | 0.00028703 | 0.00010874 | 0 | 2.0613e-05 | 0.00014698 | 0.00012345
|  | 432.4979 | 0.017407 | 0.04158 | 12.8684 | 100.7449 | 0.063991 | 0.07845 | 0.0205 | 6.0477 | 2.6948 | 4.3758 | 49.7786 | 0.89245 | 0.17828 | 0.00028705 | 0.00011119 | 0 | 2.0615e-05 | 0.00014699 | 0.00012346
|  | 432.7176 | 0.061536 | 0.08316 | 12.6451 | 103.3853 | 0.16027 | 0.42028 | 0.08271 | 6.228 | 2.7873 | 4.5013 | 49.8564 | 0.91847 | 0.18093 | 0.00028708 | 0.0001284 | 0 | 3.0928e-05 | 0.0001386 | 0.00012348
|  | 432.9374 | -0.044172 | -0.04158 | 12.2371 | 105.4861 | 0.076744 | 0.12711 | 0.010616 | 6.3482 | 2.8025 | 4.5461 | 50.1288 | 0.99013 | 0.1824 | 0.00028709 | 0.00015778 | 0 | 3.0933e-05 | 0.0001386 | 0.00012348
|  | 433.1572 | 0.026907 | 0.04158 | 12.0692 | 108.8109 | 0.1644 | 0.35975 | 0.071845 | 6.5807 | 2.9182 | 4.6944 | 50.15 | 1.0725 | 0.1842 | 0.00028711 | 0.00015779 | 0 | 2.0625e-05 | 0.00014702 | 0.00012349
|  | 433.377 | 0 | 0.024945 | 11.7729 | 112.0576 | 0.063809 | 0.070891 | 0.021867 | 6.7658 | 2.9611 | 4.8085 | 49.8303 | 1.1085 | 0.18687 | 0.00028715 | 0.0001229 | 0 | 2.0628e-05 | 0.00014704 | 0.0001235
|  | 433.5968 | 0 | 0 | 11.5577 | 114.3503 | 0.17722 | 0.40788 | 0.10056 | 6.9421 | 3.0483 | 4.9109 | 49.1222 | 1.1828 | 0.18889 | 0.00028715 | 0.0001057 | 0 | 3.1904e-05 | 0.00013863 | 0.0001235
|  | 433.8166 | 0.078945 | 0.091476 | 11.1413 | 116.7201 | 0.079411 | 0.086268 | 0.026453 | 7.1105 | 3.0674 | 4.9679 | 48.2977 | 1.2617 | 0.1913 | 0.00028717 | 0.00010571 | 0 | 3.1903e-05 | 0.00013023 | 0.00012352
|  | 434.0364 | 0.026665 | 0.04158 | 11.0335 | 120.2535 | 0.1535 | 0.32823 | 0.087629 | 7.3441 | 3.1794 | 5.1129 | 47.7656 | 1.3407 | 0.19442 | 0.0002872 | 0.00010572 | 4.8873e-05 | 2.0628e-05 | 0.00013024 | 0.00012353
|  | 434.2563 | 0.026018 | 0.04158 | 10.6778 | 122.7671 | 0.067435 | 0.081946 | 0.022241 | 7.5028 | 3.1964 | 5.1857 | 46.6913 | 1.451 | 0.19738 | 0.00028723 | 0.00012343 | 4.8878e-05 | 3.1913e-05 | 0.00013025 | 0.00012354
|  | 434.4762 | 0.0086112 | 0.04158 | 10.5327 | 126.2088 | 0.13226 | 0.34854 | 0.076079 | 7.7539 | 3.2998 | 5.3198 | 45.0618 | 1.5577 | 0.19911 | 0.00028724 | 9.4049e-05 | 0 | 2.1597e-05 | 0.00013868 | 0.00012354
|  | 434.696 | 0 | 0.0083791 | 10.0884 | 127.6126 | 0.056062 | 0.089913 | 0.020215 | 7.8332 | 3.2942 | 5.3541 | 43.7046 | 1.6347 | 0.20164 | 0.00028725 | 7.9477e-05 | 0 | 2.0632e-05 | 0.0001471 | 0.00012355
|  | 434.9159 | 0 | 0.024996 | 9.8384 | 129.2783 | 0.15137 | 0.39236 | 0.082467 | 7.9666 | 3.3597 | 5.4226 | 43.127 | 1.7558 | 0.20555 | 0.00028728 | 9.4302e-05 | 0 | 3.095e-05 | 0.00014711 | 0.00012356
|  | 435.1358 | 0.03542 | 0.04158 | 9.2492 | 128.2096 | 0.069558 | 0.092911 | 0.011937 | 7.9216 | 3.2989 | 5.3484 | 42.8561 | 1.9397 | 0.20769 | 0.00028731 | 0.00010839 | 0 | 3.0974e-05 | 0.00014712 | 0.00012357
|  | 435.3558 | -0.044172 | -0.04158 | 8.9864 | 129.7857 | 0.16589 | 0.377 | 0.08218 | 8.0678 | 3.3608 | 5.4198 | 41.3838 | 2.0356 | 0.20995 | 0.00028732 | 0.00010766 | 0 | 3.0979e-05 | 0.00014713 | 0.00012358
|  | 435.5757 | 0.052784 | 0.074905 | 8.6594 | 131.6109 | 0.061906 | 0.11188 | 0.033191 | 8.185 | 3.3856 | 5.4838 | 39.8482 | 2.1459 | 0.21371 | 0.00028733 | 0.00012538 | 0 | 4.2086e-05 | 0.00014714 | 0.00012358
|  | 435.7957 | 0.035418 | 0.04158 | 8.5438 | 135.2271 | 0.13485 | 0.33254 | 0.063864 | 8.4609 | 3.4855 | 5.6293 | 39.1215 | 2.3192 | 0.21719 | 0.00028737 | 9.6683e-05 | 0 | 3.177e-05 | 0.00013874 | 0.0001236
|  | 436.0156 | 0.0087545 | 0.04158 | 8.2808 | 138.5256 | 0.049985 | 0.031033 | 0.0065623 | 8.6731 | 3.53 | 5.744 | 38.2193 | 2.4625 | 0.22035 | 0.00028737 | 8.1861e-05 | 0 | 0 | 0.00013032 | 0.0001236
|  | 436.2356 | 0.070334 | 0.08316 | 8.1779 | 141.9849 | 0.16462 | 0.36571 | 0.074619 | 8.9465 | 3.6478 | 5.8978 | 37.1201 | 2.6368 | 0.22406 | 0.00028741 | 9.3366e-05 | 0 | 0 | 0.00013034 | 0.00012362
|  | 436.4556 | 0 | 0.0083014 | 7.8281 | 143.8215 | 0.073575 | 0.066576 | 0.016011 | 9.0785 | 3.6592 | 5.9615 | 35.993 | 2.8197 | 0.22787 | 0.00028743 | 0.0001082 | 0 | 2.067e-05 | 0.00013877 | 0.00012362
|  | 436.6756 | 0.044172 | 0.08316 | 7.7096 | 146.3006 | 0.15993 | 0.3586 | 0.07973 | 9.2986 | 3.7566 | 6.0807 | 34.7762 | 3.0072 | 0.23092 | 0.00028744 | 0.00012592 | 0 | 2.0671e-05 | 0.00014719 | 0.00012363
|  | 436.8956 | 0.017265 | 0.04158 | 7.4327 | 149.2279 | 0.081278 | 0.131 | 0.011508 | 9.4939 | 3.8122 | 6.1853 | 33.7116 | 3.2271 | 0.23494 | 0.00028747 | 0.00012593 | 0 | 1.0326e-05 | 0.00014721 | 0.00012364
|  | 437.1157 | -0.044172 | -0.01663 | 7.2682 | 151.3694 | 0.15521 | 0.37098 | 0.073893 | 9.7324 | 3.8908 | 6.2986 | 32.7491 | 3.4273 | 0.23935 | 0.00028749 | 0.00011136 | 0 | 1.0326e-05 | 0.00014722 | 0.00012365
|  | 437.3357 | 0.044172 | 0.04158 | 6.974 | 153.8009 | 0.081495 | 0.10833 | 0.015064 | 9.9187 | 3.918 | 6.3711 | 31.4956 | 3.6363 | 0.24277 | 0.00028751 | 0.00011136 | 0 | 3.0999e-05 | 0.00014723 | 0.00012366
|  | 437.5558 | 0 | 0.04158 | 6.837 | 155.6001 | 0.15288 | 0.3343 | 0.074609 | 10.1026 | 3.9853 | 6.4783 | 30.1545 | 3.8508 | 0.2469 | 0.00028752 | 9.3641e-05 | 0 | 3.1001e-05 | 0.00013881 | 0.00012366
|  | 437.7759 | 0 | 0 | 6.473 | 156.3736 | 0.053442 | 0.099046 | 0.011374 | 10.187 | 3.9872 | 6.5101 | 29.1308 | 4.0594 | 0.25025 | 0.00028756 | 9.3654e-05 | 4.8935e-05 | 1.0329e-05 | 0.00013883 | 0.00012368
|  | 437.996 | 0.044172 | 0.04158 | 6.4191 | 160.2461 | 0.1343 | 0.36944 | 0.079014 | 10.5188 | 4.1226 | 6.7075 | 28.3567 | 4.3696 | 0.25314 | 0.00028756 | 0.00015803 | 4.8935e-05 | 1.0329e-05 | 0.00014725 | 0.00012368
|  | 438.2161 | 0.044172 | 0.04158 | 6.1762 | 163.1173 | 0.059792 | 0.070766 | 0.018005 | 10.7522 | 4.1726 | 6.8254 | 27.3796 | 4.6832 | 0.25804 | 0.0002876 | 0.00015806 | 0 | 2.0683e-05 | 0.00014727 | 0.0001237
|  | 438.4362 | 0 | 0 | 6.1583 | 167.036 | 0.15601 | 0.32212 | 0.069315 | 11.1224 | 4.3242 | 7.0228 | 26.2794 | 4.963 | 0.26164 | 0.0002876 | 0.00010826 | 0 | 2.0683e-05 | 0.00014727 | 0.0001237
|  | 438.6564 | 0.044172 | 0.04158 | 5.9171 | 170.6974 | 0.070096 | 0.14428 | 0.0129 | 11.4323 | 4.3981 | 7.1802 | 25.3833 | 5.3081 | 0.26573 | 0.00028764 | 0.00010828 | 4.8948e-05 | 2.066e-05 | 0.0001473 | 0.00012372
|  | 438.8765 | -0.017507 | -0.0083014 | 5.9139 | 175.5836 | 0.13449 | 0.3597 | 0.070183 | 11.8687 | 4.5595 | 7.4353 | 24.4185 | 5.6224 | 0.27172 | 0.00028765 | 0.00014035 | 4.8951e-05 | 2.0661e-05 | 0.0001473 | 0.00012372
|  | 439.0967 | 0 | 0 | 5.7089 | 178.4797 | 0.054361 | 0.076344 | 0.016889 | 12.1339 | 4.6247 | 7.5834 | 23.3808 | 5.9626 | 0.27521 | 0.00028767 | 0.00014036 | 4.8953e-05 | 5.2486e-05 | 0.00014731 | 0.00012373
|  | 439.3169 | 0.044172 | 0.04158 | 5.6597 | 181.9373 | 0.13301 | 0.3652 | 0.074477 | 12.5126 | 4.7722 | 7.7693 | 22.3732 | 6.3319 | 0.27951 | 0.00025701 | 9.3653e-05 | 4.8957e-05 | 5.2491e-05 | 0.00014732 | 0.00012374
|  | 439.5371 | -0.044172 | -0.04158 | 5.3898 | 183.5984 | 0.057707 | 0.069818 | 0.005173 | 12.6992 | 4.7969 | 7.89 | 21.4162 | 6.7111 | 0.28693 | 0.00025704 | 9.3662e-05 | 0 | 2.0666e-05 | 0.00014734 | 0.00012375
|  | 439.7573 | 0.035418 | 0.04158 | 5.3416 | 186.1448 | 0.13081 | 0.34368 | 0.057269 | 13.0267 | 4.9149 | 8.0716 | 20.4869 | 7.1053 | 0.29149 | 0.00028773 | 0.00010831 | 0 | 2.0667e-05 | 0.00013074 | 0.00012376
|  | 439.9775 | 0.018011 | 0.024996 | 5.064 | 187.1575 | 0.060092 | 0.067187 | 0.017224 | 13.2363 | 4.9619 | 8.1666 | 19.4896 | 7.4882 | 0.29542 | 0.00028776 | 9.058e-05 | 0 | 2.0694e-05 | 0.00013075 | 0.00012377
|  | 440.1977 | 0 | 0.016644 | 4.9655 | 188.555 | 0.14646 | 0.29383 | 0.071119 | 13.4728 | 5.0544 | 8.2871 | 18.6288 | 7.9381 | 0.30302 | 0.00028777 | 9.0824e-05 | 0 | 2.0695e-05 | 0.00014736 | 0.00012377
|  | 440.418 | 0.044172 | 0.04158 | 4.7999 | 190.341 | 0.060205 | 0.088912 | 0.012348 | 13.7494 | 5.1334 | 8.4563 | 18.0053 | 8.4782 | 0.30873 | 0.0002878 | 0.00010858 | 0 | 2.0672e-05 | 0.00014738 | 0.00012379
|  | 440.6383 | 0 | 0 | 4.7187 | 192.2038 | 0.13633 | 0.3016 | 0.061357 | 14.0384 | 5.2554 | 8.6356 | 17.3041 | 9.0162 | 0.31181 | 0.00028781 | 9.3736e-05 | 0 | 2.0673e-05 | 0.00013895 | 0.00012379
|  | 440.8585 | 0.026018 | 0.04158 | 4.5802 | 196.2786 | 0.046188 | 0.057603 | 0.0038082 | 14.4621 | 5.3742 | 8.8684 | 16.4147 | 9.4713 | 0.31876 | 0.00028784 | 9.3745e-05 | 0 | 4.1215e-05 | 0.00013896 | 0.0001238
|  | 441.0788 | 0.0086542 | 0.04158 | 4.5464 | 198.3802 | 0.14276 | 0.34459 | 0.079034 | 14.8526 | 5.5388 | 9.0929 | 15.7235 | 10.0327 | 0.32577 | 0.00028785 | 7.9098e-05 | 0 | 4.1217e-05 | 0.00013079 | 0.00012381
|  | 441.2991 | 0 | 0.024886 | 4.3441 | 199.9387 | 0.049323 | 0.060235 | 0.0094773 | 15.1571 | 5.6169 | 9.2598 | 15.2383 | 10.7329 | 0.32953 | 0.00028788 | 7.9105e-05 | 0 | 5.2525e-05 | 0.0001308 | 0.00012382
|  | 441.5195 | 0.088345 | 0.09154 | 4.3075 | 201.803 | 0.12933 | 0.31398 | 0.059404 | 15.487 | 5.7427 | 9.4659 | 14.6708 | 11.4109 | 0.33517 | 0.00028791 | 9.3766e-05 | 0 | 5.253e-05 | 0.00013082 | 0.00012383
|  | 441.7398 | 0 | 0.024996 | 4.107 | 202.1941 | 0.058849 | 0.13969 | 0.012023 | 15.7392 | 5.7956 | 9.5898 | 14.0663 | 12.0964 | 0.3425 | 0.00028792 | 7.602e-05 | 4.9343e-05 | 2.068e-05 | 0.00013082 | 0.00012384
|  | 441.9602 | -0.0086542 | 0 | 4.0356 | 204.1242 | 0.12547 | 0.32487 | 0.054357 | 16.1176 | 5.9348 | 9.8148 | 13.5042 | 12.8144 | 0.34803 | 0.00028793 | 7.5979e-05 | 4.9345e-05 | 2.0681e-05 | 0.00013083 | 0.00012384
|  | 442.1805 | 0.02602 | 0.04158 | 3.8492 | 202.4383 | 0.052133 | 0.084383 | 0.0063746 | 16.2328 | 5.9462 | 9.886 | 12.9687 | 13.569 | 0.35244 | 0.00028796 | 9.374e-05 | 0 | 3.1048e-05 | 0.00013084 | 0.00012385
|  | 442.4009 | 0 | 0 | 3.7676 | 201.9874 | 0.12377 | 0.28694 | 0.058922 | 16.4483 | 6.0458 | 10.0287 | 12.4284 | 14.3166 | 0.35918 | 0.00028799 | 9.3793e-05 | 0 | 3.1051e-05 | 0.00013085 | 0.00012387
|  | 442.6213 | 0 | 0 | 3.5947 | 201.0125 | 0.057265 | 0.044529 | 0.015644 | 16.6214 | 6.1 | 10.1513 | 11.8394 | 14.9935 | 0.36777 | 0.000288 | 9.3797e-05 | 4.901e-05 | 4.1238e-05 | 0.00013086 | 0.00013424
|  | 442.8417 | -0.017407 | 0 | 3.5773 | 202.1874 | 0.12734 | 0.30025 | 0.060469 | 17.0124 | 6.246 | 10.3801 | 11.3473 | 15.8329 | 0.373 | 0.00028803 | 9.3761e-05 | 4.9014e-05 | 4.1242e-05 | 0.00013906 | 0.00013425
|  | 443.0622 | -0.017366 | -0.0083288 | 3.4275 | 202.5463 | 0.050037 | 0.038845 | 0.0057807 | 17.33 | 6.3476 | 10.5718 | 10.9465 | 16.7849 | 0.38004 | 0.00028804 | 9.3766e-05 | 0 | 5.2554e-05 | 0.00013906 | 0.00012389
|  | 443.2826 | 0.0086112 | 0.04158 | 3.4307 | 203.2928 | 0.13375 | 0.34816 | 0.066654 | 17.7331 | 6.5035 | 10.8324 | 10.4924 | 17.647 | 0.39066 | 0.00028807 | 7.9157e-05 | 0 | 5.2559e-05 | 0.00013089 | 0.0001239
|  | 443.503 | 0.0086112 | 0.033201 | 3.2513 | 203.2483 | 0.050436 | 0.075431 | 0.0058141 | 18.0129 | 6.5888 | 11.0495 | 10.0408 | 18.538 | 0.39729 | 0.00028808 | 6.1901e-05 | 4.951e-05 | 2.0692e-05 | 0.00013089 | 0.00012391
|  | 443.7235 | 0.02602 | 0.04158 | 3.2832 | 203.938 | 0.14298 | 0.30388 | 0.07719 | 18.4608 | 6.7664 | 11.3138 | 9.6148 | 19.4373 | 0.40529 | 0.00028811 | 9.4289e-05 | 4.9515e-05 | 2.0694e-05 | 0.00014753 | 0.00012392
|  | 443.944 | 0.034773 | 0.04158 | 3.1367 | 203.4136 | 0.049698 | 0.075346 | 0.01755 | 18.7355 | 6.8569 | 11.4971 | 9.2004 | 20.3242 | 0.41654 | 0.00028812 | 0.00011156 | 4.9377e-05 | 3.1066e-05 | 0.00014754 | 0.00012392
|  | 444.1645 | 0 | 0.0083151 | 3.0862 | 201.9378 | 0.12685 | 0.31527 | 0.053873 | 18.9432 | 6.9468 | 11.6422 | 8.8034 | 21.2497 | 0.42516 | 0.00028815 | 0.00010871 | 4.9382e-05 | 3.1068e-05 | 0.00013911 | 0.00012393
|  | 444.385 | 0.035418 | 0.04158 | 2.9763 | 202.1451 | 0.052865 | 0.069215 | 0.0075735 | 19.3598 | 7.0719 | 11.9354 | 8.4285 | 22.1998 | 0.43258 | 0.00028817 | 0.00010872 | 0 | 2.1667e-05 | 0.00013913 | 0.00012395
|  | 444.6055 | 0.044172 | 0.074832 | 2.9758 | 201.2199 | 0.11877 | 0.32595 | 0.053291 | 19.6949 | 7.2091 | 12.1526 | 8.1268 | 23.3179 | 0.44215 | 0.00028819 | 9.3858e-05 | 0 | 2.1668e-05 | 0.00014758 | 0.00012395
|  | 444.8261 | 0.044172 | 0.08316 | 2.8523 | 200.2383 | 0.044458 | 0.046587 | 0.015587 | 19.9911 | 7.3248 | 12.3559 | 7.9086 | 24.67 | 0.45258 | 0.00028821 | 9.3866e-05 | 9.8631e-05 | 5.2586e-05 | 0.00014759 | 0.00012396
|  | 445.0466 | 0.035518 | 0.04158 | 2.8648 | 201.1047 | 0.13424 | 0.29203 | 0.065841 | 20.5263 | 7.5406 | 12.6963 | 7.6554 | 25.9494 | 0.4604 | 0.00028823 | 0.0001085 | 9.8636e-05 | 5.2588e-05 | 0.00013096 | 0.00011373
|  | 445.2672 | 0.052784 | 0.074905 | 2.7028 | 198.3336 | 0.04533 | 0.068836 | 0.011768 | 20.6762 | 7.5658 | 12.8072 | 7.3791 | 27.1146 | 0.47054 | 0.00028824 | 0.0001085 | 9.8588e-05 | 5.2591e-05 | 0.00013097 | 0.00011374
|  | 445.4878 | 0.044172 | 0.04158 | 2.715 | 198.2216 | 0.12682 | 0.26922 | 0.051005 | 21.1392 | 7.7536 | 13.1562 | 7.1217 | 28.4179 | 0.48215 | 0.00028827 | 7.9211e-05 | 9.8597e-05 | 5.2596e-05 | 0.00013917 | 0.00012399
|  | 445.7084 | 0.044172 | 0.04158 | 2.5981 | 197.0048 | 0.04579 | 0.057878 | -0.0013915 | 21.4823 | 7.8567 | 13.3804 | 6.8852 | 29.8203 | 0.49068 | 0.00028829 | 7.9219e-05 | 0 | 4.128e-05 | 0.00013918 | 0.00013438
|  | 445.929 | 0 | 0.0083151 | 2.6216 | 196.3932 | 0.12225 | 0.33092 | 0.060591 | 21.9216 | 8.0387 | 13.6894 | 6.6828 | 31.2548 | 0.50145 | 0.00028831 | 9.3853e-05 | 0 | 4.1282e-05 | 0.00013919 | 0.00013439
|  | 446.1496 | 0 | 0 | 2.4982 | 193.7623 | 0.054474 | 0.084241 | 0.0068617 | 22.1141 | 8.0944 | 13.8394 | 6.4614 | 32.6379 | 0.51434 | 0.00028833 | 9.3861e-05 | 4.9066e-05 | 5.2608e-05 | 0.0001392 | 0.00012401
|  | 446.3702 | 0.044172 | 0.04158 | 2.5239 | 193.2739 | 0.13427 | 0.30383 | 0.054335 | 22.6047 | 8.301 | 14.1781 | 6.3079 | 34.3046 | 0.5265 | 0.00025761 | 7.9237e-05 | 4.9071e-05 | 5.2613e-05 | 0.00013922 | 0.00012403
|  | 446.5909 | 0.026807 | 0.033201 | 2.3904 | 191.0232 | 0.049192 | 0.043338 | 0.0051111 | 22.8876 | 8.379 | 14.3772 | 6.1481 | 36.0223 | 0.53942 | 0.00025761 | 7.9237e-05 | 4.9559e-05 | 4.2415e-05 | 0.00013922 | 0.00012403
|  | 446.8116 | 0.044172 | 0.04158 | 2.4114 | 189.4712 | 0.13528 | 0.25587 | 0.058452 | 23.2554 | 8.5279 | 14.6473 | 5.8829 | 37.0786 | 0.55139 | 0.0002884 | 7.9248e-05 | 4.9565e-05 | 4.2421e-05 | 0.00013949 | 0.00012404
|  | 447.0322 | 0 | 0.0082558 | 2.2789 | 186.2494 | 0.052668 | 0.050986 | 0.003704 | 23.4031 | 8.5766 | 14.8043 | 5.6542 | 38.1335 | 0.56273 | 0.00028841 | 7.9252e-05 | 4.9568e-05 | 4.1297e-05 | 0.0001395 | 0.00012405
|  | 447.2529 | 0.017407 | 0.033324 | 2.3065 | 185.1495 | 0.13042 | 0.31504 | 0.06363 | 23.8757 | 8.7485 | 15.1307 | 5.4557 | 39.5313 | 0.57521 | 0.00028843 | 7.9255e-05 | 4.957e-05 | 4.1299e-05 | 0.00013925 | 0.00012405
|  | 447.4736 | 0 | 0.025023 | 2.1791 | 183.0113 | 0.054839 | 0.047987 | 0.0019723 | 24.1602 | 8.8209 | 15.318 | 5.2404 | 40.8142 | 0.58963 | 0.00028845 | 7.9263e-05 | 0.0001481 | 5.263e-05 | 0.00013926 | 0.00012407
|  | 447.6944 | 0.017407 | 0.025023 | 2.1994 | 178.9517 | 0.12876 | 0.28743 | 0.056175 | 24.2193 | 8.8716 | 15.4273 | 5.0798 | 42.0524 | 0.6017 | 0.00025967 | 7.927e-05 | 0.00014811 | 5.2635e-05 | 0.00014773 | 0.00012408
|  | 447.9151 | 0.044172 | 0.04158 | 2.0516 | 175.4007 | 0.054082 | 0.029556 | -0.0045433 | 24.3557 | 8.8789 | 15.5292 | 4.9239 | 43.5217 | 0.61458 | 0.00025968 | 7.9274e-05 | 0.00014782 | 4.2275e-05 | 0.00014773 | 0.00012408
|  | 448.1359 | 0.052827 | 0.08316 | 2.1112 | 173.1141 | 0.14506 | 0.2723 | 0.058729 | 24.6725 | 9.0005 | 15.7923 | 4.7893 | 45.2107 | 0.63017 | 0.00022893 | 7.9277e-05 | 0.00014783 | 4.2277e-05 | 0.00013131 | 0.00012409
|  | 448.3566 | 0.017407 | 0.024996 | 2.006 | 169.3272 | 0.069344 | 0.050528 | 0.01422 | 24.7814 | 9.0114 | 15.8742 | 4.6634 | 46.8337 | 0.64192 | 0.00022895 | 7.9285e-05 | 9.8689e-05 | 4.2258e-05 | 0.00013133 | 0.0001241
|  | 448.5774 | 0 | 0.016694 | 2.0377 | 169.374 | 0.14375 | 0.3213 | 0.071211 | 25.4205 | 9.23 | 16.3316 | 4.5022 | 48.2814 | 0.65543 | 0.00025964 | 9.658e-05 | 9.8698e-05 | 4.2262e-05 | 0.00014777 | 0.00012411
|  | 448.7982 | 0.088345 | 0.08316 | 1.9213 | 166.6656 | 0.055673 | 0.085157 | 0.0060701 | 25.653 | 9.2479 | 16.4868 | 4.3802 | 49.7219 | 0.67321 | 0.0087239 | 0.0012445 | -0.003507 | -0.00017653 | 0.0060941 | 0.0050606
|  | 449.019 | 0.0086112 | 0.016708 | 1.9621 | 164.2027 | 0.14183 | 0.29791 | 0.058141 | 25.9299 | 9.3479 | 16.6947 | 4.2362 | 51.1549 | 0.68675 | 0.071235 | 0.01456 | -0.0085024 | 0.0022172 | 0.044752 | 0.038075
|  | 449.2398 | 0.026018 | 0.04158 | 1.843 | 160.2853 | 0.072775 | 0.050193 | 0.015387 | 25.9828 | 9.3224 | 16.7712 | 4.1001 | 52.5021 | 0.70281 | 0.16847 | 0.053831 | 0.066361 | 0.021046 | 0.08436 | 0.076359
|  | 449.4606 | 0.044172 | 0.074832 | 1.8814 | 159.3145 | 0.14753 | 0.28929 | 0.056499 | 26.4779 | 9.4966 | 17.1296 | 4.021 | 53.8043 | 0.72087 | 0.166 | 0.053607 | 0.048832 | 0.020189 | 0.085129 | 0.079015
|  | 449.6815 | -0.0093997 | 0 | 1.7687 | 154.4408 | 0.058285 | 0.096815 | -0.0034076 | 26.3348 | 9.3754 | 17.047 | 3.8853 | 55.0051 | 0.73536 | 0.18209 | 0.062412 | 0.045745 | 0.026285 | 0.087315 | 0.082317
|  | 449.9024 | 0.044172 | 0.04158 | 1.7884 | 151.0769 | 0.13942 | 0.32795 | 0.0628 | 26.4236 | 9.3835 | 17.1461 | 3.7516 | 56.2356 | 0.75382 | 0.17884 | 0.065043 | 0.060164 | 0.02832 | 0.085857 | 0.081697
|  | 450.1232 | 0 | 0.033251 | 1.6601 | 148.6452 | 0.062422 | 0.01189 | -0.0048358 | 26.682 | 9.387 | 17.2983 | 3.6723 | 57.3728 | 0.77413 | 0.15554 | 0.055526 | 0.053079 | 0.021678 | 0.080895 | 0.077853
|  | 450.3441 | 0 | 0 | 1.7104 | 147.0814 | 0.1496 | 0.28058 | 0.06486 | 27.0953 | 9.5302 | 17.5794 | 3.5178 | 58.0156 | 0.79168 | 0.15031 | 0.056803 | 0.052731 | 0.020621 | 0.076583 | 0.075945
|  | 450.565 | 0.044172 | 0.04158 | 1.5937 | 143.6413 | 0.059852 | 0.054084 | 0.0108 | 27.1286 | 9.4655 | 17.6219 | 3.3599 | 58.537 | 0.81435 | 0.15505 | 0.058083 | 0.059825 | 0.024236 | 0.080314 | 0.076773
|  | 450.786 | 0 | 0 | 1.6526 | 141.3047 | 0.16205 | 0.32258 | 0.06251 | 27.3802 | 9.4827 | 17.7877 | 3.2433 | 59.0668 | 0.84016 | 0.15739 | 0.056455 | 0.052661 | 0.026324 | 0.082308 | 0.073683
|  | 451.0069 | 0.018153 | 0.04158 | 1.5672 | 139.7953 | 0.061814 | 0.03237 | 0.0034091 | 27.7719 | 9.5366 | 18.0291 | 3.1462 | 59.4632 | 0.86452 | 0.15589 | 0.055971 | 0.054823 | 0.025309 | 0.074718 | 0.068751
|  | 451.2278 | 0.0086112 | 0.04158 | 1.6266 | 137.3763 | 0.16099 | 0.29023 | 0.06508 | 27.9606 | 9.5648 | 18.1792 | 3.088 | 59.8758 | 0.88593 | 0.15832 | 0.051302 | 0.060631 | 0.023036 | 0.070604 | 0.066174
|  | 451.4488 | 0.017265 | 0.04158 | 1.5164 | 134.557 | 0.08083 | 0.044767 | 0.01846 | 28.1027 | 9.5063 | 18.2729 | 3.0056 | 60.0976 | 0.91841 | 0.1583 | 0.050128 | 0.062961 | 0.021828 | 0.075905 | 0.069204
|  | 451.6698 | 0 | 0 | 1.5406 | 132.564 | 0.16217 | 0.31105 | 0.056816 | 28.3899 | 9.5372 | 18.435 | 2.909 | 60.0241 | 0.95932 | 0.15494 | 0.051647 | 0.065496 | 0.02109 | 0.076223 | 0.07234
|  | 451.8908 | 0 | 0.0082558 | 1.4375 | 129.3946 | 0.068155 | 0.070744 | 0.0015327 | 28.3784 | 9.4119 | 18.4055 | 2.76 | 59.6479 | 1.0278 | 0.14456 | 0.047717 | 0.049065 | 0.022232 | 0.070732 | 0.068606
|  | 452.1118 | 0.044172 | 0.04158 | 1.4851 | 127.5234 | 0.16183 | 0.31252 | 0.058914 | 28.6509 | 9.4469 | 18.5941 | 2.605 | 59.0437 | 1.079 | 0.14365 | 0.048874 | 0.036832 | 0.023832 | 0.069343 | 0.065503
|  | 452.3328 | 0 | 0.033324 | 1.3774 | 124.5183 | 0.063535 | 0.095272 | -0.0046432 | 28.6696 | 9.3117 | 18.5448 | 2.5342 | 58.5385 | 1.1229 | 0.13368 | 0.047503 | 0.048557 | 0.022256 | 0.065954 | 0.064024
|  | 452.5538 | 0.044172 | 0.04158 | 1.4301 | 122.5339 | 0.15127 | 0.3207 | 0.058309 | 28.8612 | 9.312 | 18.6671 | 2.4892 | 58.2042 | 1.1977 | 0.11605 | 0.044268 | 0.057892 | 0.018166 | 0.065001 | 0.061091
|  | 452.7749 | 0.017366 | 0.02495 | 1.3316 | 120.4997 | 0.085378 | 0.054611 | 0.0068236 | 29.0676 | 9.2503 | 18.7641 | 2.3532 | 57.3339 | 1.2714 | 0.11949 | 0.044995 | 0.048393 | 0.016073 | 0.064883 | 0.059543
|  | 452.9959 | 0.044172 | 0.049909 | 1.3844 | 119.7974 | 0.17546 | 0.36419 | 0.061479 | 29.5357 | 9.3198 | 19.0202 | 2.2424 | 56.268 | 1.3288 | 0.12961 | 0.043909 | 0.049471 | 0.01915 | 0.065175 | 0.063592
|  | 453.217 | 0.035561 | 0.04158 | 1.2966 | 117.9824 | 0.087784 | 0.099399 | 0.0026193 | 29.7747 | 9.2715 | 19.1732 | 2.171 | 55.2396 | 1.4108 | 0.12814 | 0.04116 | 0.058684 | 0.01751 | 0.065228 | 0.064405
|  | 453.4381 | 0.044172 | 0.04158 | 1.3595 | 116.2194 | 0.17992 | 0.35444 | 0.061029 | 29.9394 | 9.2247 | 19.2326 | 2.076 | 54.0444 | 1.4935 | 0.13232 | 0.042575 | 0.054664 | 0.019759 | 0.064188 | 0.061983
|  | 453.6592 | 0.044172 | 0.04158 | 1.2352 | 113.7662 | 0.082539 | 0.017294 | 0.0033168 | 29.9944 | 9.0916 | 19.2384 | 2.0148 | 52.9416 | 1.5687 | 0.13749 | 0.045996 | 0.034911 | 0.023304 | 0.066742 | 0.063481
|  | 453.8803 | 0.044172 | 0.04158 | 1.3185 | 111.515 | 0.18068 | 0.33252 | 0.069343 | 30.022 | 9.0157 | 19.1831 | 1.9679 | 51.9797 | 1.6455 | 0.1284 | 0.043748 | 0.035222 | 0.019397 | 0.065233 | 0.060193
|  | 454.1015 | 0 | 0.016571 | 1.2157 | 108.3218 | 0.08832 | 0.10079 | 0.012193 | 29.7982 | 8.8136 | 19.0197 | 1.9354 | 51.3563 | 1.7388 | 0.12477 | 0.042394 | 0.047356 | 0.02104 | 0.064512 | 0.060612
|  | 454.3226 | 0.070191 | 0.08316 | 1.2691 | 105.9848 | 0.18757 | 0.36989 | 0.066247 | 29.7665 | 8.6915 | 18.9634 | 1.9088 | 50.8711 | 1.8298 | 0.12533 | 0.046004 | 0.035754 | 0.022748 | 0.06493 | 0.062448
|  | 454.5438 | 0.044172 | 0.04158 | 1.1636 | 104.0019 | 0.08921 | 0.037907 | -0.0013699 | 29.8458 | 8.5637 | 18.9208 | 1.8315 | 50.288 | 1.9255 | 0.11925 | 0.04752 | 0.030774 | 0.019905 | 0.062098 | 0.058438
|  | 454.7649 | 0.044172 | 0.04158 | 1.2072 | 102.4309 | 0.18983 | 0.35824 | 0.070503 | 29.9584 | 8.5077 | 18.939 | 1.5881 | 49.3798 | 2.0482 | 0.11941 | 0.042023 | 0.042075 | 0.019139 | 0.059999 | 0.057017
|  | 454.9861 | 0.052925 | 0.06648 | 1.108 | 100.287 | 0.083883 | 0.038219 | 0.0021774 | 29.8975 | 8.3646 | 18.8716 | 1.5622 | 48.2347 | 2.1801 | 0.12695 | 0.04045 | 0.055349 | 0.020486 | 0.062104 | 0.057713
|  | 455.2073 | 0.044172 | 0.04158 | 1.1532 | 98.5647 | 0.19644 | 0.36132 | 0.067871 | 29.9207 | 8.2681 | 18.8025 | 1.7155 | 47.135 | 2.3253 | 0.12549 | 0.040748 | 0.045387 | 0.022411 | 0.063201 | 0.059404
|  | 455.4285 | 0.0087529 | 0.024945 | 1.0355 | 95.8669 | 0.083466 | 0.06113 | -0.0027936 | 29.6937 | 8.0459 | 18.6023 | 1.6592 | 45.9425 | 2.4674 | 0.12203 | 0.039248 | 0.037471 | 0.021458 | 0.061321 | 0.057877
|  | 455.6498 | 0.070334 | 0.08316 | 1.1581 | 94.7238 | 0.19582 | 0.32163 | 0.069498 | 29.8307 | 8.0016 | 18.6492 | 1.5768 | 44.4735 | 2.5784 | 0.11679 | 0.041 | 0.041614 | 0.017936 | 0.057955 | 0.053067
|  | 455.871 | 0.044172 | 0.049895 | 1.0401 | 92.3344 | 0.09135 | 0.036399 | 0.0020772 | 29.6005 | 7.8119 | 18.4413 | 1.5682 | 43.196 | 2.7149 | 0.1097 | 0.042663 | 0.030809 | 0.015126 | 0.055899 | 0.051432
|  | 456.0923 | 0.018054 | 0.033324 | 1.1096 | 90.3966 | 0.2262 | 0.3842 | 0.072972 | 29.4641 | 7.6805 | 18.3346 | 1.3671 | 41.9425 | 2.8693 | 0.11722 | 0.045037 | 0.033504 | 0.017366 | 0.059808 | 0.056605
|  | 456.3135 | 0 | 0 | 0.98192 | 88.0736 | 0.10147 | 0.049229 | 0.00058054 | 29.2474 | 7.4949 | 18.1134 | 1.3241 | 40.7825 | 2.9732 | 0.1164 | 0.039346 | 0.049312 | 0.016672 | 0.059333 | 0.055632
|  | 456.5348 | 0 | 0 | 1.089 | 87.3835 | 0.23313 | 0.36356 | 0.077535 | 29.4649 | 7.4972 | 18.2296 | 1.4534 | 39.7136 | 3.0695 | 0.10512 | 0.035682 | 0.047912 | 0.011914 | 0.053915 | 0.0494
|  | 456.7561 | 0 | 0 | 0.97652 | 85.2815 | 0.10814 | 0.050516 | 0.00089442 | 29.2345 | 7.2939 | 18.0197 | 1.3898 | 38.3964 | 3.2179 | 0.10657 | 0.035439 | 0.034219 | 0.014991 | 0.054101 | 0.05003
|  | 456.9774 | 0 | 0 | 1.0594 | 83.6983 | 0.21874 | 0.37002 | 0.078166 | 29.1289 | 7.1938 | 17.9395 | 1.3831 | 36.9525 | 3.4059 | 0.11095 | 0.032221 | 0.035233 | 0.016207 | 0.055308 | 0.051966
|  | 457.1988 | 0 | 0 | 0.91881 | 81.3329 | 0.12378 | 0.093827 | 0.00028927 | 28.7679 | 6.995 | 17.6605 | 1.2999 | 35.2794 | 3.5793 | 0.11057 | 0.034204 | 0.039235 | 0.011956 | 0.053034 | 0.051709
|  | 457.4201 | 0 | 0 | 1.0367 | 80.809 | 0.22977 | 0.3732 | 0.066663 | 28.9556 | 6.9828 | 17.745 | 1.2175 | 33.6855 | 3.7371 | 0.11132 | 0.034892 | 0.048839 | 0.014631 | 0.054824 | 0.052447
|  | 457.6415 | 0 | 0 | 0.8943 | 79.09 | 0.12265 | 0.016287 | -0.010734 | 28.7849 | 6.8289 | 17.5826 | 1.225 | 32.2437 | 3.8949 | 0.11326 | 0.032078 | 0.04043 | 0.015669 | 0.055312 | 0.050394
|  | 457.8628 | 0 | 0 | 0.98767 | 77.6222 | 0.25619 | 0.38467 | 0.067432 | 28.5858 | 6.7525 | 17.4931 | 1.1254 | 30.6138 | 4.0837 | 0.10957 | 0.033504 | 0.025868 | 0.015441 | 0.05454 | 0.050201
|  | 458.0842 | 0 | 0 | 0.85722 | 75.613 | 0.10855 | 0.052562 | -0.0010143 | 28.2583 | 6.5668 | 17.2668 | 1.047 | 29.0518 | 4.2873 | 0.10133 | 0.036571 | 0.027849 | 0.016293 | 0.053771 | 0.050506
|  | 458.3056 | 0 | 0 | 0.97586 | 74.3953 | 0.25056 | 0.39874 | 0.071391 | 28.1422 | 6.5112 | 17.2039 | 1.0752 | 27.9104 | 4.4441 | 0.11015 | 0.038774 | 0.03407 | 0.017921 | 0.051899 | 0.049519
|  | 458.527 | 0 | 0 | 0.86907 | 72.2733 | 0.13145 | 0.0014764 | -0.006127 | 27.7074 | 6.3125 | 16.9065 | 1.0896 | 27.0165 | 4.6387 | 0.10717 | 0.03308 | 0.041344 | 0.016051 | 0.048617 | 0.046553
|  | 458.7484 | 0 | 0 | 0.98085 | 71.4779 | 0.26241 | 0.40845 | 0.082336 | 27.7079 | 6.2985 | 16.921 | 1.0723 | 26.116 | 4.9032 | 0.10073 | 0.028631 | 0.044707 | 0.014219 | 0.047887 | 0.046561
|  | 458.9699 | 0 | 0 | 0.82839 | 69.3128 | 0.14896 | 0.070125 | 0.0043753 | 27.2752 | 6.1161 | 16.6793 | 0.99432 | 25.0781 | 5.1798 | 0.10856 | 0.03167 | 0.028851 | 0.013853 | 0.04896 | 0.04778
|  | 459.1913 | 0 | 0 | 0.93527 | 68.7379 | 0.2639 | 0.40657 | 0.077345 | 27.2082 | 6.1076 | 16.6723 | 0.91961 | 24.2116 | 5.437 | 0.11224 | 0.03312 | 0.016712 | 0.014389 | 0.049481 | 0.046255
|  | 459.4128 | 0 | 0 | 0.79459 | 66.7238 | 0.16001 | 0.043575 | -0.0047427 | 26.7547 | 5.9222 | 16.4525 | 0.96496 | 23.5394 | 5.679 | 0.11081 | 0.029058 | 0.026444 | 0.015056 | 0.050147 | 0.046335
|  | 459.6343 | 0 | 0 | 0.90398 | 66.1812 | 0.2727 | 0.39293 | 0.083742 | 26.776 | 5.9305 | 16.4548 | 0.95789 | 22.7402 | 5.968 | 0.10263 | 0.027781 | 0.038173 | 0.012223 | 0.047589 | 0.045217
|  | 459.8558 | 0 | 0 | 0.79217 | 63.6881 | 0.16195 | 0.067933 | 0.0029282 | 26.0996 | 5.717 | 16.0997 | 0.89773 | 21.9783 | 6.3219 | 0.10368 | 0.028152 | 0.034477 | 0.01323 | 0.047369 | 0.044937
|  | 460.0773 | 0 | 0 | 0.86777 | 62.477 | 0.28757 | 0.45492 | 0.089615 | 25.7585 | 5.6729 | 15.945 | 0.88648 | 21.3534 | 6.6911 | 0.11269 | 0.030203 | 0.029508 | 0.015113 | 0.048314 | 0.047568
|  | 460.2988 | 0 | 0 | 0.76501 | 60.4455 | 0.17744 | 0.018743 | -0.001581 | 25.2838 | 5.5049 | 15.7054 | 0.82397 | 20.7672 | 6.9672 | 0.11356 | 0.030577 | 0.029591 | 0.015123 | 0.047503 | 0.046147
|  | 460.5203 | 0 | 0 | 0.84974 | 59.6796 | 0.29499 | 0.39678 | 0.070657 | 25.1118 | 5.5013 | 15.6657 | 0.81924 | 20.2597 | 7.2531 | 0.11242 | 0.032592 | 0.033552 | 0.01556 | 0.049886 | 0.045721
|  | 460.7419 | 0 | 0 | 0.75101 | 57.5817 | 0.17179 | 0.067213 | 0.014334 | 24.4646 | 5.3222 | 15.3505 | 0.88631 | 19.7999 | 7.6338 | 0.10561 | 0.033655 | 0.03147 | 0.015219 | 0.05111 | 0.049022
|  | 460.9635 | 0 | 0 | 0.8275 | 57.1905 | 0.31064 | 0.39533 | 0.065305 | 24.4135 | 5.366 | 15.4682 | 0.87274 | 19.2271 | 8.0688 | 0.10561 | 0.032869 | 0.031356 | 0.014596 | 0.050237 | 0.049004
|  | 461.185 | 0 | 0 | 0.69929 | 55.6278 | 0.19619 | 0.013137 | -0.0086981 | 24.0258 | 5.2266 | 15.2501 | 0.88144 | 18.6786 | 8.4885 | 0.10903 | 0.03399 | 0.042184 | 0.013171 | 0.049021 | 0.046217
|  | 461.4066 | 0 | 0 | 0.81743 | 54.4783 | 0.3014 | 0.44613 | 0.074882 | 23.723 | 5.2118 | 15.1706 | 0.91324 | 18.1147 | 8.9007 | 0.11116 | 0.03363 | 0.047065 | 0.012991 | 0.048806 | 0.046418
|  | 461.6282 | 0 | 0 | 0.69844 | 53.6559 | 0.18926 | 0.072528 | 0.0030435 | 23.534 | 5.1484 | 15.1816 | 0.84435 | 17.2832 | 9.4296 | 0.11517 | 0.033652 | 0.046816 | 0.011412 | 0.048777 | 0.045932
|  | 461.8498 | 0 | 0 | 0.82379 | 53.2656 | 0.32123 | 0.35976 | 0.079084 | 23.4893 | 5.2039 | 15.2618 | 0.79453 | 16.5457 | 9.9392 | 0.12143 | 0.033102 | 0.051372 | 0.015232 | 0.049896 | 0.047475
|  | 462.0715 | 0 | 0 | 0.67922 | 51.9129 | 0.21867 | 0.049433 | 0.0072934 | 23.0744 | 5.1112 | 15.145 | 0.78797 | 15.9749 | 10.3314 | 0.12135 | 0.03186 | 0.041003 | 0.017644 | 0.04785 | 0.047558
|  | 462.2931 | 0 | 0 | 0.81581 | 51.0296 | 0.32721 | 0.40519 | 0.084589 | 22.7564 | 5.0997 | 15.0573 | 0.76569 | 15.3269 | 10.7455 | 0.11974 | 0.02978 | 0.03455 | 0.012786 | 0.048289 | 0.044734
|  | 462.5148 | 0 | 0 | 0.69085 | 49.462 | 0.21798 | 0.00524 | -0.0051982 | 22.2638 | 4.9899 | 14.8952 | 0.75324 | 14.7002 | 11.2231 | 0.12114 | 0.027078 | 0.043483 | 0.011182 | 0.05116 | 0.045143
|  | 462.7364 | 0 | 0 | 0.7907 | 48.5568 | 0.34889 | 0.38024 | 0.082794 | 21.9465 | 4.9823 | 14.8359 | 0.69115 | 14.0497 | 11.7083 | 0.12674 | 0.029225 | 0.038865 | 0.013696 | 0.050805 | 0.045038
|  | 462.9581 | 0 | 0 | 0.67742 | 46.9558 | 0.22615 | 0.031385 | 0.00841 | 21.4258 | 4.8624 | 14.6086 | 0.67478 | 13.403 | 12.2621 | 0.12995 | 0.030915 | 0.027202 | 0.014667 | 0.052063 | 0.047006
|  | 463.1798 | 0 | 0 | 0.78994 | 46.373 | 0.3686 | 0.3581 | 0.071663 | 21.2682 | 4.8977 | 14.6781 | 0.69287 | 12.7569 | 12.879 | 0.12654 | 0.030364 | 0.023098 | 0.014092 | 0.05146 | 0.048825
|  | 463.4016 | 0 | 0 | 0.66114 | 45.5708 | 0.24895 | 0.052449 | 0.013337 | 21.035 | 4.859 | 14.6832 | 0.63417 | 12.0812 | 13.4414 | 0.1328 | 0.029197 | 0.022793 | 0.01198 | 0.052231 | 0.048088
|  | 463.6233 | 0 | 0 | 0.77746 | 44.8706 | 0.38248 | 0.39534 | 0.082293 | 20.7679 | 4.886 | 14.6661 | 0.62075 | 11.5072 | 14.0246 | 0.13634 | 0.028272 | 0.029322 | 0.011473 | 0.055163 | 0.047294
|  | 463.845 | 0 | 0 | 0.77082 | 43.1052 | 0.39971 | 0.43335 | 0.084739 | 20.1792 | 4.8306 | 14.6107 | 0.59299 | 10.9706 | 14.6802 | 0.13451 | 0.028535 | 0.023587 | 0.01397 | 0.054043 | 0.048775
|  | 464.0668 | 0 | 0 | 0.64622 | 42.0235 | 0.28984 | 0.10073 | 0.0037313 | 19.8433 | 4.7498 | 14.5209 | 0.56337 | 10.5123 | 15.3598 | 0.13684 | 0.029732 | 0.023012 | 0.014365 | 0.054455 | 0.050643
|  | 464.2886 | 0 | 0 | 0.72946 | 40.872 | 0.4231 | 0.38515 | 0.079403 | 19.3274 | 4.7255 | 14.3225 | 0.60961 | 10.1962 | 15.9837 | 0.14382 | 0.032228 | 0.035888 | 0.013325 | 0.054759 | 0.05047
|  | 464.5104 | 0 | 0 | 0.64619 | 39.7627 | 0.30606 | 0.048846 | -0.0099385 | 18.9854 | 4.6405 | 14.2597 | 0.58755 | 9.8733 | 16.5922 | 0.1426 | 0.030923 | 0.030424 | 0.011809 | 0.051954 | 0.049416
|  | 464.7321 | 0 | 0 | 0.75108 | 39.1818 | 0.44084 | 0.41013 | 0.082157 | 18.7147 | 4.6865 | 14.2309 | 0.53261 | 9.4523 | 17.3773 | 0.14468 | 0.029809 | 0.027872 | 0.012508 | 0.052411 | 0.051985
|  | 464.954 | 0 | 0 | 0.62984 | 37.5353 | 0.3192 | 0.081761 | -0.00058467 | 18.1245 | 4.5495 | 13.9843 | 0.56615 | 9.1166 | 18.1065 | 0.15515 | 0.031658 | 0.031545 | 0.01314 | 0.054225 | 0.052672
|  | 465.1758 | 0 | 0 | 0.69282 | 36.5789 | 0.42812 | 0.35373 | 0.062347 | 17.6737 | 4.5089 | 13.8007 | 0.57004 | 8.8691 | 18.7127 | 0.15182 | 0.036419 | 0.02268 | 0.013637 | 0.055906 | 0.052761
|  | 465.3976 | 0 | 0 | 0.59904 | 35.3491 | 0.33614 | 0.047402 | -0.00018616 | 17.2678 | 4.4184 | 13.6864 | 0.5567 | 8.6112 | 19.4308 | 0.15443 | 0.035315 | 0.025963 | 0.013644 | 0.056728 | 0.053439
|  | 465.6195 | 0 | 0 | 0.69379 | 35.0876 | 0.44298 | 0.402 | 0.069091 | 17.207 | 4.4896 | 13.8017 | 0.56825 | 8.3691 | 20.2254 | 0.16249 | 0.036181 | 0.039243 | 0.014405 | 0.056561 | 0.05344
|  | 465.8413 | 0 | 0 | 0.61108 | 34.0854 | 0.36671 | 0.045631 | 0.012422 | 16.8921 | 4.419 | 13.7285 | 0.49421 | 8.0007 | 20.9523 | 0.16242 | 0.038179 | 0.040727 | 0.016774 | 0.057623 | 0.053942
|  | 466.0632 | 0 | 0 | 0.69675 | 33.6334 | 0.48623 | 0.34058 | 0.063432 | 16.6709 | 4.4422 | 13.701 | 0.46333 | 7.6373 | 21.6619 | 0.16979 | 0.034905 | 0.039307 | 0.017093 | 0.058722 | 0.054586
|  | 466.2851 | 0 | 0 | 0.60877 | 32.8072 | 0.38454 | 0.037865 | 0.0029375 | 16.4096 | 4.3904 | 13.6946 | 0.4883 | 7.4235 | 22.2491 | 0.17536 | 0.030217 | 0.037074 | 0.013902 | 0.056725 | 0.052751
|  | 466.507 | 0 | 0 | 0.68439 | 32.0798 | 0.4792 | 0.38233 | 0.073866 | 16.1242 | 4.374 | 13.6201 | 0.4789 | 7.2039 | 22.6735 | 0.16874 | 0.028234 | 0.034139 | 0.0121 | 0.057118 | 0.050559
|  | 466.729 | 0 | 0 | 0.58209 | 30.7809 | 0.39509 | 0.034299 | 0.012706 | 15.5737 | 4.2788 | 13.3342 | 0.49264 | 7.0018 | 23.2756 | 0.16878 | 0.033568 | 0.032178 | 0.012356 | 0.058172 | 0.051466
|  | 466.9509 | 0 | 0 | 0.66258 | 30.1782 | 0.50466 | 0.33678 | 0.076086 | 15.3499 | 4.2629 | 13.3094 | 0.45405 | 6.7424 | 24.2224 | 0.17647 | 0.033571 | 0.031966 | 0.012626 | 0.057757 | 0.052866
|  | 467.1728 | 0 | 0 | 0.55347 | 29.2134 | 0.40907 | 0.083937 | 0.001482 | 15.0246 | 4.1796 | 13.1798 | 0.42414 | 6.4859 | 25.0603 | 0.18416 | 0.033726 | 0.038023 | 0.014055 | 0.057878 | 0.054731
|  | 467.3948 | 0 | 0 | 0.65226 | 28.8338 | 0.50768 | 0.3327 | 0.063168 | 14.8742 | 4.2107 | 13.1932 | 0.47814 | 6.3794 | 25.8218 | 0.19122 | 0.03817 | 0.04261 | 0.015545 | 0.059598 | 0.057716
|  | 467.6168 | 0 | 0 | 0.58425 | 27.8834 | 0.45494 | 0.077023 | 0.017811 | 14.5322 | 4.132 | 13.0421 | 0.43647 | 6.1437 | 26.716 | 0.19727 | 0.03955 | 0.03801 | 0.015614 | 0.060972 | 0.058185
|  | 467.8388 | 0 | 0 | 0.6364 | 27.6822 | 0.54187 | 0.34207 | 0.058954 | 14.4873 | 4.1717 | 13.1742 | 0.4357 | 5.934 | 27.5498 | 0.20384 | 0.036919 | 0.031019 | 0.014804 | 0.059833 | 0.054779
|  | 468.0608 | 0 | 0 | 0.55483 | 27.1418 | 0.46681 | 0.029091 | 0.020218 | 14.3757 | 4.1478 | 13.2099 | 0.44747 | 5.7652 | 28.2257 | 0.20693 | 0.036069 | 0.034774 | 0.014709 | 0.060912 | 0.056461
|  | 468.2828 | 0 | 0 | 0.65427 | 26.953 | 0.58535 | 0.32814 | 0.088705 | 14.3164 | 4.1952 | 13.2866 | 0.3838 | 5.5363 | 28.8018 | 0.2063 | 0.035926 | 0.037535 | 0.014493 | 0.061828 | 0.058267
|  | 468.5048 | 0 | 0 | 0.57042 | 26.3593 | 0.51287 | 0.043778 | 0.0058729 | 14.1434 | 4.1628 | 13.2909 | 0.43024 | 5.4179 | 29.4867 | 0.21328 | 0.03496 | 0.034492 | 0.013973 | 0.060645 | 0.056216
|  | 468.7269 | 0 | 0 | 0.64777 | 26.0534 | 0.63438 | 0.29623 | 0.071106 | 14.054 | 4.1846 | 13.3197 | 0.45517 | 5.2828 | 30.3 | 0.22002 | 0.035001 | 0.036537 | 0.013674 | 0.061872 | 0.055957
|  | 468.949 | 0 | 0 | 0.55423 | 24.9465 | 0.54707 | 0.05743 | 0.014949 | 13.6187 | 4.0702 | 13.056 | 0.43088 | 5.137 | 31.0749 | 0.21567 | 0.033351 | 0.034431 | 0.014351 | 0.061944 | 0.056786
|  | 469.171 | 0 | 0 | 0.61194 | 24.3119 | 0.63442 | 0.34782 | 0.06589 | 13.2862 | 3.9957 | 12.8647 | 0.44919 | 5.0342 | 31.9417 | 0.21389 | 0.032842 | 0.032788 | 0.013767 | 0.060489 | 0.056098
|  | 469.3931 | 0 | 0 | 0.52931 | 23.483 | 0.5497 | 0.057444 | 0.011009 | 12.9918 | 3.9123 | 12.6993 | 0.3851 | 4.8653 | 33.0135 | 0.22422 | 0.033742 | 0.035389 | 0.01237 | 0.060411 | 0.055171
|  | 469.6152 | 0 | 0 | 0.58954 | 23.0437 | 0.64198 | 0.29352 | 0.064099 | 12.8072 | 3.9021 | 12.6383 | 0.37059 | 4.7243 | 34.0763 | 0.23855 | 0.033474 | 0.039067 | 0.014413 | 0.060836 | 0.056519
|  | 469.8373 | 0 | 0 | 0.52872 | 22.4996 | 0.58326 | 0.053022 | 0.0057361 | 12.6763 | 3.86 | 12.6145 | 0.50504 | 4.7419 | 35.1028 | 0.251 | 0.033056 | 0.038573 | 0.018503 | 0.062116 | 0.057865
|  | 470.0595 | 0 | 0 | 0.60907 | 22.3213 | 0.70781 | 0.32252 | 0.058587 | 12.6185 | 3.8892 | 12.6428 | 0.42614 | 4.5201 | 36.1538 | 0.25909 | 0.033548 | 0.033109 | 0.020139 | 0.063828 | 0.057744
|  | 470.2816 | 0 | 0 | 0.5281 | 21.6494 | 0.63542 | 0.067956 | 0.017662 | 12.3784 | 3.8146 | 12.5216 | 0.3674 | 4.2487 | 36.9179 | 0.26347 | 0.036034 | 0.046172 | 0.019592 | 0.06595 | 0.059192
|  | 470.5038 | 0 | 0 | 0.60665 | 21.2256 | 0.72885 | 0.32536 | 0.069116 | 12.2344 | 3.8182 | 12.4746 | 0.42638 | 4.1591 | 37.7408 | 0.26608 | 0.036121 | 0.04055 | 0.017717 | 0.065406 | 0.059907
|  | 470.7259 | 0 | 0 | 0.54009 | 20.5424 | 0.66534 | 0.14005 | 0.022487 | 11.9981 | 3.7383 | 12.3565 | 0.42145 | 4.0334 | 38.6462 | 0.27883 | 0.033325 | 0.036671 | 0.01555 | 0.064184 | 0.058809
|  | 470.9481 | 0 | 0 | 0.60717 | 20.2855 | 0.7597 | 0.28422 | 0.064596 | 11.8832 | 3.7446 | 12.341 | 0.41212 | 3.8407 | 39.3226 | 0.2889 | 0.032207 | 0.041004 | 0.013058 | 0.063842 | 0.058788
|  | 471.1703 | 0 | 0 | 0.48711 | 19.5601 | 0.6896 | 0.06531 | 0.009358 | 11.5966 | 3.6411 | 12.14 | 0.35185 | 3.63 | 40.2309 | 0.29243 | 0.03658 | 0.03556 | 0.013857 | 0.064127 | 0.059132
|  | 471.3925 | 0 | 0 | 0.57227 | 19.2236 | 0.78301 | 0.27335 | 0.052757 | 11.4313 | 3.6318 | 12.0353 | 0.38493 | 3.4817 | 41.2333 | 0.29907 | 0.036649 | 0.038997 | 0.014249 | 0.064211 | 0.057906
|  | 471.6148 | 0 | 0 | 0.5138 | 18.4801 | 0.72751 | 0.054846 | 0.020652 | 11.1644 | 3.545 | 11.8583 | 0.37629 | 3.298 | 42.2153 | 0.30876 | 0.03616 | 0.044687 | 0.013319 | 0.064022 | 0.057713
|  | 471.837 | 0 | 0 | 0.57541 | 18.2588 | 0.81339 | 0.267 | 0.056898 | 11.0559 | 3.538 | 11.8328 | 0.17344 | 3.0896 | 43.246 | 0.32396 | 0.037127 | 0.04162 | 0.015211 | 0.065953 | 0.060487
|  | 472.0593 | 0 | 0 | 0.51439 | 17.7993 | 0.77954 | 0.096867 | 0.016738 | 10.9353 | 3.4923 | 11.7733 | 0.029835 | 2.893 | 44.171 | 0.33893 | 0.038048 | 0.040231 | 0.018037 | 0.06835 | 0.062505
|  | 472.2815 | 0 | 0 | 0.55815 | 17.6582 | 0.8698 | 0.2783 | 0.05531 | 10.8936 | 3.5128 | 11.8081 | 0.022099 | 2.7011 | 44.7179 | 0.34375 | 0.037477 | 0.044476 | 0.015633 | 0.070137 | 0.06165
|  | 472.5038 | 0 | 0 | 0.50302 | 17.3578 | 0.82324 | 0.1119 | 0.018455 | 10.8702 | 3.5088 | 11.8966 | 0.017366 | 2.5227 | 45.0414 | 0.34648 | 0.034908 | 0.049163 | 0.014444 | 0.070543 | 0.059674
|  | 472.7261 | 0 | 0 | 0.56514 | 17.2805 | 0.91944 | 0.26288 | 0.057488 | 10.8719 | 3.5399 | 11.9489 | 0.017356 | 2.3614 | 45.6383 | 0.33299 | 0.015074 | -0.018922 | 0.0022077 | 0.062734 | 0.050355
|  | 472.9484 | 0 | 0 | 0.49173 | 16.8325 | 0.89802 | 0.11218 | 0.01203 | 10.7079 | 3.485 | 11.8675 | 0.016332 | 2.1938 | 46.3321 | 0.38929 | 0.029601 | 0.029782 | 0.010549 | 0.066525 | 0.057472
|  | 473.1707 | 0 | 0 | 0.56283 | 16.7324 | 0.97643 | 0.27192 | 0.051189 | 10.6924 | 3.5078 | 11.9158 | 0.009634 | 2.0696 | 46.6511 | 0.4096 | 0.030326 | 0.043732 | 0.013747 | 0.067926 | 0.06077
|  | 473.3931 | 0 | 0 | 0.49398 | 16.3413 | 0.94398 | 0.024982 | 0.016655 | 10.5826 | 3.4619 | 11.9035 | 0.01927 | 1.9637 | 46.8471 | 0.42127 | 0.030056 | 0.039077 | 0.016039 | 0.06887 | 0.061855
|  | 473.6154 | 0 | 0 | 0.54784 | 16.2215 | 1.043 | 0.21988 | 0.055567 | 10.5415 | 3.4851 | 11.9374 | 0.019271 | 1.8206 | 46.9358 | 0.43011 | 0.02777 | 0.038715 | 0.016233 | 0.069752 | 0.060866
|  | 473.8378 | 0 | 0 | 0.51303 | 15.7572 | 1.0196 | 0.082488 | 0.018746 | 10.4174 | 3.4465 | 11.8724 | 0.014454 | 1.6972 | 46.9883 | 0.44579 | 0.025503 | 0.031072 | 0.015242 | 0.071544 | 0.061076
|  | 474.0601 | 0 | 0 | 0.54214 | 15.567 | 1.0942 | 0.24376 | 0.048518 | 10.2993 | 3.4426 | 11.8254 | 0.019273 | 1.5867 | 46.9198 | 0.47329 | 0.027789 | 0.033756 | 0.015502 | 0.073229 | 0.06237
|  | 474.2825 | 0 | 0 | 0.49014 | 15.1737 | 1.0705 | 0.097711 | 0.013868 | 10.1538 | 3.398 | 11.7396 | 0.010576 | 1.4834 | 46.7335 | 0.49309 | 0.030316 | 0.03323 | 0.014613 | 0.071901 | 0.062422
|  | 474.5049 | 0 | 0 | 0.5786 | 14.9482 | 1.1828 | 0.24553 | 0.055411 | 10.0615 | 3.4011 | 11.6899 | 0.010577 | 1.3828 | 46.2889 | 0.50248 | 0.031542 | 0.031574 | 0.012302 | 0.070003 | 0.061389
|  | 474.7274 | 0 | 0 | 0.4985 | 14.4922 | 1.1378 | 0.040077 | 0.012897 | 9.8717 | 3.3366 | 11.5792 | 0.014458 | 1.2949 | 45.6242 | 0.51313 | 0.030863 | 0.034355 | 0.015677 | 0.071935 | 0.061941
|  | 474.9498 | 0 | 0 | 0.52938 | 14.2768 | 1.2257 | 0.23774 | 0.046418 | 9.7815 | 3.3412 | 11.563 | 0.0096389 | 1.2123 | 44.8226 | 0.52995 | 0.030014 | 0.041037 | 0.018083 | 0.073339 | 0.062366
|  | 475.1722 | 0 | 0 | 0.49588 | 13.7882 | 1.2113 | 0.1154 | 0.013074 | 9.5874 | 3.2906 | 11.4243 | 0.013521 | 1.1326 | 43.952 | 0.54078 | 0.029259 | 0.04475 | 0.01522 | 0.072686 | 0.060065
|  | 475.3947 | 0 | 0 | 0.54699 | 13.5821 | 1.2749 | 0.25048 | 0.050432 | 9.4436 | 3.2821 | 11.3362 | 0.011626 | 1.0791 | 43.1277 | 0.55188 | 0.030592 | 0.042324 | 0.013793 | 0.072568 | 0.058488
|  | 475.6172 | 0 | 0 | 0.48623 | 13.2879 | 1.2695 | 0.078437 | 0.021121 | 9.3634 | 3.2521 | 11.3163 | 0.007746 | 1.0093 | 42.4608 | 0.56979 | 0.029523 | 0.036792 | 0.013201 | 0.07224 | 0.058124
|  | 475.8396 | 0 | 0 | 0.5321 | 13.172 | 1.3529 | 0.22583 | 0.053114 | 9.3144 | 3.2736 | 11.3372 | 0.010586 | 0.94583 | 42.0109 | 0.59341 | 0.0308 | 0.035113 | 0.01387 | 0.074255 | 0.060515
|  | 476.0621 | 0 | 0 | 0.47142 | 12.7436 | 1.3398 | 0.066562 | 0.0095164 | 9.1622 | 3.2236 | 11.2705 | 0.015408 | 0.89772 | 41.2521 | 0.61311 | 0.03245 | 0.033882 | 0.013199 | 0.0764 | 0.061689
|  | 476.2846 | 0 | 0 | 0.50628 | 12.6103 | 1.4281 | 0.1989 | 0.041651 | 9.0963 | 3.2468 | 11.267 | 0.012554 | 0.83704 | 40.3765 | 0.63801 | 0.030312 | 0.040342 | 0.012879 | 0.077082 | 0.061956
|  | 476.5072 | 0 | 0 | 0.4694 | 12.2322 | 1.4119 | 0.057404 | 0.012648 | 8.9122 | 3.2042 | 11.1643 | 0.0067771 | 0.77082 | 39.9009 | 0.66828 | 0.026688 | 0.035705 | 0.01264 | 0.078495 | 0.063935
|  | 476.7297 | 0 | 0 | 0.52238 | 12.0099 | 1.4949 | 0.17824 | 0.045294 | 8.8122 | 3.2121 | 11.1059 | 0.013511 | 0.71724 | 39.31 | 0.69128 | 0.025407 | 0.033275 | 0.010852 | 0.078533 | 0.063697
|  | 476.9523 | 0 | 0 | 0.46388 | 11.6739 | 1.4914 | 0.079321 | 0.016253 | 8.6852 | 3.1757 | 11.0457 | 0.013512 | 0.67193 | 38.3957 | 0.71694 | 0.026277 | 0.037859 | 0.0095143 | 0.079383 | 0.063032
|  | 477.1748 | 0 | 0 | 0.50697 | 11.6372 | 1.5776 | 0.19894 | 0.042127 | 8.6545 | 3.2057 | 11.1198 | 0.0086897 | 0.62384 | 37.4569 | 0.74677 | 0.027973 | 0.037854 | 0.01084 | 0.081768 | 0.065803
|  | 477.3974 | 0 | 0 | 0.47497 | 11.3273 | 1.5957 | 0.065688 | 0.0099598 | 8.5372 | 3.1879 | 11.0883 | 0.0096464 | 0.58663 | 36.5476 | 0.77719 | 0.027923 | 0.034279 | 0.012207 | 0.082639 | 0.066052
|  | 477.62 | 0 | 0 | 0.51667 | 11.2151 | 1.6739 | 0.22542 | 0.048496 | 8.4776 | 3.2273 | 11.0962 | 0.0096473 | 0.55308 | 35.6924 | 0.81262 | 0.027348 | 0.029159 | 0.01174 | 0.083169 | 0.064074
|  | 477.8426 | 0 | 0 | 0.46701 | 10.9129 | 1.6714 | 0.091255 | 0.013297 | 8.3578 | 3.1959 | 11.068 | 0.0096477 | 0.51952 | 34.9021 | 0.84703 | 0.026204 | 0.025754 | 0.012345 | 0.081657 | 0.062508
|  | 478.0652 | 0 | 0 | 0.49698 | 10.7653 | 1.7612 | 0.20807 | 0.042175 | 8.2792 | 3.2084 | 11.0734 | 0.0096486 | 0.49049 | 34.1422 | 0.87823 | 0.02528 | 0.023498 | 0.011974 | 0.079866 | 0.061709
|  | 478.2879 | 0 | 0 | 0.46968 | 10.5326 | 1.7954 | 0.085422 | 0.015267 | 8.2287 | 3.2116 | 11.1193 | 0 | 0.46145 | 33.4582 | 0.91707 | 0.024338 | 0.021939 | 0.0094542 | 0.081807 | 0.062222
|  | 478.5105 | 0 | 0 | 0.50835 | 10.4508 | 1.8978 | 0.20355 | 0.042587 | 8.1966 | 3.2526 | 11.1731 | 0.0048247 | 0.43694 | 32.6742 | 0.9661 | 0.024747 | 0.024431 | 0.0098565 | 0.085019 | 0.0633
|  | 478.7332 | 0 | 0 | 0.4769 | 10.1615 | 1.9033 | 0.10443 | 0.015125 | 8.0899 | 3.2461 | 11.1439 | 0.014476 | 0.40792 | 31.7542 | 1.0079 | 0.025619 | 0.029569 | 0.0094828 | 0.088424 | 0.065123
|  | 478.9559 | 0 | 0 | 0.50874 | 10.0762 | 2.0112 | 0.22079 | 0.041888 | 8.0251 | 3.2682 | 11.1549 | 0.0086244 | 0.37798 | 30.9568 | 1.0485 | 0.023575 | 0.028924 | 0.0081901 | 0.093053 | 0.068261
|  | 479.1785 | 0 | 0 | 0.4745 | 9.7646 | 2.0262 | 0.10047 | 0.019237 | 7.8855 | 3.2413 | 11.0789 | 0.0096512 | 0.35705 | 30.1527 | 1.0971 | 0.021643 | 0.030285 | 0.0092958 | 0.097141 | 0.072641
|  | 479.4013 | 0 | 0 | 0.50892 | 9.6305 | 2.1214 | 0.21274 | 0.041934 | 7.8204 | 3.2763 | 11.1227 | 0.01068 | 0.33712 | 29.4149 | 1.1544 | 0.026091 | 0.036753 | 0.0119 | 0.102 | 0.07757
|  | 479.624 | 0 | 0 | 0.45848 | 9.3703 | 2.1413 | 0.10306 | 0.017466 | 7.7074 | 3.2534 | 11.0782 | 0.019306 | 0.31987 | 28.679 | 1.2102 | 0.028205 | 0.040877 | 0.011679 | 0.10442 | 0.078768
|  | 479.8467 | 0 | 0 | 0.49826 | 9.2587 | 2.2347 | 0.19934 | 0.036809 | 7.6367 | 3.2844 | 11.1035 | 0.019307 | 0.30443 | 27.8235 | 1.2618 | 0.024235 | 0.043959 | 0.01021 | 0.10415 | 0.076045
|  | 480.0695 | 0 | 0 | 0.47395 | 9.0357 | 2.2725 | 0.097179 | 0.016562 | 7.5766 | 3.2812 | 11.1303 | 0.0086271 | 0.29264 | 27.0068 | 1.3169 | 0.02362 | 0.043775 | 0.010447 | 0.10728 | 0.077016
|  | 480.2922 | 0 | 0 | 0.50214 | 8.9361 | 2.3674 | 0.17296 | 0.039468 | 7.5035 | 3.3012 | 11.144 | 0.0086275 | 0.27994 | 26.388 | 1.3805 | 0.024204 | 0.038145 | 0.010032 | 0.11178 | 0.080113
|  | 480.515 | 0 | 0 | 0.47401 | 8.6897 | 2.3966 | 0.099437 | 0.022641 | 7.3979 | 3.2972 | 11.1123 | 0.0057737 | 0.26724 | 25.8519 | 1.4462 | 0.023019 | 0.029534 | 0.010275 | 0.11466 | 0.081865
|  | 480.7378 | 0 | 0 | 0.50146 | 8.5386 | 2.4974 | 0.1789 | 0.039127 | 7.3323 | 3.3224 | 11.1131 | 0.0009459 | 0.25362 | 25.1377 | 1.5102 | 0.02525 | 0.030123 | 0.012309 | 0.1187 | 0.084738
|  | 480.9606 | 0 | 0 | 0.46447 | 8.3037 | 2.5402 | 0.11361 | 0.019996 | 7.2144 | 3.3132 | 11.0751 | 0.0057745 | 0.24 | 24.3747 | 1.5685 | 0.026598 | 0.03145 | 0.011301 | 0.12048 | 0.086549
|  | 481.1834 | 0 | 0 | 0.48435 | 8.1526 | 2.625 | 0.19445 | 0.034353 | 7.119 | 3.3194 | 11.0564 | 0.0067316 | 0.22366 | 23.6979 | 1.6295 | 0.024703 | 0.03446 | 0.0095137 | 0.12199 | 0.088415
|  | 481.4062 | 0 | 0 | 0.46815 | 7.8844 | 2.6526 | 0.1237 | 0.022665 | 6.9853 | 3.3013 | 10.9577 | 0.0057861 | 0.20912 | 23.0575 | 1.7001 | 0.02453 | 0.033939 | 0.0095108 | 0.12547 | 0.088723
|  | 481.629 | 0 | 0 | 0.49409 | 7.7208 | 2.7197 | 0.18843 | 0.036279 | 6.8766 | 3.3047 | 10.9123 | 0.0096587 | 0.19731 | 22.5124 | 1.7809 | 0.024498 | 0.029342 | 0.010475 | 0.12974 | 0.090385
|  | 481.8519 | 0 | 0 | 0.46003 | 7.5009 | 2.7647 | 0.084912 | 0.020041 | 6.7878 | 3.3047 | 10.9006 | 0.0048298 | 0.17644 | 22.0627 | 1.8673 | 0.02289 | 0.031053 | 0.010212 | 0.13418 | 0.093094
|  | 482.0747 | 0 | 0 | 0.46759 | 7.3724 | 2.8604 | 0.16164 | 0.03398 | 6.7254 | 3.3201 | 10.9024 | 0.00094159 | 0.15825 | 21.6933 | 1.964 | 0.023575 | 0.029628 | 0.0096929 | 0.1391 | 0.094933
|  | 482.2976 | 0 | 0 | 0.45669 | 7.1699 | 2.9216 | 0.097223 | 0.023325 | 6.6476 | 3.3166 | 10.8804 | 0.0037869 | 0.14913 | 21.3658 | 2.075 | 0.025359 | 0.028668 | 0.010992 | 0.14683 | 0.099892
|  | 482.5205 | 0 | 0 | 0.48938 | 7.0961 | 3.0194 | 0.17071 | 0.037737 | 6.5801 | 3.3352 | 10.8845 | 0.0028455 | 0.14551 | 20.9364 | 2.1757 | 0.026701 | 0.031136 | 0.011927 | 0.15396 | 0.10399
|  | 482.7434 | 0 | 0 | 0.47267 | 6.8947 | 3.0701 | 0.12328 | 0.022798 | 6.5016 | 3.3401 | 10.8537 | 0.0057884 | 0.1428 | 20.5378 | 2.2805 | 0.026328 | 0.036955 | 0.011597 | 0.1596 | 0.10618
|  | 482.9663 | 0 | 0 | 0.47555 | 6.7509 | 3.16 | 0.1829 | 0.03531 | 6.4442 | 3.3541 | 10.8537 | 0.01062 | 0.13917 | 20.234 | 2.4045 | 0.02451 | 0.039407 | 0.010416 | 0.16439 | 0.10908
|  | 483.1893 | 0 | 0 | 0.441 | 6.5648 | 3.2193 | 0.11222 | 0.021758 | 6.3624 | 3.3455 | 10.8415 | 0.0057782 | 0.13463 | 19.7864 | 2.5135 | 0.022946 | 0.032545 | 0.009333 | 0.16762 | 0.11186
|  | 483.4122 | 0 | 0 | 0.45976 | 6.4678 | 3.3124 | 0.15563 | 0.030455 | 6.3004 | 3.3615 | 10.8484 | 0.011568 | 0.13009 | 19.2774 | 2.6062 | 0.02215 | 0.030378 | 0.0096792 | 0.172 | 0.11485
|  | 483.6352 | 0 | 0 | 0.44715 | 6.2775 | 3.3831 | 0.09897 | 0.021904 | 6.2296 | 3.3719 | 10.8397 | 0.010622 | 0.12827 | 18.7406 | 2.6967 | 0.01998 | 0.032425 | 0.0093196 | 0.17676 | 0.11789
|  | 483.8582 | 0 | 0 | 0.46155 | 6.1811 | 3.4775 | 0.18152 | 0.036947 | 6.1787 | 3.4023 | 10.8437 | 0 | 0.12193 | 18.2382 | 2.8036 | 0.019545 | 0.036841 | 0.0078515 | 0.18256 | 0.11993
|  | 484.0811 | 0 | 0 | 0.45123 | 6.0143 | 3.543 | 0.13267 | 0.023937 | 6.1084 | 3.3994 | 10.819 | 0.0048329 | 0.11466 | 17.9231 | 2.9393 | 0.021633 | 0.037664 | 0.010068 | 0.19126 | 0.12469
|  | 484.3041 | 0 | 0 | 0.46131 | 5.9096 | 3.6566 | 0.18574 | 0.03399 | 6.0608 | 3.4098 | 10.8154 | 0.0067225 | 0.11101 | 17.6265 | 3.0801 | 0.024268 | 0.032572 | 0.011128 | 0.19846 | 0.12927
|  | 484.5272 | 0 | 0 | 0.44363 | 5.7382 | 3.7285 | 0.12875 | 0.013813 | 5.9922 | 3.4056 | 10.7974 | 0.011556 | 0.10647 | 17.2074 | 3.2052 | 0.022945 | 0.027664 | 0.0081045 | 0.20362 | 0.13236
|  | 484.7502 | 0 | 0 | 0.47382 | 5.6301 | 3.8217 | 0.17934 | 0.025819 | 5.9472 | 3.426 | 10.8019 | 0.011557 | 0.10284 | 16.7804 | 3.3271 | 0.020886 | 0.030617 | 0.0089634 | 0.21093 | 0.13519
|  | 484.9732 | 0 | 0 | 0.45231 | 5.4591 | 3.9052 | 0.12967 | 0.025229 | 5.8862 | 3.4317 | 10.7666 | 0.0029182 | 0.10102 | 16.3964 | 3.4589 | 0.023034 | 0.035363 | 0.010381 | 0.21853 | 0.13715
|  | 485.1963 | 0 | 0 | 0.45435 | 5.3809 | 4.0109 | 0.16518 | 0.037407 | 5.8293 | 3.4504 | 10.7592 | 0.0077687 | 0.094674 | 16.0107 | 3.5938 | 0.02421 | 0.039954 | 0.01004 | 0.22576 | 0.14248
|  | 485.4193 | 0 | 0 | 0.44369 | 5.2528 | 4.0998 | 0.13682 | 0.024934 | 5.7721 | 3.4474 | 10.75 | 0.011575 | 0.081948 | 15.5388 | 3.7086 | 0.024386 | 0.0373 | 0.0095118 | 0.23198 | 0.14634
|  | 485.6424 | 0 | 0 | 0.44546 | 5.1445 | 4.1966 | 0.15287 | 0.026194 | 5.7238 | 3.4545 | 10.7328 | 0.0048351 | 0.071015 | 15.0218 | 3.8158 | 0.02272 | 0.033432 | 0.0086784 | 0.23627 | 0.14822
|  | 485.8655 | 0 | 0 | 0.4361 | 4.9926 | 4.2684 | 0.1118 | 0.020303 | 5.6678 | 3.4566 | 10.6935 | 0.0048356 | 0.065546 | 14.6158 | 3.9593 | 0.020377 | 0.037529 | 0.0082502 | 0.24331 | 0.15222
|  | 486.0886 | 0 | 0 | 0.44566 | 4.8883 | 4.3713 | 0.16569 | 0.027994 | 5.6275 | 3.4645 | 10.6693 | 0.004836 | 0.061006 | 14.1627 | 4.0906 | 0.022032 | 0.037096 | 0.0094988 | 0.25152 | 0.15702
|  | 486.3118 | 0 | 0 | 0.4385 | 4.759 | 4.4623 | 0.15336 | 0.023995 | 5.5784 | 3.4683 | 10.6369 | 0.004836 | 0.057364 | 13.6559 | 4.2031 | 0.023855 | 0.031644 | 0.011454 | 0.25739 | 0.15919
|  | 486.5349 | 0 | 0 | 0.44355 | 4.6535 | 4.5587 | 0.1624 | 0.033307 | 5.527 | 3.479 | 10.6241 | 0.0086441 | 0.05282 | 13.2632 | 4.346 | 0.023979 | 0.030026 | 0.010476 | 0.2651 | 0.16139
|  | 486.758 | 0 | 0 | 0.43316 | 4.5478 | 4.642 | 0.12868 | 0.028711 | 5.4749 | 3.4815 | 10.6039 | -8.1633e-05 | 0.048269 | 12.9115 | 4.5092 | 0.024175 | 0.035982 | 0.0096215 | 0.27397 | 0.1654
|  | 486.9812 | 0 | 0 | 0.43137 | 4.4586 | 4.7571 | 0.15194 | 0.034292 | 5.4296 | 3.4901 | 10.5716 | 0.0047555 | 0.046443 | 12.5844 | 4.6852 | 0.024274 | 0.04578 | 0.010632 | 0.28216 | 0.16947
|  | 487.2044 | 0 | 0 | 0.42468 | 4.3268 | 4.843 | 0.14556 | 0.029876 | 5.3792 | 3.4929 | 10.5329 | 0.0086457 | 0.042811 | 12.2832 | 4.8688 | 0.023477 | 0.046517 | 0.010547 | 0.29113 | 0.1748
|  | 487.4276 | 0 | 0 | 0.42152 | 4.2075 | 4.9368 | 0.14057 | 0.027929 | 5.3316 | 3.4929 | 10.4934 | 0 | 0.036444 | 11.9527 | 5.0458 | 0.022017 | 0.036969 | 0.0095586 | 0.30132 | 0.17972
|  | 487.6508 | 0 | 0 | 0.41133 | 4.094 | 5.0354 | 0.11916 | 0.02051 | 5.2834 | 3.4915 | 10.4515 | 0.0096764 | 0.025524 | 11.5768 | 5.2034 | 0.02373 | 0.028607 | 0.0094032 | 0.31071 | 0.18498
|  | 487.874 | 0 | 0 | 0.41609 | 4.0126 | 5.1373 | 0.1323 | 0.028543 | 5.2391 | 3.4956 | 10.4295 | 0.013486 | 0.010047 | 11.2419 | 5.3911 | 0.027045 | 0.029868 | 0.0093669 | 0.31991 | 0.19014
|  | 488.0972 | 0 | 0 | 0.4181 | 3.918 | 5.2221 | 0.13725 | 0.033482 | 5.1936 | 3.4972 | 10.3876 | 0.0057158 | 0.0036433 | 10.9442 | 5.6112 | 0.02444 | 0.032614 | 0.011017 | 0.33234 | 0.19488
|  | 488.3204 | 0 | 0 | 0.41675 | 3.8313 | 5.3212 | 0.1442 | 0.033577 | 5.1517 | 3.4965 | 10.3511 | 0.006746 | 0.0090967 | 10.5914 | 5.797 | 0.023246 | 0.034183 | 0.011734 | 0.34322 | 0.19931
|  | 488.5437 | 0 | 0 | 0.42284 | 3.725 | 5.4305 | 0.14831 | 0.035411 | 5.1187 | 3.5056 | 10.3062 | 0.0029369 | 0.0063781 | 10.2742 | 5.9936 | 0.025151 | 0.040711 | 0.010196 | 0.35252 | 0.20456
|  | 488.767 | 0 | 0 | 0.41832 | 3.6418 | 5.5394 | 0.11638 | 0.033023 | 5.0855 | 3.5154 | 10.2581 | 0.0029371 | 0.0072944 | 10.043 | 6.2444 | 0.022658 | 0.038566 | 0.010663 | 0.36479 | 0.21172
|  | 488.9903 | 0 | 0 | 0.40817 | 3.553 | 5.6346 | 0.16109 | 0.026727 | 5.0423 | 3.5153 | 10.2288 | 0.00484 | 0.011851 | 9.7693 | 6.4901 | 0.021583 | 0.03928 | 0.011066 | 0.37741 | 0.21797
|  | 489.2135 | 0 | 0 | 0.39858 | 3.4699 | 5.7676 | 0.19986 | 0.027408 | 5.0222 | 3.5297 | 10.2272 | -0.0038104 | 0.0045564 | 9.4728 | 6.7215 | 0.023143 | 0.040397 | 0.010752 | 0.39175 | 0.22389
|  | 489.4368 | 0 | 0 | 0.41189 | 3.4209 | 5.9375 | 0.14009 | 0.032452 | 5.0253 | 3.5692 | 10.2718 | 0.0010301 | 0.0072926 | 9.196 | 6.9557 | 0.023667 | 0.035013 | 0.010033 | 0.40728 | 0.23072
|  | 489.6602 | 0 | 0 | 0.40559 | 3.3489 | 6.0808 | 0.10449 | 0.027896 | 5.0253 | 3.591 | 10.3072 | 0.0048409 | 0.011849 | 8.8742 | 7.1666 | 0.023687 | 0.036088 | 0.010155 | 0.41834 | 0.23733
|  | 489.8835 | 0 | 0 | 0.40058 | 3.3033 | 6.2494 | 0.13269 | 0.025956 | 5.0462 | 3.6176 | 10.3647 | 0.0038977 | 0.0091148 | 8.5486 | 7.389 | 0.022632 | 0.037076 | 0.011042 | 0.42963 | 0.24398
|  | 490.1069 | 0 | 0 | 0.40414 | 3.2469 | 6.4233 | 0.12634 | 0.024836 | 5.0623 | 3.66 | 10.4237 | 0.0096987 | 0.013672 | 8.3167 | 7.6812 | 0.021753 | 0.034437 | 0.0097319 | 0.44604 | 0.25038
|  | 490.3302 | 0 | 0 | 0.40124 | 3.2305 | 6.6593 | 0.15384 | 0.032105 | 5.1155 | 3.7339 | 10.5618 | 0.0058016 | 0.01094 | 8.11 | 7.998 | 0.021574 | 0.033086 | 0.0080431 | 0.46449 | 0.25754
|  | 490.5536 | 0 | 0 | 0.40818 | 3.2007 | 6.8946 | 0.13739 | 0.023656 | 5.1693 | 3.8089 | 10.6941 | 0.0019084 | 0.0072929 | 7.8413 | 8.2667 | 0.023118 | 0.038236 | 0.010047 | 0.48141 | 0.26641
|  | 490.777 | 0 | 0 | 0.42465 | 3.1789 | 7.1228 | 0.15969 | 0.032948 | 5.2231 | 3.8755 | 10.7972 | 0.0067511 | 0.014585 | 7.5746 | 8.5346 | 0.026125 | 0.042339 | 0.011989 | 0.4965 | 0.27443
|  | 491.0004 | 0 | 0 | 0.42293 | 3.1282 | 7.3275 | 0.11822 | 0.030553 | 5.258 | 3.9215 | 10.8932 | 0.00095984 | 0.0091177 | 7.3799 | 8.8793 | 0.024834 | 0.046081 | 0.012432 | 0.51567 | 0.28472
|  | 491.2238 | 0 | 0 | 0.44161 | 3.1189 | 7.5694 | 0.13742 | 0.035279 | 5.3009 | 3.9819 | 10.9945 | -0.0038834 | 0.0045591 | 7.2202 | 9.2797 | 0.025371 | 0.053361 | 0.0147 | 0.53909 | 0.29517
|  | 491.4472 | 0 | 0 | 0.43153 | 3.0494 | 7.8112 | 0.10986 | 0.023505 | 5.349 | 4.0452 | 11.1125 | 0.0048435 | 0.013678 | 7.0314 | 9.6581 | 0.026404 | 0.046781 | 0.015003 | 0.56074 | 0.30247
|  | 491.6707 | 0 | 0 | 0.44825 | 3.048 | 8.1088 | 0.1737 | 0.032925 | 5.433 | 4.1319 | 11.2793 | 0.0048439 | 0.013679 | 6.819 | 9.9942 | 0.023546 | 0.039383 | 0.011574 | 0.57788 | 0.30956
|  | 491.8941 | 0 | 0 | 0.42994 | 3.0085 | 8.365 | 0.13221 | 0.025927 | 5.4868 | 4.1915 | 11.3908 | 0.0048442 | 0.012761 | 6.5978 | 10.3095 | 0.023223 | 0.049682 | 0.0092019 | 0.59407 | 0.31809
|  | 492.1176 | 0 | 0 | 0.4397 | 3.0028 | 8.6605 | 0.17142 | 0.034065 | 5.5463 | 4.2637 | 11.5218 | 0.0048446 | 0.011848 | 6.3897 | 10.6402 | 0.024188 | 0.057484 | 0.010091 | 0.61454 | 0.3287
|  | 492.3411 | 0 | 0 | 0.43577 | 2.9086 | 8.8519 | 0.13088 | 0.024836 | 5.5569 | 4.2938 | 11.5426 | 0 | 0.0054695 | 6.2029 | 11.0208 | 0.027287 | 0.052092 | 0.0099081 | 0.63746 | 0.33969
|  | 492.5646 | 0 | 0 | 0.44983 | 2.8822 | 9.0761 | 0.171 | 0.039875 | 5.5734 | 4.3329 | 11.579 | 0.0048453 | 0.010034 | 6.0168 | 11.4133 | 0.027518 | 0.052086 | 0.009204 | 0.65801 | 0.34745
|  | 492.7881 | 0 | 0 | 0.43766 | 2.8229 | 9.2772 | 0.14821 | 0.031198 | 5.588 | 4.3693 | 11.6197 | 0.0048455 | 0.010037 | 5.8603 | 11.8392 | 0.02273 | 0.050152 | 0.010081 | 0.67999 | 0.35439
|  | 493.0116 | 0 | 0 | 0.4469 | 2.8197 | 9.5239 | 0.2208 | 0.04417 | 5.6148 | 4.4207 | 11.6715 | 0.0048459 | 0.0082189 | 5.7538 | 12.3739 | 0.023027 | 0.042513 | 0.0093342 | 0.71138 | 0.36835
|  | 493.2351 | 0 | 0 | 0.4249 | 2.6986 | 9.7067 | 0.14871 | 0.020252 | 5.5946 | 4.4268 | 11.6339 | 0.0096923 | 0.015517 | 5.6309 | 12.8801 | 0.024325 | 0.039792 | 0.0090376 | 0.74325 | 0.38249
|  | 493.4587 | 0 | 0 | 0.43513 | 2.6791 | 9.8642 | 0.18985 | 0.037996 | 5.5652 | 4.4321 | 11.5463 | 0.0048464 | 0.010941 | 5.4631 | 13.2718 | 0.024769 | 0.040009 | 0.010743 | 0.7675 | 0.39167
|  | 493.6823 | 0 | 0 | 0.40966 | 2.6012 | 10.0683 | 0.11639 | 0.021956 | 5.579 | 4.4589 | 11.575 | 0.0077017 | 0.010942 | 5.2961 | 13.6779 | 0.024654 | 0.040179 | 0.009537 | 0.79178 | 0.40117
|  | 493.9058 | 0 | 0 | 0.4548 | 2.5982 | 10.3716 | 0.17564 | 0.040564 | 5.6407 | 4.5329 | 11.6699 | 0.01255 | 0.018251 | 5.1409 | 14.1278 | 0.024143 | 0.047911 | 0.0083694 | 0.81722 | 0.41181
|  | 494.1294 | 0 | 0 | 0.4286 | 2.509 | 10.6369 | 0.1288 | 0.023682 | 5.6682 | 4.5748 | 11.7103 | 0.0058079 | 0.013688 | 4.9703 | 14.5149 | 0.024164 | 0.045317 | 0.0092146 | 0.84014 | 0.4215
|  | 494.353 | 0 | 0 | 0.43156 | 2.5088 | 10.8737 | 0.18029 | 0.038544 | 5.6801 | 4.6189 | 11.7455 | 0.00096081 | 0.0091269 | 4.7805 | 14.8107 | 0.025113 | 0.040769 | 0.010522 | 0.85839 | 0.43022
|  | 494.5766 | 0 | 0 | 0.41252 | 2.4178 | 11.0329 | 0.090241 | 0.022278 | 5.6652 | 4.6183 | 11.6838 | 0 | 0.0091269 | 4.564 | 14.9794 | 0.025915 | 0.044163 | 0.010825 | 0.86868 | 0.43375
|  | 494.8003 | 0 | 0 | 0.43155 | 2.3845 | 11.2102 | 0.18156 | 0.041177 | 5.6474 | 4.6257 | 11.6068 | 0 | 0.0045641 | 4.3202 | 15.0234 | 0.025951 | 0.042016 | 0.011509 | 0.87601 | 0.43499
|  | 495.0239 | 0 | 0 | 0.41439 | 2.2515 | 11.2932 | 0.1214 | 0.030161 | 5.5864 | 4.6086 | 11.4991 | 0.0048486 | 0.0045641 | 4.1034 | 15.0877 | 0.027392 | 0.043172 | 0.012606 | 0.88423 | 0.43711
|  | 495.2476 | 0 | 0 | 0.42353 | 2.2658 | 11.5933 | 0.22676 | 0.041114 | 5.6238 | 4.6651 | 11.5191 | 0.004849 | 0.0091289 | 3.9314 | 15.2418 | 0.026038 | 0.041187 | 0.012024 | 0.89529 | 0.44
|  | 495.4712 | 0 | 0 | 0.38656 | 2.1864 | 11.7897 | 0.13543 | 0.021323 | 5.6359 | 4.6731 | 11.5166 | 0 | 0.0073105 | 3.775 | 15.4672 | 0.023381 | 0.046072 | 0.011634 | 0.91028 | 0.4422
|  | 495.6949 | 0 | 0 | 0.43832 | 2.2301 | 12.1381 | 0.20933 | 0.041094 | 5.6873 | 4.7426 | 11.5833 | 0 | 0.0073109 | 3.6551 | 15.8361 | 0.025612 | 0.056748 | 0.011132 | 0.93133 | 0.44704
|  | 495.9186 | 0 | 0 | 0.41784 | 2.1325 | 12.3728 | 0.13913 | 0.03265 | 5.7015 | 4.7782 | 11.5921 | -0.0038179 | 0.0036538 | 3.5874 | 16.393 | 0.02746 | 0.052977 | 0.0094128 | 0.96484 | 0.46066
|  | 496.1423 | 0 | 0 | 0.43903 | 2.1644 | 12.701 | 0.18675 | 0.053 | 5.7471 | 4.8414 | 11.6488 | 0.0019777 | 0.0054858 | 3.5247 | 16.9462 | 0.02815 | 0.049801 | 0.0093358 | 1.0005 | 0.47455
|  | 496.366 | 0 | 0 | 0.40013 | 2.0728 | 13.0069 | 0.061218 | 0.025945 | 5.7918 | 4.8782 | 11.7122 | 0.0057962 | 0.01005 | 3.435 | 17.3632 | 0.028958 | 0.049506 | 0.012924 | 1.0278 | 0.48733
|  | 496.5898 | 0 | 0 | 0.43653 | 2.1008 | 13.4137 | 0.18808 | 0.042689 | 5.8654 | 4.9644 | 11.8042 | 0.0038187 | 0.0082195 | 3.3516 | 17.8269 | 0.02925 | 0.04807 | 0.01375 | 1.0566 | 0.49936
|  | 496.8135 | 0 | 0 | 0.38898 | 2.0161 | 13.7913 | 0.079912 | 0.018761 | 5.9242 | 5.0271 | 11.9012 | 0.0038189 | 0.0045666 | 3.2756 | 18.353 | 0.025842 | 0.052669 | 0.010932 | 1.0889 | 0.50953
|  | 497.0373 | 0 | 0 | 0.42214 | 2.0245 | 14.1156 | 0.21904 | 0.036437 | 5.9704 | 5.0814 | 11.9255 | 0 | 0.0009148 | 3.2054 | 18.9348 | 0.023325 | 0.055015 | 0.011297 | 1.1266 | 0.52446
|  | 497.2611 | 0 | 0 | 0.3957 | 1.931 | 14.3339 | 0.091106 | 0.021861 | 5.9665 | 5.0902 | 11.8971 | 0 | 0.005482 | 3.152 | 19.6018 | 0.024771 | 0.051157 | 0.011343 | 1.1687 | 0.54024
|  | 497.4848 | 0 | 0 | 0.4297 | 1.9629 | 14.6758 | 0.22762 | 0.043271 | 6.0017 | 5.1351 | 11.9249 | 0 | 0.0073095 | 3.1061 | 20.3777 | 0.024459 | 0.04615 | 0.0091344 | 1.2158 | 0.55537
|  | 497.7087 | 0 | 0 | 0.39197 | 1.8614 | 15 | 0.088037 | 0.014118 | 6.0517 | 5.1883 | 11.9808 | 0.0009507 | 0.0073102 | 3.0458 | 21.0111 | 0.024082 | 0.043534 | 0.0097418 | 1.2564 | 0.57046
|  | 497.9325 | 0 | 0 | 0.42519 | 1.8992 | 15.4502 | 0.19159 | 0.042861 | 6.1518 | 5.2758 | 12.0855 | -0.0028695 | 0.0036562 | 2.9585 | 21.419 | 0.024474 | 0.043699 | 0.011552 | 1.2835 | 0.58187
|  | 498.1563 | 0 | 0 | 0.39514 | 1.832 | 15.8435 | 0.060156 | 0.024891 | 6.2107 | 5.3356 | 12.142 | -0.0019079 | 0.0036562 | 2.8748 | 21.8954 | 0.024617 | 0.046469 | 0.011657 | 1.3141 | 0.59161
|  | 498.3801 | 0 | 0 | 0.4217 | 1.8592 | 16.2817 | 0.2167 | 0.045069 | 6.2711 | 5.4142 | 12.2173 | 0.0086743 | 0.013707 | 2.8034 | 22.4298 | 0.024642 | 0.0548 | 0.011341 | 1.3489 | 0.60237
|  | 498.604 | 0 | 0 | 0.38823 | 1.7506 | 16.4885 | 0.091247 | 0.013413 | 6.2719 | 5.4179 | 12.1559 | 0.001908 | 0.0045688 | 2.734 | 22.9508 | 0.026043 | 0.060147 | 0.010255 | 1.3819 | 0.6142
|  | 498.8279 | 0 | 0 | 0.42156 | 1.8102 | 16.8225 | 0.21668 | 0.04192 | 6.3046 | 5.449 | 12.1577 | -0.0018974 | 0 | 2.6711 | 23.5502 | 0.026501 | 0.053503 | 0.009062 | 1.4208 | 0.62868
|  | 499.0517 | 0 | 0 | 0.39763 | 1.7159 | 17.1706 | 0.11122 | 0.022904 | 6.355 | 5.5033 | 12.1996 | 0.002957 | 0.0073108 | 2.6201 | 24.2723 | 0.025079 | 0.047325 | 0.010298 | 1.4667 | 0.64612
|  | 499.2756 | 0 | 0 | 0.43659 | 1.761 | 17.7192 | 0.22914 | 0.045934 | 6.4557 | 5.5899 | 12.3121 | 0 | 0.0027416 | 2.5642 | 24.8834 | 0.026491 | 0.052619 | 0.013455 | 1.5066 | 0.66047
|  | 499.4995 | 0 | 0 | 0.38986 | 1.6168 | 17.981 | 0.097212 | 0.015568 | 6.4595 | 5.6097 | 12.2881 | 0.0086773 | 0.010055 | 2.495 | 25.3981 | 0.028208 | 0.054314 | 0.01396 | 1.5446 | 0.67221
|  | 499.7235 | 0 | 0 | 0.43821 | 1.6649 | 18.3303 | 0.2317 | 0.049486 | 6.5028 | 5.6504 | 12.2811 | 0.011609 | 0.014625 | 2.4375 | 26.0481 | 0.025602 | 0.045561 | 0.01254 | 1.5888 | 0.68664
|  | 499.9474 | 0 | 0 | 0.38332 | 1.553 | 18.4919 | 0.079338 | 0.015633 | 6.4573 | 5.6224 | 12.1796 | 0.0057912 | 0.0091414 | 2.3866 | 26.714 | 0.024286 | 0.045088 | 0.012077 | 1.632 | 0.70086
|  | 500.1713 | 0 | 0 | 0.43167 | 1.6347 | 19.0281 | 0.19796 | 0.046261 | 6.5588 | 5.7176 | 12.2532 | 0.003807 | 0.0091422 | 2.3318 | 27.3712 | 0.021953 | 0.047325 | 0.010809 | 1.6772 | 0.71417
|  | 500.3953 | 0 | 0 | 0.38187 | 1.4927 | 19.2817 | 0.052369 | 0.0094076 | 6.5716 | 5.7122 | 12.1959 | 0.00094671 | 0.0054925 | 2.2671 | 27.9051 | 0.020704 | 0.048203 | 0.010587 | 1.7137 | 0.72495
|  | 500.6193 | 0 | 0 | 0.41524 | 1.5835 | 19.7335 | 0.23543 | 0.046969 | 6.638 | 5.7971 | 12.2461 | 0 | 0.0036696 | 2.1909 | 28.2452 | 0.022807 | 0.053026 | 0.01129 | 1.7372 | 0.7316
|  | 500.8433 | 0 | 0 | 0.3653 | 1.4457 | 20.0935 | 0.089017 | 0.014468 | 6.6792 | 5.8042 | 12.2762 | 0.0038946 | 0.0073204 | 2.0988 | 28.3121 | 0.024292 | 0.053358 | 0.01038 | 1.747 | 0.73215
|  | 501.0673 | 0 | 0 | 0.41516 | 1.5307 | 20.7195 | 0.22312 | 0.047199 | 6.7799 | 5.916 | 12.3862 | -0.00096247 | 0 | 2.0052 | 28.3692 | 0.02589 | 0.051671 | 0.010349 | 1.7582 | 0.7323
|  | 501.2913 | 0 | 0 | 0.36948 | 1.4417 | 21.084 | 0.074365 | 0.011587 | 6.8426 | 5.9522 | 12.4099 | 0.00094697 | 0.0036647 | 1.9405 | 28.7458 | 0.025051 | 0.053762 | 0.012687 | 1.7873 | 0.7419
|  | 501.5153 | 0 | 0 | 0.44282 | 1.5129 | 21.6621 | 0.23635 | 0.051529 | 6.9498 | 6.0397 | 12.5137 | 0.0097 | 0.01281 | 1.8919 | 29.3455 | 0.021638 | 0.048875 | 0.010674 | 1.8306 | 0.75565
|  | 501.7393 | 0 | 0 | 0.3776 | 1.388 | 22.033 | 0.09038 | 0.010039 | 6.9644 | 6.0583 | 12.4937 | 0.0048583 | 0.0091464 | 1.8504 | 30.1087 | 0.020329 | 0.039988 | 0.0077458 | 1.8845 | 0.77159
|  | 501.9634 | 0 | 0 | 0.41432 | 1.4271 | 22.4079 | 0.22998 | 0.057111 | 7.0143 | 6.1054 | 12.4594 | 0.0086993 | 0.013721 | 1.8104 | 30.8547 | 0.023605 | 0.04364 | 0.0089296 | 1.9381 | 0.78951
|  | 502.1875 | 0 | 0 | 0.36515 | 1.3106 | 22.6573 | 0.079921 | 0.01096 | 7.0165 | 6.0979 | 12.3871 | 0.0077364 | 0.01006 | 1.7606 | 31.4373 | 0.0262 | 0.047549 | 0.0099689 | 1.9827 | 0.80372
|  | 502.4115 | 0 | 0 | 0.41088 | 1.3931 | 23.2966 | 0.21222 | 0.04445 | 7.1181 | 6.1917 | 12.4842 | 0.0048592 | 0.010061 | 1.7092 | 31.9149 | 0.025686 | 0.046771 | 0.010532 | 2.0216 | 0.81577
|  | 502.6356 | 0 | 0 | 0.3601 | 1.2838 | 23.6199 | 0.024689 | 0.0057603 | 7.1296 | 6.1891 | 12.4563 | 0.0067591 | 0.013723 | 1.6659 | 32.5126 | 0.026536 | 0.053863 | 0.010038 | 2.0675 | 0.83268
|  | 502.8597 | 0 | 0 | 0.40749 | 1.3516 | 24.1927 | 0.19341 | 0.043457 | 7.2368 | 6.2739 | 12.5203 | -0.0029603 | 0.002745 | 1.6174 | 33.0717 | 0.026018 | 0.055228 | 0.0093958 | 2.1153 | 0.84749
|  | 503.0838 | 0 | 0 | 0.3427 | 1.2532 | 24.5915 | 0.04836 | 0.0049509 | 7.278 | 6.3058 | 12.5225 | 0 | 0.0027451 | 1.567 | 33.5764 | 0.026043 | 0.052737 | 0.0097875 | 2.1621 | 0.85916
|  | 503.308 | 0 | 0 | 0.40489 | 1.3551 | 25.6555 | 0.21351 | 0.046987 | 7.513 | 6.4913 | 12.7973 | 0.0048605 | 0.0091506 | 1.5197 | 34.0449 | 0.02579 | 0.048705 | 0.0098672 | 2.203 | 0.86964
|  | 503.5321 | 0 | 0 | 0.35806 | 1.2218 | 26.0323 | 0.035435 | 0.0093367 | 7.5423 | 6.5083 | 12.7902 | 0 | 0.0045757 | 1.4647 | 34.3311 | 0.022705 | 0.047688 | 0.009462 | 2.2328 | 0.87734
|  | 503.7563 | 0 | 0 | 0.41601 | 1.3306 | 26.8169 | 0.22224 | 0.054 | 7.6969 | 6.6362 | 12.9459 | 0.004861 | 0.0045757 | 1.4187 | 34.8424 | 0.02066 | 0.051555 | 0.0099468 | 2.2786 | 0.89244
|  | 503.9805 | 0 | 0 | 0.35023 | 1.1768 | 27.2191 | 0.024602 | 0.0059643 | 7.7392 | 6.6484 | 12.9399 | 0.0097228 | 0.0091522 | 1.3862 | 35.5877 | 0.021361 | 0.048447 | 0.010678 | 2.341 | 0.91293
|  | 504.2046 | 0 | 0 | 0.41602 | 1.2828 | 27.8119 | 0.21214 | 0.046595 | 7.8259 | 6.7249 | 12.9611 | 0.0048618 | 0.0045765 | 1.3576 | 36.3383 | 0.023752 | 0.043243 | 0.009611 | 2.4076 | 0.9352
|  | 504.4288 | 0 | 0 | 0.36474 | 1.1591 | 28.2045 | 0.043287 | 0.0082432 | 7.8695 | 6.7448 | 12.954 | 0.0048621 | 0.0045767 | 1.3291 | 37.1743 | 0.024887 | 0.051336 | 0.0090494 | 2.4826 | 0.96007
|  | 504.653 | 0 | 0 | 0.40675 | 1.2239 | 28.6291 | 0.25459 | 0.049891 | 7.9136 | 6.7748 | 12.9393 | 0.0029352 | 0.0036632 | 1.3023 | 38.1169 | 0.02252 | 0.055475 | 0.0091453 | 2.5649 | 0.98601
|  | 504.8773 | 0 | 0 | 0.33852 | 1.0948 | 28.989 | 0.047796 | 0.0093268 | 7.9257 | 6.7656 | 12.8751 | -0.0019273 | -0.00091386 | 1.2795 | 38.9771 | 0.02079 | 0.048002 | 0.0095853 | 2.6423 | 1.011
|  | 505.1015 | 0 | 0 | 0.41132 | 1.2159 | 29.7329 | 0.18882 | 0.048333 | 8.0701 | 6.8862 | 12.9616 | 0.0048632 | 0.0045778 | 1.2516 | 39.6801 | 0.020629 | 0.048611 | 0.010059 | 2.7135 | 1.0346
|  | 505.3258 | 0 | 0 | 0.35266 | 1.0567 | 30.1593 | 0.0035978 | 0.0028971 | 8.1125 | 6.8906 | 12.9586 | 0 | 0 | 1.2165 | 40.2437 | 0.020997 | 0.047893 | 0.008769 | 2.7757 | 1.0535
|  | 505.55 | 0 | 0 | 0.41391 | 1.188 | 31.1589 | 0.23895 | 0.050712 | 8.2986 | 7.0646 | 13.1721 | -0.00096392 | 0 | 1.1816 | 40.7106 | 0.020756 | 0.045528 | 0.0068752 | 2.8326 | 1.0693
|  | 505.7743 | 0 | 0 | 0.34832 | 1.0498 | 31.4614 | 0.011897 | 0.0017982 | 8.2986 | 7.0403 | 13.0832 | 0.0058833 | 0.007331 | 1.1458 | 41.1062 | 0.021021 | 0.045243 | 0.0082028 | 2.892 | 1.0876
|  | 505.9986 | 0 | 0 | 0.40619 | 1.1618 | 32.4218 | 0.21448 | 0.045247 | 8.4895 | 7.2029 | 13.2692 | 0.0019834 | 0.0045854 | 1.1044 | 41.3735 | 0.022745 | 0.039755 | 0.0097284 | 2.9412 | 1.103
|  | 506.2229 | 0 | 0 | 0.35884 | 1.0608 | 33.0322 | 0.037794 | 0.014039 | 8.5917 | 7.2644 | 13.3184 | 0.0048645 | 0.0064119 | 1.0754 | 41.7259 | 0.022759 | 0.04215 | 0.0091919 | 2.9979 | 1.1219
|  | 506.4472 | 0 | 0 | 0.39982 | 1.1437 | 33.7051 | 0.24897 | 0.046544 | 8.68 | 7.3319 | 13.3667 | 0.0048649 | 0.0045794 | 1.0483 | 42.1316 | 0.021645 | 0.043009 | 0.0081175 | 3.0604 | 1.1442
|  | 506.6715 | 0 | 0 | 0.33914 | 0.99422 | 33.5428 | 0.01047 | 0.0017171 | 8.5732 | 7.2237 | 13.1111 | 0.0028658 | 0.0045799 | 1.0242 | 42.7894 | 0.020103 | 0.039564 | 0.0071776 | 3.1392 | 1.1708
|  | 506.8958 | 0 | 0 | 0.41304 | 1.0987 | 34.0845 | 0.24812 | 0.051536 | 8.6444 | 7.2881 | 13.1318 | 0.003819 | 0.0091597 | 1.0053 | 43.4697 | 0.020811 | 0.0443 | 0.0091247 | 3.2289 | 1.202
|  | 507.1202 | 0 | 0 | 0.32471 | 0.95072 | 34.657 | 0.014441 | -0.0016931 | 8.7238 | 7.3249 | 13.141 | 0.0009533 | 0.0073216 | 0.97933 | 43.8768 | 0.021159 | 0.044594 | 0.00975 | 3.3057 | 1.2289
|  | 507.3446 | 0 | 0 | 0.40982 | 1.0721 | 35.4332 | 0.21116 | 0.047393 | 8.8607 | 7.4161 | 13.2488 | 0.0097325 | 0.012826 | 0.9531 | 44.2579 | 0.019682 | 0.041226 | 0.0075883 | 3.3759 | 1.2514
|  | 507.5689 | 0 | 0 | 0.32674 | 0.92414 | 35.9283 | 0.012316 | -0.0043799 | 8.9088 | 7.435 | 13.2436 | 0.0097329 | 0.012839 | 0.92703 | 44.5084 | 0.020732 | 0.049981 | 0.0078691 | 3.4402 | 1.2712
|  | 507.7933 | 0 | 0 | 0.40666 | 1.0449 | 36.7073 | 0.19523 | 0.050186 | 9.0508 | 7.5363 | 13.3062 | -0.00095347 | 0.0027539 | 0.89711 | 44.7661 | 0.020307 | 0.051182 | 0.0073134 | 3.5098 | 1.2924
|  | 508.0177 | 0 | 0 | 0.34752 | 0.90573 | 37.3765 | 0.0064178 | 0.0034685 | 9.1467 | 7.6012 | 13.384 | 0.0019134 | 0.0045815 | 0.86878 | 44.7971 | 0.019569 | 0.045093 | 0.0066917 | 3.5645 | 1.3091
|  | 508.2422 | 0 | 0 | 0.41208 | 1.0112 | 37.848 | 0.21488 | 0.045171 | 9.2111 | 7.6411 | 13.3658 | 0.0028671 | 0.0045817 | 0.83929 | 44.5637 | 0.019383 | 0.040916 | 0.007195 | 3.6011 | 1.3214
|  | 508.4666 | 0 | 0 | 0.33253 | 0.87153 | 38.3143 | 0.0022987 | 0.0019883 | 9.2686 | 7.6555 | 13.3459 | 0 | 0 | 0.81133 | 44.4106 | 0.01995 | 0.036528 | 0.0082172 | 3.6443 | 1.3385
|  | 508.6911 | 0 | 0 | 0.38026 | 0.98661 | 39.319 | 0.20811 | 0.044721 | 9.4446 | 7.8123 | 13.5094 | -0.0019183 | 0 | 0.79039 | 44.4346 | 0.020344 | 0.037997 | 0.008388 | 3.7066 | 1.3606
|  | 508.9155 | 0 | 0 | 0.32316 | 0.84763 | 39.4451 | 0.0058651 | 0.00046493 | 9.4195 | 7.731 | 13.3792 | -0.0038325 | -0.00091796 | 0.77203 | 44.6077 | 0.01955 | 0.037374 | 0.0073017 | 3.785 | 1.388
|  | 509.14 | 0 | 0 | 0.38428 | 0.96437 | 40.1205 | 0.24218 | 0.040424 | 9.5201 | 7.8312 | 13.4237 | -0.00096492 | 0.003665 | 0.75591 | 44.7316 | 0.020257 | 0.042655 | 0.0079838 | 3.8647 | 1.4164
|  | 509.3645 | 0 | 0 | 0.33972 | 0.85631 | 40.2317 | -4.1558e-05 | 0.0033736 | 9.5048 | 7.785 | 13.2926 | 0.0018983 | 0.0082428 | 0.73652 | 44.811 | 0.020302 | 0.04669 | 0.0079878 | 3.9401 | 1.4431
|  | 509.589 | 0 | 0 | 0.40508 | 0.94119 | 41.019 | 0.22455 | 0.052681 | 9.6318 | 7.8851 | 13.3999 | 0.0038176 | 0.0082435 | 0.72033 | 44.8862 | 0.021321 | 0.041813 | 0.00915 | 4.0207 | 1.4722
|  | 509.8135 | 0 | 0 | 0.32949 | 0.79725 | 41.2004 | -0.02138 | 0.011679 | 9.6033 | 7.8505 | 13.2758 | 0.0067018 | 0.0091676 | 0.70774 | 44.9064 | 0.021241 | 0.041806 | 0.010444 | 4.1005 | 1.5018
|  | 510.038 | 0 | 0 | 0.37988 | 0.92762 | 42.0389 | 0.22679 | 0.045813 | 9.7605 | 7.9546 | 13.3606 | 0.0038337 | 0.005501 | 0.68608 | 44.69 | 0.019464 | 0.043065 | 0.0078743 | 4.1541 | 1.5219
|  | 510.2625 | 0 | 0 | 0.30721 | 0.81119 | 42.5384 | 0.030588 | -0.0012928 | 9.8248 | 7.9823 | 13.3602 | 0.003905 | 0.0055012 | 0.66842 | 44.5522 | 0.019814 | 0.042391 | 0.0067747 | 4.2231 | 1.5456
|  | 510.4871 | 0 | 0 | 0.38569 | 0.90986 | 42.7421 | 0.22485 | 0.040854 | 9.8503 | 7.9914 | 13.2974 | 0.0087756 | 0.012836 | 0.65627 | 44.475 | 0.018924 | 0.043571 | 0.0067109 | 4.3062 | 1.5746
|  | 510.7116 | 0 | 0 | 0.32527 | 0.7749 | 43.0848 | 0.012406 | 0.012272 | 9.8685 | 7.9849 | 13.2503 | 0.0097418 | 0.017422 | 0.64266 | 44.2688 | 0.017999 | 0.041079 | 0.0075951 | 4.3762 | 1.6026
|  | 510.9362 | 0 | 0 | 0.37121 | 0.88475 | 43.7771 | 0.2122 | 0.04482 | 9.9983 | 8.0755 | 13.3122 | 0.0087879 | 0.013756 | 0.63045 | 44.2581 | 0.019706 | 0.03734 | 0.0089795 | 4.468 | 1.6393
|  | 511.1608 | 0 | 0 | 0.31972 | 0.73111 | 44.034 | 0.012819 | -0.0032499 | 9.9999 | 8.0619 | 13.2383 | 0.0097384 | 0.012847 | 0.61402 | 44.0521 | 0.019804 | 0.039798 | 0.0085591 | 4.544 | 1.666
|  | 511.3854 | 0 | 0 | 0.37961 | 0.86648 | 44.5116 | 0.20262 | 0.051676 | 10.0761 | 8.0966 | 13.2329 | 0.010693 | 0.012847 | 0.59754 | 43.7361 | 0.018987 | 0.037284 | 0.0069232 | 4.6118 | 1.6896
|  | 511.61 | 0 | 0 | 0.30853 | 0.71767 | 45.0636 | 0.0023358 | 0.00090283 | 10.1696 | 8.1366 | 13.281 | 0.0097444 | 0.0091726 | 0.58603 | 43.5935 | 0.019039 | 0.036078 | 0.0054724 | 4.7011 | 1.7218
|  | 511.8346 | 0 | 0 | 0.35892 | 0.79241 | 45.6512 | 0.17661 | 0.034895 | 10.259 | 8.2088 | 13.2857 | 0.0048724 | 0.0055037 | 0.57575 | 43.3938 | 0.018536 | 0.042886 | 0.00653 | 4.7877 | 1.7533
|  | 512.0593 | 0 | 0 | 0.32216 | 0.70983 | 45.8623 | -0.010502 | -0.00024589 | 10.2618 | 8.2001 | 13.2371 | 0 | 0.00091724 | 0.56476 | 43.038 | 0.019495 | 0.045796 | 0.0074407 | 4.8576 | 1.7796
|  | 512.2839 | 0 | 0 | 0.35931 | 0.80717 | 46.5491 | 0.18531 | 0.034647 | 10.395 | 8.2871 | 13.2961 | 0.0048731 | 0.0045871 | 0.55405 | 42.6978 | 0.020822 | 0.042812 | 0.0067512 | 4.9334 | 1.8087
|  | 512.5086 | 0 | 0 | 0.32052 | 0.71642 | 47.1509 | 0.033257 | 0.0057972 | 10.5002 | 8.3552 | 13.3596 | 0.0078308 | 0.0082503 | 0.54217 | 42.3976 | 0.02024 | 0.038301 | 0.0065583 | 5.0189 | 1.8402
|  | 512.7333 | 0 | 0 | 0.35712 | 0.78799 | 47.1297 | 0.19253 | 0.038306 | 10.4904 | 8.3296 | 13.2407 | 0.0078315 | 0.008251 | 0.5298 | 41.9819 | 0.020353 | 0.033013 | 0.0070133 | 5.0912 | 1.8654
|  | 512.958 | 0 | 0 | 0.30729 | 0.69255 | 47.2744 | -0.0072618 | 0.0099571 | 10.4782 | 8.2899 | 13.1684 | 0.004874 | 0.0054989 | 0.51753 | 41.457 | 0.020738 | 0.033858 | 0.0068583 | 5.1483 | 1.8873
|  | 513.1827 | 0 | 0 | 0.36619 | 0.76628 | 48.2315 | 0.16885 | 0.040034 | 10.6751 | 8.4303 | 13.3095 | 0.0019208 | 0.0045882 | 0.50598 | 40.982 | 0.020203 | 0.040389 | 0.00743 | 5.217 | 1.9117
|  | 513.4074 | 0 | 0 | 0.30137 | 0.6727 | 48.6039 | 0.044832 | 0.0034091 | 10.7211 | 8.4531 | 13.2914 | 0.001921 | 0.0064389 | 0.49501 | 40.6284 | 0.020445 | 0.040062 | 0.0072396 | 5.301 | 1.9389
|  | 513.6321 | 0 | 0 | 0.36615 | 0.78009 | 49.4393 | 0.17741 | 0.042868 | 10.885 | 8.5942 | 13.424 | 0.001921 | 0.0055231 | 0.48321 | 39.9462 | 0.020261 | 0.037017 | 0.0064171 | 5.3392 | 1.9525
|  | 513.8569 | 0 | 0 | 0.31294 | 0.66477 | 49.9022 | 0.036917 | 0.0043458 | 10.9734 | 8.6276 | 13.4416 | 0.0067965 | 0.007351 | 0.46918 | 39.1099 | 0.02018 | 0.034986 | 0.0056985 | 5.3612 | 1.9591
|  | 514.0816 | 0 | 0 | 0.35908 | 0.72064 | 50.5013 | 0.15186 | 0.036566 | 11.0882 | 8.694 | 13.4954 | 0.010706 | 0.013768 | 0.45947 | 38.4673 | 0.021981 | 0.033318 | 0.0059808 | 5.4115 | 1.9734
|  | 514.3064 | 0 | 0 | 0.32089 | 0.65033 | 50.7638 | 0.026031 | 0.012454 | 11.1391 | 8.7139 | 13.4791 | 0.0077527 | 0.011939 | 0.45447 | 37.8004 | 0.023667 | 0.035636 | 0.0080525 | 5.459 | 1.9882
|  | 514.5312 | 0 | 0 | 0.35598 | 0.73798 | 51.6945 | 0.14971 | 0.036994 | 11.3428 | 8.8549 | 13.6411 | 0.0019216 | 0.0046021 | 0.44639 | 37.3892 | 0.023523 | 0.041046 | 0.0094308 | 5.5418 | 2.0137
|  | 514.756 | 0 | 0 | 0.31405 | 0.65644 | 52.6928 | 0.040616 | 0.012269 | 11.5455 | 8.9885 | 13.7919 | 0.0097528 | 0.011023 | 0.43706 | 37.0971 | 0.022015 | 0.044871 | 0.0085315 | 5.6383 | 2.0399
|  | 514.9808 | 0 | 0 | 0.35686 | 0.72843 | 53.5038 | 0.15201 | 0.036297 | 11.716 | 9.1191 | 13.9343 | 0.010704 | 0.011026 | 0.42875 | 36.5295 | 0.021805 | 0.042292 | 0.0070893 | 5.695 | 2.0531
|  | 515.2056 | 0 | 0 | 0.32521 | 0.63939 | 53.5762 | 0.022429 | 0.00061987 | 11.7181 | 9.1087 | 13.8805 | 0.0038234 | 0.0064356 | 0.42013 | 35.8267 | 0.023694 | 0.038434 | 0.0081183 | 5.7317 | 2.0614
|  | 515.4304 | 0 | 0 | 0.3648 | 0.73239 | 54.5608 | 0.16617 | 0.040233 | 11.9603 | 9.273 | 14.0449 | 0.0077501 | 0.012854 | 0.41124 | 35.2886 | 0.024325 | 0.037484 | 0.0079373 | 5.7924 | 2.0779
|  | 515.6553 | 0 | 0 | 0.32483 | 0.65376 | 54.8248 | 0.013314 | 0.014354 | 12.0252 | 9.3105 | 14.0487 | 0.0038398 | 0.0082633 | 0.40307 | 34.6464 | 0.022727 | 0.042636 | 0.0058627 | 5.8318 | 2.0839
|  | 515.8801 | 0 | 0 | 0.36818 | 0.72088 | 55.3662 | 0.14107 | 0.040724 | 12.1447 | 9.3852 | 14.0918 | 0.0038401 | 0.0045919 | 0.39284 | 33.7399 | 0.021834 | 0.046909 | 0.006559 | 5.8264 | 2.0716
|  | 516.105 | 0 | 0 | 0.31387 | 0.6423 | 56.1207 | 0.033363 | 0.006394 | 12.3224 | 9.5045 | 14.2324 | 0.0048784 | 0.0082644 | 0.38085 | 33.1013 | 0.022292 | 0.037532 | 0.0064015 | 5.865 | 2.073
|  | 516.3299 | 0 | 0 | 0.35079 | 0.69438 | 56.6462 | 0.15236 | 0.02821 | 12.4525 | 9.5887 | 14.309 | 0 | 0.0036725 | 0.37226 | 32.6615 | 0.023417 | 0.032301 | 0.0066294 | 5.9394 | 2.0893
|  | 516.5548 | 0 | 0 | 0.32333 | 0.62944 | 56.9114 | 0.055207 | 0.0074863 | 12.5218 | 9.6299 | 14.3177 | 0.0048788 | 0.0045925 | 0.36494 | 32.1103 | 0.023134 | 0.036963 | 0.0083567 | 5.989 | 2.0981
|  | 516.7797 | 0 | 0 | 0.3622 | 0.69455 | 57.0744 | 0.15792 | 0.040471 | 12.5925 | 9.6575 | 14.3017 | 0.0048795 | 0.0045932 | 0.35861 | 31.4766 | 0.024512 | 0.041608 | 0.0080982 | 6.0213 | 2.0931
|  | 517.0046 | 0 | 0 | 0.31581 | 0.613 | 57.0723 | 0.058387 | 0.0086271 | 12.5899 | 9.6629 | 14.2449 | 0.0020052 | 0.0045932 | 0.35568 | 31.0517 | 0.024729 | 0.039209 | 0.0072817 | 6.0924 | 2.101
|  | 517.2296 | 0 | 0 | 0.35641 | 0.68807 | 57.9378 | 0.14638 | 0.034495 | 12.8174 | 9.7982 | 14.4208 | 0.0029567 | 0.0091872 | 0.35284 | 30.6205 | 0.024614 | 0.035639 | 0.0075664 | 6.157 | 2.1102
|  | 517.4545 | 0 | 0 | 0.32385 | 0.61181 | 58.408 | 0.044256 | 0.013795 | 12.9457 | 9.8805 | 14.4825 | 0.0028588 | 0.0091876 | 0.34724 | 30.0432 | 0.026716 | 0.03701 | 0.0092295 | 6.1939 | 2.107
|  | 517.6795 | 0 | 0 | 0.35486 | 0.66448 | 58.418 | 0.1515 | 0.0326 | 12.9753 | 9.8957 | 14.4433 | 0.0019076 | 0.0045942 | 0.33777 | 29.5142 | 0.026849 | 0.039314 | 0.0083172 | 6.2419 | 2.1041
|  | 517.9045 | 0 | 0 | 0.31593 | 0.58774 | 57.6148 | 0.041601 | 0.0051573 | 12.8325 | 9.7665 | 14.2454 | 0 | 0.00091222 | 0.32906 | 28.9451 | 0.02545 | 0.042186 | 0.0064472 | 6.2726 | 2.0938
|  | 518.1295 | 0 | 0 | 0.34772 | 0.64815 | 57.4727 | 0.1419 | 0.030754 | 12.8406 | 9.758 | 14.1736 | 0.0048811 | 0.0055069 | 0.32295 | 28.3894 | 0.025413 | 0.042351 | 0.0066794 | 6.3017 | 2.0839
|  | 518.3545 | 0 | 0 | 0.3225 | 0.58733 | 57.518 | 0.057883 | 0.016283 | 12.8895 | 9.7847 | 14.1522 | 0.0048815 | 0.0082777 | 0.31634 | 27.8531 | 0.024905 | 0.045065 | 0.0059975 | 6.3345 | 2.073
|  | 518.5795 | 0 | 0 | 0.33758 | 0.64879 | 57.955 | 0.1583 | 0.033305 | 13.0281 | 9.8876 | 14.2416 | 0.0048817 | 0.0082781 | 0.31027 | 27.303 | 0.02374 | 0.045971 | 0.0059309 | 6.358 | 2.0582
|  | 518.8045 | 0 | 0 | 0.3089 | 0.59475 | 57.8605 | 0.038724 | 0.0039056 | 13.0442 | 9.8909 | 14.2057 | 0.0068015 | 0.0073533 | 0.30524 | 26.8613 | 0.026156 | 0.041481 | 0.0071988 | 6.4026 | 2.0516
|  | 519.0295 | 0 | 0 | 0.34364 | 0.63038 | 58.0486 | 0.094527 | 0.027487 | 13.1451 | 9.9458 | 14.2281 | 0.0068018 | 0.0082742 | 0.3002 | 26.56 | 0.02883 | 0.04629 | 0.0075495 | 6.4774 | 2.0526
|  | 519.2546 | 0 | 0 | 0.33433 | 0.58468 | 57.8622 | 0.058859 | 0.015609 | 13.1734 | 9.9397 | 14.1903 | 0.0088138 | 0.010113 | 0.29636 | 26.2842 | 0.029099 | 0.051245 | 0.0070855 | 6.5562 | 2.0551
|  | 519.4797 | 0 | 0 | 0.34679 | 0.60831 | 57.7794 | 0.13639 | 0.031745 | 13.21 | 9.9687 | 14.159 | 0.0088142 | 0.009193 | 0.29361 | 25.8898 | 0.029593 | 0.05017 | 0.0070361 | 6.6011 | 2.0447
|  | 519.7047 | 0 | 0 | 0.31166 | 0.54813 | 57.6063 | 0.039628 | 0.015556 | 13.2273 | 9.9784 | 14.1179 | 0.0097665 | 0.0091934 | 0.28683 | 25.4249 | 0.029014 | 0.041095 | 0.0071135 | 6.6257 | 2.0249
|  | 519.9298 | 0 | 0 | 0.33481 | 0.59225 | 57.7578 | 0.10769 | 0.025107 | 13.316 | 10.0327 | 14.1588 | 0.009767 | 0.0091938 | 0.28232 | 24.906 | 0.0291 | 0.038674 | 0.0080329 | 6.6351 | 2.0019
|  | 520.1549 | 0 | 0 | 0.31253 | 0.55484 | 58.2608 | 0.04016 | 0.010293 | 13.5007 | 10.1441 | 14.2904 | 0.0048841 | 0.0064298 | 0.28021 | 24.3074 | 0.029744 | 0.047911 | 0.0090153 | 6.6143 | 1.9714
|  | 520.38 | 0 | 0 | 0.33057 | 0.61239 | 58.2962 | 0.11545 | 0.029475 | 13.5824 | 10.205 | 14.3209 | 0.007761 | 0.011027 | 0.27475 | 23.6959 | 0.030505 | 0.052043 | 0.0086731 | 6.5861 | 1.9355
|  | 520.6052 | 0 | 0 | 0.29468 | 0.51849 | 57.806 | -0.010019 | 0.0034066 | 13.5571 | 10.1589 | 14.2207 | 0.012646 | 0.013794 | 0.26901 | 23.2203 | 0.030606 | 0.045094 | 0.0071741 | 6.5919 | 1.9081
|  | 520.8303 | 0 | 0 | 0.31547 | 0.53404 | 57.3552 | 0.036482 | 0.011905 | 13.5737 | 10.1531 | 14.1478 | 0.0097696 | 0.0091963 | 0.26217 | 22.8284 | 0.030857 | 0.043808 | 0.0076451 | 6.6135 | 1.8878
|  | 521.0555 | 0 | 0 | 0.33148 | 0.58627 | 57.7145 | 0.12451 | 0.028083 | 13.7424 | 10.2797 | 14.2709 | 0.010739 | 0.011951 | 0.25604 | 22.4196 | 0.030271 | 0.043847 | 0.0080381 | 6.6198 | 1.866
|  | 521.2807 | 0 | 0 | 0.31281 | 0.53795 | 58.1764 | 0.063904 | 0.015355 | 13.9603 | 10.4198 | 14.4216 | 0.010739 | 0.011951 | 0.25009 | 21.993 | 0.031003 | 0.044189 | 0.0077474 | 6.6159 | 1.8396
|  | 521.5058 | 0 | 0 | 0.3339 | 0.56793 | 58.3462 | 0.12048 | 0.032479 | 14.0977 | 10.5115 | 14.507 | 0.0058541 | 0.0073584 | 0.24209 | 21.5061 | 0.03096 | 0.046727 | 0.0071982 | 6.5939 | 1.8045
|  | 521.731 | 0 | 0 | 0.31788 | 0.53396 | 58.1926 | 0.06882 | 0.016256 | 14.1467 | 10.5486 | 14.51 | 0.0087478 | 0.011958 | 0.24264 | 21.0812 | 0.030891 | 0.042337 | 0.0073782 | 6.584 | 1.775
|  | 521.9562 | 0 | 0 | 0.33726 | 0.56937 | 58.4867 | 0.12626 | 0.027647 | 14.3151 | 10.6607 | 14.6185 | 0.012667 | 0.014719 | 0.24318 | 20.6933 | 0.031768 | 0.039607 | 0.007918 | 6.5746 | 1.7494
|  | 522.1815 | 0 | 0 | 0.32025 | 0.53544 | 58.6143 | 0.067474 | 0.015259 | 14.4578 | 10.7382 | 14.7178 | 0.0068838 | 0.0092062 | 0.23781 | 20.2146 | 0.035129 | 0.046529 | 0.0083023 | 6.534 | 1.7138
|  | 522.4067 | 0 | 0 | 0.34589 | 0.5748 | 59.0352 | 0.1218 | 0.025809 | 14.6751 | 10.8888 | 14.8979 | 0.0019975 | 0.003687 | 0.2314 | 19.7459 | 0.036253 | 0.047954 | 0.0081378 | 6.4958 | 1.679
|  | 522.6319 | 0 | 0 | 0.33145 | 0.55 | 59.3392 | 0.066197 | 0.01676 | 14.855 | 11.0149 | 15.0193 | 0 | 0 | 0.22912 | 19.4126 | 0.03702 | 0.045671 | 0.0086427 | 6.4959 | 1.6587
|  | 522.8572 | 0 | 0 | 0.34105 | 0.5745 | 59.5004 | 0.10538 | 0.02697 | 15.0252 | 11.1362 | 15.1287 | 0 | 0 | 0.22855 | 19.1054 | 0.037762 | 0.045817 | 0.0086782 | 6.4951 | 1.6366
|  | 523.0825 | 0 | 0 | 0.32984 | 0.55361 | 59.2547 | 0.086196 | 0.019461 | 15.0854 | 11.1766 | 15.1432 | 0 | 0 | 0.22529 | 18.6985 | 0.036171 | 0.046535 | 0.0087484 | 6.4582 | 1.6031
|  | 523.3077 | 0 | 0 | 0.34434 | 0.57398 | 58.6052 | 0.13966 | 0.032008 | 15.0267 | 11.1415 | 15.0361 | 0 | 0 | 0.21892 | 18.2632 | 0.037904 | 0.051332 | 0.0086823 | 6.4072 | 1.5702
|  | 523.533 | 0 | 0 | 0.32259 | 0.54384 | 57.8553 | 0.08215 | 0.023943 | 14.9402 | 11.0667 | 14.9202 | 0 | 0 | 0.21642 | 17.9442 | 0.039127 | 0.051686 | 0.0074096 | 6.3883 | 1.5469
|  | 523.7583 | 0 | 0 | 0.33318 | 0.55681 | 57.0994 | 0.10904 | 0.029394 | 14.861 | 11 | 14.7957 | 0 | 0 | 0.21372 | 17.6968 | 0.039005 | 0.043106 | 0.0061899 | 6.3904 | 1.5286
|  | 523.9837 | 0 | 0 | 0.31808 | 0.52752 | 56.2395 | 0.087119 | 0.019214 | 14.7787 | 10.9172 | 14.6526 | 0 | 0 | 0.20831 | 17.3457 | 0.041932 | 0.04438 | 0.0062756 | 6.3501 | 1.5033
|  | 524.209 | 0 | 0 | 0.32514 | 0.54296 | 56.0773 | 0.10356 | 0.025039 | 14.8773 | 10.9817 | 14.7064 | 0 | 0 | 0.20422 | 16.9624 | 0.040375 | 0.0484 | 0.0073521 | 6.2924 | 1.4744
|  | 524.4344 | 0 | 0 | 0.31728 | 0.52162 | 55.964 | 0.07528 | 0.023596 | 14.9771 | 11.0595 | 14.7714 | 0 | 0 | 0.20291 | 16.6052 | 0.039752 | 0.049957 | 0.0077904 | 6.2433 | 1.4477
|  | 524.6597 | 0 | 0 | 0.33396 | 0.53282 | 55.8097 | 0.11267 | 0.032963 | 15.0773 | 11.1173 | 14.8248 | 0 | 0 | 0.20424 | 16.2369 | 0.042291 | 0.044306 | 0.0072251 | 6.1828 | 1.4196
|  | 524.8851 | 0 | 0 | 0.33468 | 0.52791 | 55.6746 | 0.098558 | 0.029197 | 15.1787 | 11.1749 | 14.8802 | 0 | 0 | 0.20481 | 15.9154 | 0.043606 | 0.045385 | 0.0084374 | 6.1353 | 1.3962
|  | 525.1105 | 0 | 0 | 0.33265 | 0.53854 | 55.5755 | 0.11225 | 0.031489 | 15.2744 | 11.2547 | 14.9298 | 0 | 0 | 0.20032 | 15.5883 | 0.045547 | 0.052988 | 0.0096006 | 6.0877 | 1.3745
|  | 525.3359 | 0 | 0 | 0.3287 | 0.5273 | 55.0426 | 0.11824 | 0.02907 | 15.2914 | 11.2564 | 14.8947 | 0 | 0 | 0.19528 | 15.2857 | 0.045714 | 0.052782 | 0.0090485 | 6.0327 | 1.3535
|  | 525.5613 | 0 | 0 | 0.33401 | 0.52726 | 54.3623 | 0.13742 | 0.027918 | 15.2602 | 11.2302 | 14.8241 | 0 | 0 | 0.19155 | 14.9997 | 0.046939 | 0.049844 | 0.0080393 | 5.9753 | 1.3321
|  | 525.7867 | 0 | 0 | 0.32895 | 0.51942 | 53.6824 | 0.10727 | 0.024687 | 15.2114 | 11.1993 | 14.7392 | 0 | 0 | 0.1881 | 14.7179 | 0.047918 | 0.048339 | 0.0087483 | 5.928 | 1.3126
|  | 526.0122 | 0 | 0 | 0.33214 | 0.52314 | 53.1548 | 0.098123 | 0.027782 | 15.2282 | 11.196 | 14.7133 | 0 | 0 | 0.18785 | 14.383 | 0.048138 | 0.051041 | 0.0095987 | 5.856 | 1.29
|  | 526.2376 | 0 | 0 | 0.3251 | 0.51623 | 52.6943 | 0.098061 | 0.027716 | 15.2636 | 11.2128 | 14.7079 | 0 | 0 | 0.18385 | 13.9734 | 0.049787 | 0.057909 | 0.01025 | 5.7435 | 1.2615
|  | 526.4631 | 0 | 0 | 0.31516 | 0.49697 | 52.6014 | 0.098046 | 0.025897 | 15.3826 | 11.3075 | 14.7837 | 0 | 0 | 0.18085 | 13.6149 | 0.051504 | 0.052463 | 0.0097507 | 5.6534 | 1.2381
|  | 526.6885 | 0 | 0 | 0.32266 | 0.49376 | 52.545 | 0.095851 | 0.025836 | 15.5168 | 11.3994 | 14.887 | 0 | 0 | 0.17886 | 13.3057 | 0.052329 | 0.046026 | 0.0076512 | 5.5821 | 1.2191
|  | 526.914 | 0 | 0 | 0.32922 | 0.4956 | 52.0909 | 0.080905 | 0.027279 | 15.5567 | 11.4291 | 14.8945 | 0 | 0 | 0.17732 | 12.9896 | 0.051708 | 0.051399 | 0.0094148 | 5.4918 | 1.199
|  | 527.1395 | 0 | 0 | 0.34359 | 0.50882 | 51.7892 | 0.10005 | 0.036347 | 15.6481 | 11.4868 | 14.9344 | 0 | 0 | 0.17487 | 12.715 | 0.053446 | 0.051243 | 0.0088228 | 5.415 | 1.1841
|  | 527.365 | 0 | 0 | 0.33281 | 0.49033 | 51.3879 | 0.080348 | 0.03136 | 15.6769 | 11.5065 | 14.9287 | 0 | 0 | 0.16914 | 12.4986 | 0.05615 | 0.045252 | 0.0062712 | 5.3663 | 1.1735
|  | 527.5906 | 0 | 0 | 0.32764 | 0.50029 | 50.8495 | 0.091707 | 0.031965 | 15.6815 | 11.5159 | 14.9061 | 0 | 0 | 0.16805 | 12.1998 | 0.055134 | 0.050887 | 0.0073331 | 5.2906 | 1.1566
|  | 527.8161 | 0 | 0 | 0.32468 | 0.49204 | 50.5461 | 0.10448 | 0.022762 | 15.7859 | 11.5656 | 14.9569 | 0 | 0 | 0.16796 | 11.9813 | 0.054366 | 0.057468 | 0.0086341 | 5.2361 | 1.1479
|  | 528.0417 | 0 | 0 | 0.32473 | 0.4905 | 50.4124 | 0.13917 | 0.025522 | 15.9125 | 11.6557 | 15.0445 | 0 | 0 | 0.16868 | 11.848 | 0.056568 | 0.047902 | 0.0091006 | 5.2106 | 1.1471
|  | 528.2672 | 0 | 0 | 0.31661 | 0.47731 | 49.9566 | 0.085799 | 0.027385 | 15.9344 | 11.6694 | 15.0393 | 0 | 0 | 0.16656 | 11.6554 | 0.059829 | 0.045344 | 0.009572 | 5.16 | 1.1431
|  | 528.4928 | 0 | 0 | 0.33366 | 0.48481 | 49.3838 | 0.12188 | 0.035553 | 15.9256 | 11.6705 | 15.0058 | 0 | 0 | 0.16569 | 11.4086 | 0.060497 | 0.050383 | 0.010183 | 5.0792 | 1.1316
|  | 528.7184 | 0 | 0 | 0.31827 | 0.47981 | 48.8358 | 0.087216 | 0.029081 | 15.9299 | 11.6728 | 14.9828 | 0 | 0 | 0.16698 | 11.1375 | 0.060424 | 0.045488 | 0.0087989 | 4.9896 | 1.1182
|  | 528.944 | 0 | 0 | 0.32219 | 0.50554 | 48.4439 | 0.1164 | 0.034044 | 16.005 | 11.7085 | 15.0159 | 0 | 0 | 0.16421 | 10.8639 | 0.062829 | 0.042725 | 0.0086003 | 4.9 | 1.1053
|  | 529.1696 | 0 | 0 | 0.30961 | 0.47514 | 47.8289 | 0.075307 | 0.021155 | 15.977 | 11.7007 | 14.9624 | 0 | 0 | 0.16273 | 10.5871 | 0.06374 | 0.045627 | 0.010109 | 4.8076 | 1.0912
|  | 529.3952 | 0 | 0 | 0.31386 | 0.49412 | 47.429 | 0.099914 | 0.028402 | 16.0241 | 11.7417 | 14.9572 | 0 | 0 | 0.16266 | 10.3455 | 0.065928 | 0.043174 | 0.0088761 | 4.7326 | 1.0819
|  | 529.6209 | 0 | 0 | 0.30715 | 0.47301 | 46.9724 | 0.074861 | 0.018226 | 16.055 | 11.7512 | 14.9702 | 0 | 0 | 0.16087 | 10.1929 | 0.068461 | 0.045513 | 0.009423 | 4.6897 | 1.0816
|  | 529.8465 | 0 | 0 | 0.33459 | 0.50284 | 46.4038 | 0.13231 | 0.033288 | 16.054 | 11.7642 | 14.9401 | 0 | 0 | 0.15949 | 10.0268 | 0.070004 | 0.049644 | 0.010602 | 4.6345 | 1.0804
|  | 530.0722 | 0 | 0 | 0.31174 | 0.48054 | 45.7221 | 0.099073 | 0.025857 | 16.0214 | 11.7415 | 14.8931 | 0 | 0 | 0.17166 | 9.7539 | 0.086722 | 0.091876 | 0.018519 | 4.5398 | 1.0773
|  | 530.2979 | 0 | 0 | 0.32368 | 0.49404 | 45.3154 | 0.11639 | 0.035396 | 16.067 | 11.7672 | 14.9098 | 0 | 0 | 0.15712 | 9.4391 | 0.076458 | 0.059219 | 0.0098096 | 4.4377 | 1.0623
|  | 530.5236 | 0 | 0 | 0.31203 | 0.4713 | 44.9793 | 0.056601 | 0.025473 | 16.1483 | 11.8224 | 14.9565 | 0 | 0 | 0.15254 | 9.1919 | 0.079054 | 0.053877 | 0.0092184 | 4.3434 | 1.0507
|  | 530.7493 | 0 | 0 | 0.32628 | 0.50456 | 44.9742 | 0.15113 | 0.036158 | 16.3324 | 11.9686 | 15.1141 | 0 | 0 | 0.15255 | 8.942 | 0.08086 | 0.048128 | 0.0077033 | 4.2487 | 1.0386
|  | 530.975 | 0 | 0 | 0.3109 | 0.45818 | 44.6319 | 0.078895 | 0.018614 | 16.4157 | 12.0156 | 15.161 | 0 | 0 | 0.15496 | 8.7549 | 0.082831 | 0.0509 | 0.008009 | 4.1809 | 1.0344
|  | 531.2007 | 0 | 0 | 0.33244 | 0.50425 | 44.0951 | 0.13131 | 0.030313 | 16.4037 | 12.0255 | 15.1219 | 0 | 0 | 0.15315 | 8.5083 | 0.084293 | 0.054553 | 0.0090468 | 4.0856 | 1.0243
|  | 531.4264 | 0 | 0 | 0.30953 | 0.46103 | 43.5111 | 0.04505 | 0.020399 | 16.3755 | 12.007 | 15.0882 | 0 | 0 | 0.1467 | 8.2204 | 0.082889 | 0.048303 | 0.0068504 | 3.9706 | 1.0047
|  | 531.6522 | 0 | 0 | 0.34168 | 0.49261 | 43.2601 | 0.14691 | 0.036881 | 16.4763 | 12.0915 | 15.162 | 0 | 0 | 0.14329 | 7.9783 | 0.084771 | 0.044494 | 0.0068949 | 3.8757 | 0.99022
|  | 531.878 | 0 | 0 | 0.31866 | 0.45306 | 43.0151 | 0.070293 | 0.021533 | 16.5954 | 12.1565 | 15.2467 | 0 | 0 | 0.14341 | 7.8132 | 0.086423 | 0.04985 | 0.0076433 | 3.8241 | 0.98812
|  | 532.1037 | 0 | 0 | 0.33087 | 0.50597 | 42.7775 | 0.1373 | 0.032237 | 16.7143 | 12.2552 | 15.3252 | 0 | 0 | 0.14476 | 7.6737 | 0.089822 | 0.049658 | 0.0090427 | 3.7828 | 0.98827
|  | 532.3295 | 0 | 0 | 0.31346 | 0.44445 | 42.4822 | 0.06424 | 0.0116 | 16.809 | 12.3247 | 15.3814 | 0 | 0 | 0.14509 | 7.5127 | 0.094625 | 0.042846 | 0.0084152 | 3.7235 | 0.98306
|  | 532.5553 | 0 | 0 | 0.33627 | 0.50806 | 42.2893 | 0.1423 | 0.031934 | 16.9397 | 12.4246 | 15.475 | 0 | 0 | 0.14485 | 7.3716 | 0.096612 | 0.041989 | 0.0073637 | 3.6703 | 0.97998
|  | 532.7812 | 0 | 0 | 0.3094 | 0.4528 | 41.7823 | 0.03832 | 0.017041 | 16.9418 | 12.411 | 15.4699 | 0 | 0 | 0.14348 | 7.1995 | 0.095836 | 0.046623 | 0.0085217 | 3.6098 | 0.97245
|  | 533.007 | 0 | 0 | 0.33951 | 0.50414 | 41.2705 | 0.14461 | 0.044479 | 16.9406 | 12.4353 | 15.4578 | 0 | 0 | 0.14053 | 6.975 | 0.097012 | 0.046229 | 0.009606 | 3.5172 | 0.96011
|  | 533.2328 | 0 | 0 | 0.29983 | 0.4408 | 40.6482 | 0.030937 | 0.018541 | 16.9001 | 12.398 | 15.4026 | 0 | 0 | 0.13812 | 6.7646 | 0.099846 | 0.041178 | 0.0098533 | 3.4316 | 0.94788
|  | 533.4587 | 0 | 0 | 0.33101 | 0.49693 | 40.2712 | 0.14781 | 0.038096 | 16.9431 | 12.4429 | 15.4213 | 0 | 0 | 0.13495 | 6.591 | 0.1014 | 0.046689 | 0.0086081 | 3.3708 | 0.93691
|  | 533.6845 | 0 | 0 | 0.29564 | 0.42784 | 39.8478 | 0.015389 | 0.01607 | 16.9847 | 12.4784 | 15.4492 | 0 | 0 | 0.13381 | 6.4421 | 0.10174 | 0.046239 | 0.0071749 | 3.3182 | 0.93115
|  | 533.9104 | 0 | 0 | 0.33275 | 0.5054 | 39.4155 | 0.15462 | 0.044051 | 16.999 | 12.5056 | 15.445 | 0 | 0 | 0.13724 | 6.295 | 0.10684 | 0.045476 | 0.0089879 | 3.2638 | 0.92595
|  | 534.1363 | 0 | 0 | 0.29303 | 0.42329 | 38.6077 | 0.05106 | 0.013339 | 16.8695 | 12.4004 | 15.3137 | 0 | 0 | 0.13549 | 6.1675 | 0.11064 | 0.046517 | 0.0085205 | 3.221 | 0.92167
|  | 534.3622 | 0 | 0 | 0.32135 | 0.50136 | 38 | 0.15158 | 0.043364 | 16.8088 | 12.362 | 15.2344 | 0 | 0 | 0.13223 | 6.0857 | 0.11197 | 0.0412 | 0.0087885 | 3.2039 | 0.9235
|  | 534.5882 | 0 | 0 | 0.29344 | 0.41437 | 37.1781 | 0.05196 | 0.015087 | 16.6668 | 12.2673 | 15.0882 | 0 | 0 | 0.13422 | 6.0051 | 0.1168 | 0.039656 | 0.012092 | 3.1851 | 0.92615
|  | 534.8141 | 0 | 0 | 0.32128 | 0.4921 | 36.7893 | 0.18427 | 0.037628 | 16.6773 | 12.2926 | 15.0896 | 0 | 0 | 0.13596 | 5.9185 | 0.12192 | 0.041288 | 0.0105 | 3.1595 | 0.92786
|  | 535.04 | 0 | 0 | 0.26491 | 0.40223 | 36.2581 | 0.038235 | 0.020451 | 16.66 | 12.2738 | 15.0463 | 0 | 0 | 0.13525 | 5.8191 | 0.12737 | 0.037749 | 0.0085465 | 3.1306 | 0.92677
|  | 535.266 | 0 | 0 | 0.30623 | 0.47863 | 35.703 | 0.17191 | 0.04461 | 16.617 | 12.2422 | 15.0058 | 0 | 0 | 0.13346 | 5.6625 | 0.13118 | 0.039267 | 0.0095546 | 3.0725 | 0.91652
|  | 535.4919 | 0 | 0 | 0.26852 | 0.40263 | 35.1605 | 0.04649 | 0.014124 | 16.5723 | 12.209 | 14.9525 | 0 | 0 | 0.12949 | 5.4696 | 0.13119 | 0.044999 | 0.0089763 | 2.9875 | 0.89564
|  | 535.7179 | 0 | 0 | 0.32444 | 0.47406 | 34.911 | 0.19351 | 0.046725 | 16.6346 | 12.2827 | 15.0007 | 0 | 0 | 0.12673 | 5.3074 | 0.13149 | 0.045003 | 0.0085392 | 2.918 | 0.87814
|  | 535.9439 | 0 | 0 | 0.287 | 0.39115 | 34.3418 | 0.030988 | 0.018506 | 16.6012 | 12.2483 | 14.9577 | 0 | 0 | 0.12425 | 5.1668 | 0.13234 | 0.038975 | 0.0083407 | 2.865 | 0.86778
|  | 536.1699 | 0 | 0 | 0.33714 | 0.48789 | 34.0163 | 0.19539 | 0.057653 | 16.6454 | 12.2962 | 14.9907 | 0 | 0 | 0.12419 | 5.0578 | 0.13607 | 0.038486 | 0.0077555 | 2.8301 | 0.86201
|  | 536.3959 | 0 | 0 | 0.28246 | 0.37847 | 33.5357 | 0.0086338 | 0.016511 | 16.6274 | 12.2765 | 14.9537 | 0 | 0 | 0.12637 | 4.978 | 0.14339 | 0.041709 | 0.0071441 | 2.8094 | 0.86066
|  | 536.622 | 0 | 0 | 0.3044 | 0.47976 | 33.2393 | 0.17656 | 0.044612 | 16.6611 | 12.3305 | 14.9664 | 0 | 0 | 0.12631 | 4.884 | 0.1492 | 0.043372 | 0.0084694 | 2.7765 | 0.8557
|  | 536.848 | 0 | 0 | 0.27096 | 0.3909 | 32.6567 | 0.0086549 | 0.016379 | 16.607 | 12.2912 | 14.9082 | 0 | 0 | 0.12604 | 4.7623 | 0.15154 | 0.043688 | 0.009639 | 2.7339 | 0.84782
|  | 537.0741 | 0 | 0 | 0.32455 | 0.46246 | 32.261 | 0.1881 | 0.047973 | 16.6025 | 12.3067 | 14.8917 | 0 | 0 | 0.12739 | 4.64 | 0.15488 | 0.051702 | 0.010176 | 2.692 | 0.83945
|  | 537.3001 | 0 | 0 | 0.28612 | 0.39284 | 31.7296 | 0.014673 | 0.019736 | 16.5453 | 12.2615 | 14.852 | 0 | 0 | 0.12745 | 4.5356 | 0.15831 | 0.047133 | 0.0096741 | 2.653 | 0.83127
|  | 537.5262 | 0 | 0 | 0.31297 | 0.46967 | 31.5022 | 0.17247 | 0.053401 | 16.6295 | 12.3513 | 14.9049 | 0 | 0 | 0.12157 | 4.4268 | 0.16102 | 0.038833 | 0.0082163 | 2.6086 | 0.82055
|  | 537.7523 | 0 | 0 | 0.26828 | 0.37977 | 31.1408 | 0.019235 | 0.013137 | 16.6501 | 12.3646 | 14.9324 | 0 | 0 | 0.1177 | 4.3091 | 0.16361 | 0.037627 | 0.0069013 | 2.5585 | 0.80806
|  | 537.9784 | 0 | 0 | 0.31903 | 0.47796 | 31.03 | 0.18576 | 0.052856 | 16.7912 | 12.4757 | 15.0345 | 0 | 0 | 0.12068 | 4.1895 | 0.16784 | 0.036467 | 0.0081568 | 2.5107 | 0.79745
|  | 538.2045 | 0 | 0 | 0.27216 | 0.36595 | 30.3988 | 0.0059182 | 0.022337 | 16.687 | 12.3987 | 14.9458 | 0 | 0 | 0.12103 | 4.0824 | 0.17122 | 0.035763 | 0.0086173 | 2.4691 | 0.78705
|  | 538.4307 | 0 | 0 | 0.328 | 0.48728 | 30.0562 | 0.1825 | 0.050508 | 16.6947 | 12.4502 | 14.9496 | 0 | 0 | 0.1211 | 4.007 | 0.17701 | 0.040434 | 0.0081828 | 2.4438 | 0.78124
|  | 538.6568 | 0 | 0 | 0.28459 | 0.39243 | 29.7265 | 0.035066 | 0.0072287 | 16.7574 | 12.471 | 14.9643 | 0 | 0 | 0.1192 | 3.9406 | 0.1833 | 0.041695 | 0.008007 | 2.426 | 0.77851
|  | 538.883 | 0 | 0 | 0.35329 | 0.47546 | 29.492 | 0.20003 | 0.057244 | 16.7962 | 12.5287 | 15.0165 | 0 | 0 | 0.11794 | 3.8917 | 0.18817 | 0.043367 | 0.0081982 | 2.4188 | 0.78037
|  | 539.1091 | 0 | 0 | 0.26221 | 0.35838 | 29.0672 | -0.005978 | 0.0087742 | 16.8096 | 12.5357 | 15.0022 | 0 | 0 | 0.11872 | 3.8499 | 0.19369 | 0.041654 | 0.0084407 | 2.4165 | 0.78342
|  | 539.3353 | 0 | 0 | 0.32424 | 0.4706 | 28.8183 | 0.19814 | 0.05697 | 16.8586 | 12.6093 | 15.0337 | 0 | 0 | 0.11748 | 3.7918 | 0.20202 | 0.041689 | 0.0077273 | 2.3987 | 0.78085
|  | 539.5615 | 0 | 0 | 0.26121 | 0.35362 | 28.4091 | -0.0041309 | 0.0037123 | 16.8443 | 12.576 | 15.0308 | 0 | 0 | 0.11722 | 3.7311 | 0.20836 | 0.042697 | 0.0070274 | 2.3789 | 0.77731
|  | 539.7877 | 0 | 0 | 0.31821 | 0.4808 | 28.0887 | 0.1962 | 0.053341 | 16.8601 | 12.6114 | 15.0205 | 0 | 0 | 0.11748 | 3.6766 | 0.21348 | 0.033006 | 0.0075418 | 2.365 | 0.77478
|  | 540.0139 | 0 | 0 | 0.26357 | 0.36708 | 27.7687 | 0.026879 | 0.0085739 | 16.9113 | 12.6374 | 15.0801 | 0 | 0 | 0.11582 | 3.6202 | 0.22091 | 0.027222 | 0.0080293 | 2.3485 | 0.77233
|  | 540.2402 | 0 | 0 | 0.3206 | 0.46687 | 27.7817 | 0.22584 | 0.048279 | 17.0797 | 12.8194 | 15.2457 | 0 | 0 | 0.11795 | 3.5556 | 0.22934 | 0.033619 | 0.0082625 | 2.3303 | 0.77068
|  | 540.4664 | 0 | 0 | 0.26816 | 0.35101 | 27.4753 | -0.019192 | 0.0071928 | 17.1633 | 12.8723 | 15.2837 | 0 | 0 | 0.11732 | 3.4828 | 0.23502 | 0.036274 | 0.0074787 | 2.3034 | 0.76597
|  | 540.6927 | 0 | 0 | 0.334 | 0.48774 | 27.4074 | 0.22765 | 0.053945 | 17.3168 | 13.0177 | 15.4034 | 0 | 0 | 0.11478 | 3.4182 | 0.2407 | 0.03797 | 0.006937 | 2.2743 | 0.76064
|  | 540.9189 | 0 | 0 | 0.25441 | 0.35414 | 26.835 | 0.011821 | 0.011769 | 17.2201 | 12.95 | 15.3129 | 0 | 0 | 0.11885 | 3.3497 | 0.25059 | 0.03817 | 0.0077042 | 2.248 | 0.75609
|  | 541.1452 | 0 | 0 | 0.3205 | 0.46756 | 26.6862 | 0.21504 | 0.057134 | 17.3443 | 13.0404 | 15.4172 | 0 | 0 | 0.11978 | 3.2739 | 0.25806 | 0.031761 | 0.0075963 | 2.2167 | 0.74926
|  | 541.3715 | 0 | 0 | 0.26539 | 0.32157 | 26.2438 | -0.025806 | 0.011853 | 17.3084 | 13.0418 | 15.3792 | 0 | 0 | 0.11432 | 3.1996 | 0.26285 | 0.030897 | 0.0065968 | 2.1857 | 0.74267
|  | 541.5978 | 0 | 0 | 0.31835 | 0.49147 | 26.2492 | 0.19986 | 0.04257 | 17.4756 | 13.1808 | 15.5569 | 0 | 0 | 0.11403 | 3.1215 | 0.27105 | 0.039278 | 0.006617 | 2.1543 | 0.73763
|  | 541.8241 | 0 | 0 | 0.24226 | 0.34043 | 25.753 | -0.0036928 | 0.0044302 | 17.4097 | 13.1531 | 15.4755 | 0 | 0 | 0.116 | 3.0444 | 0.27655 | 0.040696 | 0.0070637 | 2.1168 | 0.73108
|  | 542.0505 | 0 | 0 | 0.31256 | 0.47295 | 25.6554 | 0.2264 | 0.047538 | 17.5608 | 13.282 | 15.6147 | 0 | 0 | 0.11493 | 2.9889 | 0.28303 | 0.036587 | 0.0079592 | 2.092 | 0.72683
|  | 542.2768 | 0 | 0 | 0.26508 | 0.35107 | 25.2166 | -0.025438 | 0.011728 | 17.5177 | 13.2527 | 15.5753 | 0 | 0 | 0.11328 | 2.9434 | 0.29171 | 0.033847 | 0.0082579 | 2.0777 | 0.72592
|  | 542.5032 | 0 | 0 | 0.32606 | 0.47981 | 25.1472 | 0.21626 | 0.053665 | 17.6488 | 13.3954 | 15.689 | 0 | 0 | 0.11164 | 2.8831 | 0.29956 | 0.032529 | 0.0069676 | 2.0555 | 0.72281
|  | 542.7295 | 0 | 0 | 0.25264 | 0.35079 | 24.5869 | -0.024314 | -0.00060937 | 17.558 | 13.318 | 15.5713 | 0 | 0 | 0.10877 | 2.8207 | 0.30794 | 0.029534 | 0.0056926 | 2.0314 | 0.71987
|  | 542.9559 | 0 | 0 | 0.32493 | 0.47037 | 24.4654 | 0.20032 | 0.056458 | 17.663 | 13.4326 | 15.6727 | 0 | 0 | 0.10856 | 2.7641 | 0.316 | 0.028518 | 0.0060416 | 2.0037 | 0.71777
|  | 543.1823 | 0 | 0 | 0.25284 | 0.34981 | 24.0775 | 0.026022 | 0.0075961 | 17.6483 | 13.409 | 15.6679 | 0 | 0 | 0.11035 | 2.6974 | 0.32344 | 0.02622 | 0.0064472 | 1.9722 | 0.71394
|  | 543.4087 | 0 | 0 | 0.31603 | 0.46745 | 23.7917 | 0.20312 | 0.045176 | 17.6661 | 13.4415 | 15.6556 | 0 | 0 | 0.10975 | 2.6354 | 0.3323 | 0.02866 | 0.0068486 | 1.947 | 0.7108
|  | 543.6351 | 0 | 0 | 0.24428 | 0.32609 | 23.407 | -0.0072869 | -0.00096318 | 17.6058 | 13.4099 | 15.6337 | 0 | 0 | 0.10804 | 2.5942 | 0.34153 | 0.030966 | 0.0064969 | 1.9296 | 0.71015
|  | 543.8616 | 0 | 0 | 0.31018 | 0.44007 | 23.123 | 0.19176 | 0.037719 | 17.6294 | 13.4544 | 15.623 | 0 | 0 | 0.10928 | 2.5557 | 0.35315 | 0.02945 | 0.0057968 | 1.9133 | 0.71154
|  | 544.088 | 0 | 0 | 0.24994 | 0.32227 | 22.7639 | 0.017851 | 0.0016252 | 17.6267 | 13.4749 | 15.6454 | 0 | 0 | 0.11036 | 2.5089 | 0.36388 | 0.032399 | 0.0065058 | 1.8937 | 0.71399
|  | 544.3144 | 0 | 0 | 0.32334 | 0.46511 | 22.7066 | 0.22864 | 0.052422 | 17.7961 | 13.633 | 15.8121 | 0 | 0 | 0.10949 | 2.463 | 0.37235 | 0.035247 | 0.0068778 | 1.8739 | 0.71494
|  | 544.5409 | 0 | 0 | 0.247 | 0.35248 | 22.2742 | 0.036103 | 0.0039705 | 17.7213 | 13.5859 | 15.7176 | 0 | 0 | 0.1073 | 2.413 | 0.38208 | 0.033318 | 0.0061746 | 1.8519 | 0.71286
|  | 544.7674 | 0 | 0 | 0.315 | 0.45231 | 22.1087 | 0.21256 | 0.048503 | 17.8146 | 13.6669 | 15.793 | 0 | 0 | 0.10761 | 2.3709 | 0.39591 | 0.032672 | 0.0063945 | 1.8377 | 0.71468
|  | 544.9939 | 0 | 0 | 0.26407 | 0.34006 | 21.7094 | -0.0054684 | 0.010096 | 17.7658 | 13.6479 | 15.7285 | 0 | 0 | 0.10888 | 2.336 | 0.41114 | 0.03217 | 0.0064406 | 1.8285 | 0.71963
|  | 545.2204 | 0 | 0 | 0.30064 | 0.43477 | 21.5948 | 0.14462 | 0.039555 | 17.882 | 13.764 | 15.8292 | 0 | 0 | 0.10969 | 2.2948 | 0.42318 | 0.034288 | 0.0064251 | 1.8132 | 0.72349
|  | 545.4469 | 0 | 0 | 0.2629 | 0.3559 | 21.217 | -0.0059674 | 0.011124 | 17.8526 | 13.7518 | 15.7963 | 0 | 0 | 0.10974 | 2.2532 | 0.43582 | 0.036208 | 0.0063476 | 1.7942 | 0.72526
|  | 545.6734 | 0 | 0 | 0.30214 | 0.45072 | 20.9766 | 0.16972 | 0.038154 | 17.8419 | 13.7759 | 15.7872 | 0 | 0 | 0.10948 | 2.2092 | 0.44954 | 0.03577 | 0.006806 | 1.7716 | 0.7248
|  | 545.9 | 0 | 0 | 0.24861 | 0.327 | 20.5626 | 0.0037205 | 0.0020027 | 17.7737 | 13.7318 | 15.7546 | 0 | 0 | 0.10951 | 2.1597 | 0.46185 | 0.034877 | 0.0068117 | 1.7489 | 0.72578
|  | 546.1265 | 0 | 0 | 0.31042 | 0.43581 | 20.5052 | 0.16753 | 0.048263 | 17.9552 | 13.8907 | 15.8799 | 0 | 0 | 0.10772 | 2.1158 | 0.47467 | 0.035165 | 0.0066145 | 1.7291 | 0.72712
|  | 546.3531 | 0 | 0 | 0.25829 | 0.34826 | 20.107 | 0.015095 | 0.012118 | 17.8741 | 13.8521 | 15.8278 | 0 | 0 | 0.10655 | 2.0746 | 0.48733 | 0.033676 | 0.0060444 | 1.7088 | 0.72807
|  | 546.5797 | 0 | 0 | 0.2996 | 0.42952 | 19.9732 | 0.19403 | 0.039598 | 17.9695 | 13.9635 | 15.9073 | 0 | 0 | 0.10828 | 2.0375 | 0.50199 | 0.033025 | 0.0059442 | 1.6944 | 0.73123
|  | 546.8063 | 0 | 0 | 0.26181 | 0.34609 | 19.5774 | 0.035142 | 0.0151 | 17.9118 | 13.9226 | 15.839 | 0 | 0 | 0.10871 | 2.0016 | 0.51677 | 0.030087 | 0.0062403 | 1.6795 | 0.73311
|  | 547.0329 | 0 | 0 | 0.30792 | 0.43269 | 19.3127 | 0.1771 | 0.046531 | 17.8854 | 13.9253 | 15.7998 | 0 | 0 | 0.10873 | 1.9633 | 0.53063 | 0.030341 | 0.006918 | 1.6598 | 0.73496
|  | 547.2595 | 0 | 0 | 0.27587 | 0.35665 | 19.0042 | 0.01824 | 0.01869 | 17.8858 | 13.9364 | 15.81 | 0 | 0 | 0.10866 | 1.9191 | 0.54517 | 0.031005 | 0.0068806 | 1.6409 | 0.73739
|  | 547.4861 | 0 | 0 | 0.29617 | 0.41088 | 18.7342 | 0.18889 | 0.044596 | 17.8384 | 13.9339 | 15.7718 | 0 | 0 | 0.1076 | 1.8762 | 0.5612 | 0.032586 | 0.0065863 | 1.6205 | 0.73921
|  | 547.7128 | 0 | 0 | 0.24775 | 0.34776 | 18.3113 | 0.033747 | 0.013596 | 17.7372 | 13.8738 | 15.6853 | 0 | 0 | 0.1057 | 1.8333 | 0.57543 | 0.03432 | 0.0060547 | 1.5968 | 0.73891
|  | 547.9394 | 0 | 0 | 0.27647 | 0.41312 | 18.1336 | 0.15465 | 0.042284 | 17.7849 | 13.94 | 15.7098 | 0 | 0 | 0.10612 | 1.7867 | 0.58798 | 0.035445 | 0.0063523 | 1.5714 | 0.73762
|  | 548.1661 | 0 | 0 | 0.24535 | 0.33957 | 17.8236 | 0.052056 | 0.013262 | 17.7493 | 13.9338 | 15.6893 | 0 | 0 | 0.10721 | 1.7387 | 0.59858 | 0.034778 | 0.0065674 | 1.5445 | 0.73604
|  | 548.3928 | 0 | 0 | 0.27786 | 0.39754 | 17.5826 | 0.15232 | 0.036798 | 17.7458 | 13.9691 | 15.6826 | 0 | 0 | 0.10631 | 1.6961 | 0.6111 | 0.030458 | 0.0062754 | 1.5226 | 0.73645
|  | 548.6195 | 0 | 0 | 0.24822 | 0.33847 | 17.2433 | 0.043311 | 0.017815 | 17.6729 | 13.9114 | 15.5983 | 0 | 0 | 0.10337 | 1.6574 | 0.62683 | 0.027475 | 0.0060198 | 1.5058 | 0.73824
|  | 548.8461 | 0 | 0 | 0.27788 | 0.39876 | 17.02 | 0.16611 | 0.035659 | 17.663 | 13.9227 | 15.574 | 0 | 0 | 0.103 | 1.6206 | 0.64435 | 0.028848 | 0.006386 | 1.4903 | 0.73958
|  | 549.0729 | 0 | 0 | 0.24954 | 0.34011 | 16.7494 | 0.051111 | 0.016991 | 17.6726 | 13.9678 | 15.59 | 0 | 0 | 0.10544 | 1.5899 | 0.6621 | 0.029859 | 0.0068051 | 1.4742 | 0.7413
|  | 549.2996 | 0 | 0 | 0.27376 | 0.38597 | 16.5694 | 0.15378 | 0.043072 | 17.7121 | 14.0109 | 15.6118 | 0 | 0 | 0.10722 | 1.5593 | 0.67868 | 0.032765 | 0.0067466 | 1.458 | 0.74396
|  | 549.5263 | 0 | 0 | 0.23743 | 0.32814 | 16.2513 | 0.06346 | 0.020504 | 17.6553 | 13.9853 | 15.5714 | 0 | 0 | 0.10569 | 1.5209 | 0.69441 | 0.034127 | 0.0064767 | 1.4429 | 0.74614
|  | 549.7531 | 0 | 0 | 0.26092 | 0.36674 | 16.1209 | 0.14422 | 0.035461 | 17.7281 | 14.0806 | 15.6344 | 0 | 0 | 0.10217 | 1.4843 | 0.7111 | 0.032897 | 0.0063614 | 1.4275 | 0.7468
|  | 549.9799 | 0 | 0 | 0.24637 | 0.33283 | 15.8906 | 0.051093 | 0.017117 | 17.7695 | 14.144 | 15.6629 | 0 | 0 | 0.10041 | 1.4527 | 0.72809 | 0.029857 | 0.0058202 | 1.4115 | 0.74762
|  | 550.2066 | 0 | 0 | 0.27614 | 0.39701 | 15.8267 | 0.14833 | 0.037177 | 17.9405 | 14.3059 | 15.8123 | 0 | 0 | 0.1011 | 1.4208 | 0.74641 | 0.028382 | 0.0058369 | 1.3968 | 0.75063
|  | 550.4334 | 0 | 0 | 0.24567 | 0.3479 | 15.595 | 0.07262 | 0.021779 | 17.9434 | 14.3198 | 15.8042 | 0 | 0 | 0.10131 | 1.3889 | 0.76485 | 0.03127 | 0.006561 | 1.3833 | 0.75521
|  | 550.6602 | 0 | 0 | 0.27176 | 0.38138 | 15.396 | 0.1506 | 0.040208 | 17.965 | 14.3657 | 15.8245 | 0 | 0 | 0.10177 | 1.3597 | 0.78274 | 0.03503 | 0.0067883 | 1.3699 | 0.75835
|  | 550.887 | 0 | 0 | 0.25246 | 0.33634 | 15.1829 | 0.090294 | 0.022793 | 17.9977 | 14.4039 | 15.8463 | 0 | 0 | 0.10175 | 1.3295 | 0.80276 | 0.035502 | 0.0064588 | 1.3569 | 0.75922
|  | 551.1138 | 0 | 0 | 0.27421 | 0.38486 | 15.0322 | 0.14871 | 0.039457 | 18.0686 | 14.4828 | 15.8984 | 0 | 0 | 0.10091 | 1.2988 | 0.82349 | 0.035067 | 0.0053303 | 1.344 | 0.75995
|  | 551.3407 | 0 | 0 | 0.24294 | 0.34587 | 14.7911 | 0.085286 | 0.024146 | 18.0334 | 14.4944 | 15.8808 | 0 | 0 | 0.10231 | 1.2677 | 0.84196 | 0.034357 | 0.0044196 | 1.3314 | 0.76182
|  | 551.5675 | 0 | 0 | 0.267 | 0.37193 | 14.5665 | 0.12234 | 0.036924 | 18.0153 | 14.504 | 15.8651 | 0 | 0 | 0.10328 | 1.2367 | 0.8617 | 0.034461 | 0.0056929 | 1.3197 | 0.76478
|  | 551.7944 | 0 | 0 | 0.24737 | 0.33172 | 14.3955 | 0.087681 | 0.022726 | 18.0782 | 14.579 | 15.9202 | 0 | 0 | 0.10112 | 1.209 | 0.88288 | 0.032884 | 0.0069857 | 1.3066 | 0.76756
|  | 552.0213 | 0 | 0 | 0.25999 | 0.37786 | 14.2542 | 0.16202 | 0.032701 | 18.1429 | 14.6644 | 15.9865 | 0 | 0 | 0.10016 | 1.186 | 0.90459 | 0.033682 | 0.0069528 | 1.2939 | 0.76931
|  | 552.2482 | 0 | 0 | 0.25085 | 0.34014 | 14.0885 | 0.10957 | 0.026143 | 18.2079 | 14.7386 | 16.0327 | 0 | 0 | 0.099176 | 1.1597 | 0.92538 | 0.032312 | 0.0057028 | 1.2823 | 0.76984
|  | 552.4751 | 0 | 0 | 0.26819 | 0.36097 | 13.9744 | 0.14606 | 0.038768 | 18.3056 | 14.8553 | 16.092 | 0 | 0 | 0.098338 | 1.1308 | 0.94427 | 0.029524 | 0.0051867 | 1.2707 | 0.77094
|  | 552.702 | 0 | 0 | 0.2553 | 0.34084 | 13.789 | 0.098981 | 0.024466 | 18.3556 | 14.9269 | 16.1305 | 0 | 0 | 0.098365 | 1.1023 | 0.9638 | 0.030956 | 0.0053877 | 1.26 | 0.77208
|  | 552.9289 | 0 | 0 | 0.27401 | 0.37932 | 13.6248 | 0.13729 | 0.03688 | 18.4004 | 14.9946 | 16.1647 | 0 | 0 | 0.098636 | 1.0763 | 0.98548 | 0.035594 | 0.0057999 | 1.2501 | 0.77341
|  | 553.1558 | 0 | 0 | 0.26071 | 0.35636 | 13.4169 | 0.10578 | 0.031305 | 18.3835 | 15.0121 | 16.1522 | 0 | 0 | 0.098406 | 1.0501 | 1.0064 | 0.035227 | 0.0063929 | 1.239 | 0.77507
|  | 553.3828 | 0 | 0 | 0.2593 | 0.36468 | 13.2266 | 0.12459 | 0.03173 | 18.3603 | 15.0341 | 16.1424 | 0 | 0 | 0.097819 | 1.0266 | 1.0266 | 0.032477 | 0.0069197 | 1.2275 | 0.77661
|  | 553.6097 | 0 | 0 | 0.25436 | 0.34123 | 12.9899 | 0.089868 | 0.02559 | 18.3193 | 15.0154 | 16.1011 | 0 | 0 | 0.096464 | 1.0049 | 1.0488 | 0.031311 | 0.0070299 | 1.2167 | 0.77788
|  | 553.8367 | 0 | 0 | 0.25616 | 0.35134 | 12.8488 | 0.12364 | 0.033816 | 18.3827 | 15.0986 | 16.1411 | 0 | 0 | 0.095526 | 0.98036 | 1.0713 | 0.033198 | 0.0071605 | 1.2062 | 0.77923
|  | 554.0637 | 0 | 0 | 0.2456 | 0.34251 | 12.7161 | 0.12413 | 0.022628 | 18.4823 | 15.2045 | 16.2118 | 0 | 0 | 0.094431 | 0.95239 | 1.0914 | 0.03193 | 0.0064507 | 1.1953 | 0.77957
|  | 554.2907 | 0 | 0 | 0.24568 | 0.34977 | 12.6068 | 0.14551 | 0.021535 | 18.5934 | 15.3237 | 16.3117 | 0 | 0 | 0.092946 | 0.92645 | 1.1129 | 0.028985 | 0.0054058 | 1.1846 | 0.77945
|  | 554.5177 | 0 | 0 | 0.24886 | 0.34003 | 12.4446 | 0.11772 | 0.025018 | 18.6255 | 15.3867 | 16.3245 | 0 | 0 | 0.092344 | 0.90473 | 1.1353 | 0.028063 | 0.0054746 | 1.1744 | 0.7798
|  | 554.7447 | 0 | 0 | 0.25851 | 0.356 | 12.3261 | 0.1218 | 0.030545 | 18.7026 | 15.473 | 16.3754 | 0 | 0 | 0.093109 | 0.88518 | 1.1563 | 0.030086 | 0.006923 | 1.1644 | 0.7805
|  | 554.9718 | 0 | 0 | 0.25237 | 0.35374 | 12.1932 | 0.10348 | 0.026013 | 18.7838 | 15.5635 | 16.4508 | 0 | 0 | 0.093186 | 0.86498 | 1.1768 | 0.031416 | 0.0074852 | 1.1547 | 0.78063
|  | 555.1988 | 0 | 0 | 0.25168 | 0.35075 | 12.0335 | 0.12135 | 0.027859 | 18.7804 | 15.6078 | 16.462 | 0 | 0 | 0.093723 | 0.84351 | 1.2002 | 0.032654 | 0.0077012 | 1.1465 | 0.78164
|  | 555.4259 | 0 | 0 | 0.25034 | 0.35046 | 11.8507 | 0.14012 | 0.02879 | 18.7671 | 15.6348 | 16.4563 | 0 | 0 | 0.093903 | 0.8224 | 1.2246 | 0.029549 | 0.0076396 | 1.1392 | 0.78379
|  | 555.6529 | 0 | 0 | 0.24953 | 0.3504 | 11.642 | 0.12502 | 0.025271 | 18.7138 | 15.6162 | 16.3903 | 0 | 0 | 0.09227 | 0.80323 | 1.2475 | 0.030976 | 0.0066705 | 1.1307 | 0.78491
|  | 555.88 | 0 | 0 | 0.23669 | 0.35238 | 11.4301 | 0.11454 | 0.021983 | 18.6504 | 15.5953 | 16.3319 | 0 | 0 | 0.09007 | 0.78407 | 1.273 | 0.040299 | 0.006044 | 1.1237 | 0.78654
|  | 556.1071 | 0 | 0 | 0.23704 | 0.34819 | 11.2208 | 0.11688 | 0.021704 | 18.6017 | 15.5799 | 16.2687 | 0 | 0 | 0.090493 | 0.76939 | 1.3069 | 0.037958 | 0.0066837 | 1.1219 | 0.79263
|  | 556.3342 | 0 | 0 | 0.24943 | 0.34226 | 11.0688 | 0.12046 | 0.023842 | 18.5868 | 15.6047 | 16.2424 | 0 | 0 | 0.091284 | 0.75595 | 1.342 | 0.027312 | 0.0067388 | 1.1223 | 0.79954
|  | 556.5613 | 0 | 0 | 0.23974 | 0.32079 | 10.9214 | 0.11317 | 0.019557 | 18.5899 | 15.6546 | 16.2342 | 0 | 0 | 0.090021 | 0.74283 | 1.3769 | 0.026484 | 0.0060134 | 1.1246 | 0.80495
|  | 556.7885 | 0 | 0 | 0.23864 | 0.33519 | 10.7744 | 0.13879 | 0.024458 | 18.608 | 15.7006 | 16.2477 | 0 | 0 | 0.089867 | 0.7315 | 1.4152 | 0.028927 | 0.0056722 | 1.1289 | 0.81272
|  | 557.0156 | 0 | 0 | 0.2389 | 0.33277 | 10.5985 | 0.1132 | 0.021575 | 18.6034 | 15.7149 | 16.239 | 0 | 0 | 0.089946 | 0.7234 | 1.4611 | 0.031291 | 0.0063592 | 1.1367 | 0.82575
|  | 557.2428 | 0 | 0 | 0.25801 | 0.34395 | 10.4554 | 0.13323 | 0.025454 | 18.6275 | 15.7713 | 16.2518 | 0 | 0 | 0.090404 | 0.7183 | 1.5138 | 0.032528 | 0.006228 | 1.1487 | 0.84246
|  | 557.4699 | 0 | 0 | 0.24638 | 0.32789 | 10.2863 | 0.1209 | 0.019034 | 18.5997 | 15.7835 | 16.2188 | 0 | 0 | 0.093022 | 0.71257 | 1.5657 | 0.033182 | 0.0063224 | 1.1608 | 0.8583
|  | 557.6971 | 0 | 0 | 0.2491 | 0.351 | 10.1699 | 0.15605 | 0.027712 | 18.6262 | 15.8482 | 16.2406 | 0 | 0 | 0.094674 | 0.7045 | 1.6141 | 0.031042 | 0.0070931 | 1.1707 | 0.87092
|  | 557.9243 | 0 | 0 | 0.23782 | 0.32811 | 10.0352 | 0.11587 | 0.020018 | 18.6527 | 15.9186 | 16.2639 | 0 | 0 | 0.096577 | 0.69786 | 1.6641 | 0.028558 | 0.0073541 | 1.1795 | 0.88288
|  | 558.1515 | 0 | 0 | 0.2425 | 0.3316 | 9.9142 | 0.14275 | 0.026076 | 18.6826 | 15.9734 | 16.2719 | 0 | 0 | 0.097542 | 0.68908 | 1.7183 | 0.027625 | 0.006567 | 1.1898 | 0.89674
|  | 558.3787 | 0 | 0 | 0.22987 | 0.30658 | 9.7253 | 0.11811 | 0.018767 | 18.612 | 15.9582 | 16.2064 | 0 | 0 | 0.098289 | 0.6812 | 1.7786 | 0.03168 | 0.0063044 | 1.2046 | 0.91354
|  | 558.606 | 0 | 0 | 0.23622 | 0.3354 | 9.6053 | 0.14061 | 0.029103 | 18.6388 | 16.0115 | 16.2331 | 0 | 0 | 0.098115 | 0.67666 | 1.8405 | 0.034178 | 0.0065753 | 1.22 | 0.92993
|  | 558.8332 | 0 | 0 | 0.22044 | 0.31421 | 9.4787 | 0.11142 | 0.018686 | 18.6781 | 16.0661 | 16.2572 | 0 | 0 | 0.097169 | 0.67167 | 1.9023 | 0.033926 | 0.0067032 | 1.2328 | 0.94473
|  | 559.0604 | 0 | 0 | 0.23326 | 0.33697 | 9.389 | 0.16654 | 0.024698 | 18.7469 | 16.1618 | 16.2973 | 0 | 0 | 0.097829 | 0.66058 | 1.9569 | 0.033781 | 0.0065818 | 1.2407 | 0.95626
|  | 559.2877 | 0 | 0 | 0.2159 | 0.30512 | 9.2422 | 0.11221 | 0.011271 | 18.7493 | 16.205 | 16.3002 | 0 | 0 | 0.098962 | 0.64709 | 2.0034 | 0.033734 | 0.0072311 | 1.2437 | 0.964
|  | 559.515 | 0 | 0 | 0.24044 | 0.33829 | 9.1608 | 0.16742 | 0.0279 | 18.7968 | 16.3018 | 16.3377 | 0 | 0 | 0.099181 | 0.63757 | 2.0511 | 0.035673 | 0.0079428 | 1.2473 | 0.97252
|  | 559.7423 | 0 | 0 | 0.22154 | 0.31583 | 9.0144 | 0.1122 | 0.015654 | 18.781 | 16.3161 | 16.3197 | 0 | 0 | 0.098858 | 0.63062 | 2.1012 | 0.04124 | 0.0084232 | 1.252 | 0.98237
|  | 559.9696 | 0 | 0 | 0.2516 | 0.3511 | 8.9123 | 0.17301 | 0.033463 | 18.8051 | 16.3826 | 16.3317 | 0 | 0 | 0.097442 | 0.61679 | 2.1494 | 0.0413 | 0.0072005 | 1.2529 | 0.98888
|  | 560.1969 | 0 | 0 | 0.23351 | 0.31377 | 8.757 | 0.11177 | 0.017797 | 18.8126 | 16.4266 | 16.3389 | 0 | 0 | 0.09613 | 0.6011 | 2.1875 | 0.037843 | 0.0065107 | 1.2474 | 0.9902
|  | 560.4242 | 0 | 0 | 0.23831 | 0.34172 | 8.6876 | 0.17609 | 0.029004 | 18.8796 | 16.5076 | 16.3848 | 0 | 0 | 0.09443 | 0.59024 | 2.2281 | 0.034231 | 0.0067014 | 1.2457 | 0.99383
|  | 560.6516 | 0 | 0 | 0.21608 | 0.30028 | 8.535 | 0.10904 | 0.016623 | 18.8652 | 16.5346 | 16.365 | 0 | 0 | 0.096637 | 0.58125 | 2.285 | 0.032646 | 0.006989 | 1.2542 | 1.0052
|  | 560.8789 | 0 | 0 | 0.23566 | 0.34149 | 8.4474 | 0.17437 | 0.028749 | 18.9029 | 16.6145 | 16.378 | 0 | 0 | 0.09876 | 0.57096 | 2.3486 | 0.034035 | 0.0071824 | 1.2643 | 1.0182
|  | 561.1063 | 0 | 0 | 0.21191 | 0.29495 | 8.3076 | 0.11727 | 0.010852 | 18.8918 | 16.6339 | 16.3581 | 0 | 0 | 0.096166 | 0.56099 | 2.4049 | 0.034556 | 0.0069569 | 1.2687 | 1.0279
|  | 561.3337 | 0 | 0 | 0.23594 | 0.33497 | 8.2299 | 0.17742 | 0.02562 | 18.9286 | 16.7174 | 16.3818 | 0 | 0 | 0.094372 | 0.55082 | 2.4493 | 0.030246 | 0.0068001 | 1.2685 | 1.0328
|  | 561.561 | 0 | 0 | 0.21629 | 0.29056 | 8.1065 | 0.094512 | 0.01458 | 18.9439 | 16.7709 | 16.3884 | 0 | 0 | 0.09438 | 0.53697 | 2.4871 | 0.030391 | 0.0070952 | 1.2649 | 1.0336
|  | 561.7884 | 0 | 0 | 0.24359 | 0.33129 | 8.0419 | 0.17702 | 0.028177 | 19.0255 | 16.8736 | 16.44 | 0 | 0 | 0.094593 | 0.5184 | 2.5163 | 0.033877 | 0.0079771 | 1.2562 | 1.0326
|  | 562.0158 | 0 | 0 | 0.20939 | 0.27719 | 7.8881 | 0.090879 | 0.0082793 | 18.9724 | 16.8901 | 16.3901 | 0 | 0 | 0.093705 | 0.50517 | 2.5594 | 0.038935 | 0.0079707 | 1.2536 | 1.0371
|  | 562.2433 | 0 | 0 | 0.23547 | 0.34743 | 7.8025 | 0.18901 | 0.027734 | 18.9929 | 16.9575 | 16.407 | 0 | 0 | 0.090597 | 0.49791 | 2.615 | 0.040505 | 0.0069827 | 1.2592 | 1.0443
|  | 562.4707 | 0 | 0 | 0.21302 | 0.29451 | 7.6609 | 0.11186 | 0.0066378 | 18.9565 | 16.9589 | 16.3788 | 0 | 0 | 0.092255 | 0.49394 | 2.6761 | 0.038558 | 0.0069808 | 1.2664 | 1.0531
|  | 562.6982 | 0 | 0 | 0.23329 | 0.33383 | 7.5853 | 0.19448 | 0.022871 | 18.984 | 17.0264 | 16.3819 | 0 | 0 | 0.095761 | 0.48796 | 2.7415 | 0.038975 | 0.0082482 | 1.2738 | 1.0649
|  | 562.9256 | 0 | 0 | 0.20876 | 0.27782 | 7.437 | 0.13965 | 0.006254 | 18.9719 | 17.0478 | 16.3586 | 0 | 0 | 0.095841 | 0.48061 | 2.8045 | 0.03645 | 0.0095799 | 1.2805 | 1.076
|  | 563.1531 | 0 | 0 | 0.23328 | 0.329 | 7.3816 | 0.2127 | 0.024693 | 19.0231 | 17.1347 | 16.3868 | 0 | 0 | 0.093873 | 0.47399 | 2.8758 | 0.027739 | 0.0088311 | 1.2908 | 1.0873
|  | 563.3806 | 0 | 0 | 0.20802 | 0.27243 | 7.2207 | 0.1288 | 0.0092178 | 18.9367 | 17.1139 | 16.3161 | 0 | 0 | 0.093593 | 0.46688 | 2.9556 | 0.027888 | 0.0076777 | 1.304 | 1.101
|  | 563.6081 | 0 | 0 | 0.22962 | 0.33594 | 7.1576 | 0.23544 | 0.027527 | 18.9542 | 17.1781 | 16.312 | 0 | 0 | 0.092354 | 0.46058 | 3.0436 | 0.029982 | 0.0068748 | 1.319 | 1.1178
|  | 563.8356 | 0 | 0 | 0.19765 | 0.27524 | 7.0091 | 0.13148 | 0.0040888 | 18.9199 | 17.1691 | 16.2709 | 0 | 0 | 0.090749 | 0.45207 | 3.1222 | 0.033447 | 0.0061755 | 1.3308 | 1.1309
|  | 564.0631 | 0 | 0 | 0.23479 | 0.33515 | 6.9736 | 0.21812 | 0.027941 | 18.974 | 17.2743 | 16.3167 | 0 | 0 | 0.091509 | 0.44258 | 3.1832 | 0.034702 | 0.0065229 | 1.3356 | 1.1381
|  | 564.2906 | 0 | 0 | 0.20227 | 0.27535 | 6.8067 | 0.12283 | 0.011716 | 18.89 | 17.2563 | 16.2335 | 0 | 0 | 0.092354 | 0.43569 | 3.2459 | 0.035662 | 0.0072876 | 1.3391 | 1.1441
|  | 564.5181 | 0 | 0 | 0.22747 | 0.3326 | 6.7704 | 0.23909 | 0.027259 | 18.9486 | 17.3473 | 16.2826 | 0 | 0 | 0.091949 | 0.42796 | 3.3209 | 0.035323 | 0.0064222 | 1.3488 | 1.1552
|  | 564.7457 | 0 | 0 | 0.20089 | 0.2488 | 6.6235 | 0.14003 | 0.0095709 | 18.9002 | 17.3547 | 16.2334 | 0 | 0 | 0.091444 | 0.42084 | 3.4075 | 0.031292 | 0.0063762 | 1.3656 | 1.171
|  | 564.9733 | 0 | 0 | 0.23562 | 0.31876 | 6.5761 | 0.25323 | 0.032286 | 18.9282 | 17.4103 | 16.2322 | 0 | 0 | 0.091807 | 0.41758 | 3.5022 | 0.028174 | 0.0075824 | 1.3835 | 1.1876
|  | 565.2009 | 0 | 0 | 0.19636 | 0.25439 | 6.4348 | 0.15732 | 0.0021742 | 18.8813 | 17.4148 | 16.1854 | 0 | 0 | 0.091421 | 0.41312 | 3.5955 | 0.030986 | 0.0078298 | 1.397 | 1.2031
|  | 565.4284 | 0 | 0 | 0.23537 | 0.32853 | 6.3847 | 0.26144 | 0.02599 | 18.971 | 17.537 | 16.233 | 0 | 0 | 0.090652 | 0.40403 | 3.6678 | 0.034467 | 0.0065456 | 1.4039 | 1.2124
|  | 565.6561 | 0 | 0 | 0.18975 | 0.25242 | 6.2574 | 0.13271 | 0.003209 | 18.8891 | 17.5243 | 16.1788 | 0 | 0 | 0.090644 | 0.39858 | 3.7287 | 0.034467 | 0.0061938 | 1.4077 | 1.2164
|  | 565.8837 | 0 | 0 | 0.23601 | 0.32825 | 6.2397 | 0.29927 | 0.02933 | 18.9814 | 17.6497 | 16.2372 | 0 | 0 | 0.091699 | 0.39471 | 3.8052 | 0.036704 | 0.0072564 | 1.4171 | 1.226
|  | 566.1113 | 0 | 0 | 0.19136 | 0.23614 | 6.0874 | 0.14916 | -0.00083847 | 18.8941 | 17.6152 | 16.159 | 0 | 0 | 0.093391 | 0.38923 | 3.9059 | 0.038102 | 0.0077063 | 1.4342 | 1.2419
|  | 566.3389 | 0 | 0 | 0.23286 | 0.34032 | 6.0697 | 0.28971 | 0.027931 | 18.9937 | 17.7592 | 16.2558 | 0 | 0 | 0.092522 | 0.37814 | 3.9966 | 0.036535 | 0.0068851 | 1.4459 | 1.2538
|  | 566.5666 | 0 | 0 | 0.19472 | 0.24316 | 5.9434 | 0.15327 | -0.00020278 | 18.9691 | 17.7662 | 16.1996 | 0 | 0 | 0.092711 | 0.36742 | 4.0654 | 0.036825 | 0.0072835 | 1.4513 | 1.2607
|  | 566.7943 | 0 | 0 | 0.22133 | 0.32191 | 5.9247 | 0.29608 | 0.032446 | 19.0847 | 17.9482 | 16.3154 | 0 | 0 | 0.091986 | 0.36031 | 4.123 | 0.034827 | 0.0072914 | 1.4511 | 1.2622
|  | 567.0219 | 0 | 0 | 0.17578 | 0.22998 | 5.7975 | 0.1743 | 0.0012891 | 19.0134 | 17.923 | 16.2497 | 0 | 0 | 0.091254 | 0.35693 | 4.2011 | 0.031049 | 0.0069303 | 1.4574 | 1.2697
|  | 567.2496 | 0 | 0 | 0.23048 | 0.32824 | 5.7859 | 0.32038 | 0.031971 | 19.1244 | 18.074 | 16.3406 | 0 | 0 | 0.091101 | 0.35021 | 4.2899 | 0.028032 | 0.0062338 | 1.4703 | 1.2799
|  | 567.4773 | 0 | 0 | 0.18575 | 0.21914 | 5.6326 | 0.16282 | -0.0047575 | 19.1052 | 18.1086 | 16.2869 | 0 | 0 | 0.089268 | 0.34451 | 4.3693 | 0.032231 | 0.0063137 | 1.4793 | 1.2889
|  | 567.705 | 0 | 0 | 0.22421 | 0.32903 | 5.6531 | 0.34266 | 0.03243 | 19.259 | 18.3013 | 16.3981 | 0 | 0 | 0.087412 | 0.33925 | 4.4602 | 0.036335 | 0.0068804 | 1.4914 | 1.2992
|  | 567.9328 | 0 | 0 | 0.19531 | 0.23184 | 5.4976 | 0.18705 | 0.0010693 | 19.1618 | 18.2249 | 16.3028 | 0 | 0 | 0.087411 | 0.33336 | 4.5711 | 0.03496 | 0.0069067 | 1.5074 | 1.3127
|  | 568.1605 | 0 | 0 | 0.22273 | 0.31716 | 5.5029 | 0.35815 | 0.029705 | 19.2187 | 18.381 | 16.3603 | 0 | 0 | 0.087883 | 0.33292 | 4.6822 | 0.03332 | 0.0065844 | 1.5258 | 1.3293
|  | 568.3882 | 0 | 0 | 0.19455 | 0.23048 | 5.361 | 0.18753 | -0.0051683 | 19.2044 | 18.3844 | 16.3181 | 0 | 0 | 0.09099 | 0.33096 | 4.7882 | 0.034805 | 0.00707 | 1.545 | 1.3433
|  | 568.616 | 0 | 0 | 0.22071 | 0.31962 | 5.32 | 0.37047 | 0.031469 | 19.185 | 18.4359 | 16.3097 | 0 | 0 | 0.091903 | 0.32496 | 4.8947 | 0.0366 | 0.0068969 | 1.5587 | 1.3552
|  | 568.8438 | 0 | 0 | 0.18413 | 0.22453 | 5.1762 | 0.22363 | -0.0066837 | 19.0967 | 18.4038 | 16.2417 | 0 | 0 | 0.088715 | 0.31536 | 4.9785 | 0.035889 | 0.0075226 | 1.566 | 1.3626
|  | 569.0716 | 0 | 0 | 0.23606 | 0.32567 | 5.1801 | 0.37962 | 0.036221 | 19.2102 | 18.5556 | 16.2953 | 0 | 0 | 0.087325 | 0.30671 | 5.0486 | 0.034719 | 0.007626 | 1.5719 | 1.3671
|  | 569.2993 | 0 | 0 | 0.17901 | 0.21935 | 5.0282 | 0.21164 | -0.0033354 | 19.0777 | 18.4932 | 16.2005 | 0 | 0 | 0.086947 | 0.30292 | 5.1487 | 0.032731 | 0.0062082 | 1.5836 | 1.3769
|  | 569.5272 | 0 | 0 | 0.23626 | 0.32379 | 5.0331 | 0.42114 | 0.036412 | 19.1635 | 18.6456 | 16.2465 | 0 | 0 | 0.086384 | 0.29993 | 5.2567 | 0.026544 | 0.0056259 | 1.5964 | 1.3872
|  | 569.755 | 0 | 0 | 0.17647 | 0.22311 | 4.8886 | 0.2349 | -0.0027095 | 19.0083 | 18.5322 | 16.1104 | 0 | 0 | 0.086011 | 0.29531 | 5.3576 | 0.02444 | 0.0055151 | 1.6098 | 1.3965
|  | 569.9828 | 0 | 0 | 0.21821 | 0.3152 | 4.8405 | 0.42028 | 0.029983 | 19.0033 | 18.6051 | 16.1167 | 0 | 0 | 0.084066 | 0.29189 | 5.4668 | 0.027093 | 0.0054246 | 1.6265 | 1.4097
|  | 570.2106 | 0 | 0 | 0.19049 | 0.22246 | 4.7083 | 0.2651 | 0.0038362 | 18.8618 | 18.4934 | 15.977 | 0 | 0 | 0.083778 | 0.2923 | 5.6309 | 0.029346 | 0.0058204 | 1.6576 | 1.4341
|  | 570.4385 | 0 | 0 | 0.22309 | 0.31288 | 4.6869 | 0.42566 | 0.030741 | 18.8388 | 18.5363 | 15.9237 | 0 | 0 | 0.085504 | 0.28879 | 5.7926 | 0.027899 | 0.0063122 | 1.6872 | 1.4569
|  | 570.6664 | 0 | 0 | 0.174 | 0.21682 | 4.5189 | 0.2582 | -0.0035476 | 18.645 | 18.39 | 15.7721 | 0 | 0 | 0.086758 | 0.28607 | 5.9233 | 0.02888 | 0.0070987 | 1.708 | 1.4732
|  | 570.8942 | 0 | 0 | 0.21881 | 0.31009 | 4.4889 | 0.42428 | 0.02793 | 18.6416 | 18.4347 | 15.7639 | 0 | 0 | 0.085884 | 0.28104 | 6.0566 | 0.027667 | 0.0067211 | 1.7302 | 1.489
|  | 571.1221 | 0 | 0 | 0.17629 | 0.2236 | 4.3499 | 0.29343 | 0.00070046 | 18.4791 | 18.341 | 15.6046 | 0 | 0 | 0.085888 | 0.2757 | 6.1684 | 0.026537 | 0.0058914 | 1.7447 | 1.499
|  | 571.35 | 0 | 0 | 0.22243 | 0.30267 | 4.3631 | 0.45811 | 0.032952 | 18.5847 | 18.49 | 15.6839 | 0 | 0 | 0.087522 | 0.27374 | 6.2794 | 0.028634 | 0.0061474 | 1.7595 | 1.5099
|  | 571.5779 | 0 | 0 | 0.17266 | 0.22188 | 4.245 | 0.31243 | 0.0064972 | 18.5167 | 18.4637 | 15.6217 | 0 | 0 | 0.086488 | 0.26715 | 6.3713 | 0.033394 | 0.0065171 | 1.7694 | 1.5156
|  | 571.8059 | 0 | 0 | 0.21084 | 0.30727 | 4.2416 | 0.44532 | 0.031246 | 18.541 | 18.5648 | 15.626 | 0 | 0 | 0.083552 | 0.25995 | 6.4596 | 0.033901 | 0.0066389 | 1.7757 | 1.518
|  | 572.0338 | 0 | 0 | 0.1622 | 0.22168 | 4.1304 | 0.31609 | -0.00054555 | 18.5196 | 18.5861 | 15.5999 | 0 | 0 | 0.084071 | 0.25908 | 6.5839 | 0.026529 | 0.0064648 | 1.7935 | 1.5306
|  | 572.2618 | 0 | 0 | 0.21346 | 0.28553 | 4.1218 | 0.4604 | 0.02823 | 18.5542 | 18.705 | 15.6183 | 0 | 0 | 0.085661 | 0.25483 | 6.7154 | 0.021574 | 0.0057442 | 1.8145 | 1.5447
|  | 572.4897 | 0 | 0 | 0.17288 | 0.22027 | 4.0084 | 0.33212 | 0.0026537 | 18.4759 | 18.6544 | 15.5475 | 0 | 0 | 0.085956 | 0.25171 | 6.8756 | 0.027197 | 0.0060112 | 1.8402 | 1.5648
|  | 572.7177 | 0 | 0 | 0.21102 | 0.28656 | 3.9917 | 0.45541 | 0.026568 | 18.476 | 18.7198 | 15.5419 | 0 | 0 | 0.085473 | 0.25094 | 7.0219 | 0.028129 | 0.0058882 | 1.8611 | 1.5817
|  | 572.9457 | 0 | 0 | 0.16928 | 0.21065 | 3.8662 | 0.37191 | 0.0034632 | 18.352 | 18.6514 | 15.4259 | 0 | 0 | 0.084615 | 0.24801 | 7.1642 | 0.025387 | 0.0052759 | 1.8827 | 1.5973
|  | 573.1737 | 0 | 0 | 0.21164 | 0.27533 | 3.8486 | 0.49516 | 0.026825 | 18.37 | 18.7138 | 15.4209 | 0 | 0 | 0.085798 | 0.24927 | 7.3407 | 0.028293 | 0.0066489 | 1.9157 | 1.6225
|  | 573.4017 | 0 | 0 | 0.16597 | 0.21726 | 3.7377 | 0.40337 | 0.0041936 | 18.2522 | 18.6504 | 15.3151 | 0 | 0 | 0.08509 | 0.24726 | 7.4853 | 0.032163 | 0.006795 | 1.9372 | 1.6371
|  | 573.6297 | 0 | 0 | 0.19452 | 0.27084 | 3.7263 | 0.53557 | 0.025088 | 18.2786 | 18.7358 | 15.3319 | 0 | 0 | 0.082882 | 0.23978 | 7.5425 | 0.029098 | 0.0054129 | 1.9351 | 1.6326
|  | 573.8578 | 0 | 0 | 0.16386 | 0.21474 | 3.6177 | 0.40105 | -0.00092259 | 18.2093 | 18.7296 | 15.2565 | 0 | 0 | 0.084373 | 0.23476 | 7.5857 | 0.029007 | 0.0059734 | 1.9313 | 1.6278
|  | 574.0858 | 0 | 0 | 0.2107 | 0.27977 | 3.615 | 0.54165 | 0.02563 | 18.2277 | 18.7934 | 15.28 | 0 | 0 | 0.082762 | 0.22991 | 7.7114 | 0.029455 | 0.0055914 | 1.9484 | 1.6393
|  | 574.3139 | 0 | 0 | 0.18166 | 0.22043 | 3.5219 | 0.4316 | 0.0057232 | 18.1365 | 18.7764 | 15.1896 | 0 | 0 | 0.0824 | 0.22692 | 7.8627 | 0.025308 | 0.0051266 | 1.9726 | 1.6536
|  | 574.5419 | 0 | 0 | 0.20667 | 0.27508 | 3.5027 | 0.55202 | 0.026681 | 18.1347 | 18.8447 | 15.188 | 0 | 0 | 0.082635 | 0.22395 | 8.0061 | 0.025072 | 0.0048257 | 1.9936 | 1.6661
|  | 574.77 | 0 | 0 | 0.17868 | 0.21037 | 3.4002 | 0.48091 | 0.0020874 | 18.0171 | 18.7589 | 15.0899 | 0 | 0 | 0.082287 | 0.22093 | 8.1497 | 0.023287 | 0.0051395 | 2.0151 | 1.6798
|  | 574.9981 | 0 | 0 | 0.18927 | 0.2562 | 3.3889 | 0.59911 | 0.019744 | 18.0258 | 18.8359 | 15.093 | 0 | 0 | 0.084618 | 0.21886 | 8.3122 | 0.022625 | 0.00602 | 2.0418 | 1.6984
|  | 575.2262 | 0 | 0 | 0.16772 | 0.21603 | 3.3058 | 0.50182 | 0.0019528 | 17.9909 | 18.8609 | 15.0381 | 0 | 0 | 0.085235 | 0.2151 | 8.4409 | 0.024832 | 0.0054578 | 2.0599 | 1.7103
|  | 575.4543 | 0 | 0 | 0.20216 | 0.26011 | 3.2926 | 0.61461 | 0.022798 | 18.0636 | 18.9829 | 15.085 | 0 | 0 | 0.083557 | 0.21127 | 8.5466 | 0.024371 | 0.005292 | 2.0737 | 1.7165
|  | 575.6825 | 0 | 0 | 0.17276 | 0.21107 | 3.2048 | 0.55116 | 0.0034073 | 17.9867 | 18.9631 | 15.0271 | 0 | 0 | 0.079993 | 0.20853 | 8.7124 | 0.023613 | 0.0052419 | 2.1001 | 1.7359
|  | 575.9106 | 0 | 0 | 0.19415 | 0.25279 | 3.1894 | 0.63338 | 0.023741 | 18.0177 | 19.0389 | 15.0307 | 0 | 0 | 0.078945 | 0.20586 | 8.8397 | 0.024015 | 0.0050712 | 2.1171 | 1.7444
|  | 576.1387 | 0 | 0 | 0.17928 | 0.21541 | 3.1283 | 0.55066 | 0.0092685 | 17.9907 | 19.0751 | 15.0149 | 0 | 0 | 0.079399 | 0.20337 | 8.93 | 0.02784 | 0.0045891 | 2.1257 | 1.7466
|  | 576.3669 | 0 | 0 | 0.20218 | 0.25809 | 3.1202 | 0.63454 | 0.020161 | 18.0258 | 19.1684 | 15.0349 | 0 | 0 | 0.081262 | 0.20435 | 9.0187 | 0.027178 | 0.0049158 | 2.1354 | 1.7528
|  | 576.5951 | 0 | 0 | 0.17025 | 0.22785 | 3.0504 | 0.60538 | 0.0016077 | 18.0056 | 19.2212 | 15.0114 | 0 | 0 | 0.083603 | 0.20177 | 9.1204 | 0.025201 | 0.0062921 | 2.1481 | 1.759
|  | 576.8233 | 0 | 0 | 0.19452 | 0.26255 | 3.0189 | 0.6967 | 0.016985 | 17.9998 | 19.2705 | 14.9999 | 0 | 0 | 0.082458 | 0.19515 | 9.2295 | 0.022807 | 0.0072247 | 2.1592 | 1.7664
|  | 577.0515 | 0 | 0 | 0.16906 | 0.22122 | 2.9433 | 0.65977 | 0.0038657 | 17.9382 | 19.2675 | 14.9433 | 0 | 0 | 0.079634 | 0.19363 | 9.3445 | 0.023059 | 0.0064541 | 2.1738 | 1.7743
|  | 577.2797 | 0 | 0 | 0.19792 | 0.25025 | 2.926 | 0.74008 | 0.020401 | 17.943 | 19.3367 | 14.9485 | 0 | 0 | 0.07714 | 0.19522 | 9.4955 | 0.028895 | 0.0049983 | 2.1988 | 1.7892
|  | 577.5079 | 0 | 0 | 0.18508 | 0.22751 | 2.8659 | 0.7054 | 0.011674 | 17.8645 | 19.3295 | 14.865 | 0 | 0 | 0.077795 | 0.19323 | 9.5749 | 0.02868 | 0.0044417 | 2.209 | 1.7934
|  | 577.7361 | 0 | 0 | 0.18713 | 0.2558 | 2.8474 | 0.77612 | 0.0227 | 17.8652 | 19.3925 | 14.8643 | 0 | 0 | 0.079826 | 0.18916 | 9.6366 | 0.02664 | 0.005965 | 2.214 | 1.7938
|  | 577.9644 | 0 | 0 | 0.17429 | 0.22454 | 2.7854 | 0.7154 | 0.011335 | 17.821 | 19.3855 | 14.8202 | 0 | 0 | 0.078204 | 0.18635 | 9.7533 | 0.025219 | 0.0064106 | 2.2307 | 1.8033
|  | 578.1927 | 0 | 0 | 0.20654 | 0.29124 | 2.7706 | 0.87696 | 0.036438 | 17.8143 | 19.4759 | 14.8096 | 0 | 0 | 0.077588 | 0.18145 | 9.8607 | 0.025268 | 0.0046681 | 2.2457 | 1.8121
|  | 578.4209 | 0 | 0 | 0.18269 | 0.24609 | 2.6656 | 0.82588 | 0.01615 | 17.7053 | 19.4638 | 14.7257 | 0 | 0 | 0.078535 | 0.17941 | 9.9437 | 0.024194 | 0.0054383 | 2.2545 | 1.8146
|  | 578.6492 | 0 | 0 | 0.17443 | 0.22485 | 2.6074 | 0.81541 | 0.0029025 | 17.6422 | 19.475 | 14.6815 | 0 | 0 | 0.077285 | 0.17792 | 10.0602 | 0.023018 | 0.0059051 | 2.2738 | 1.8232
|  | 578.8775 | 0 | 0 | 0.185 | 0.2448 | 2.5742 | 0.88428 | 0.013099 | 17.6033 | 19.4844 | 14.6382 | 0 | 0 | 0.074961 | 0.1696 | 10.1882 | 0.020097 | 0.0040204 | 2.2943 | 1.8358
|  | 579.1058 | 0 | 0 | 0.17446 | 0.22812 | 2.5228 | 0.85964 | 0.010054 | 17.5601 | 19.4864 | 14.585 | 0 | 0 | 0.0765 | 0.16873 | 10.2788 | 0.018657 | 0.0038917 | 2.3049 | 1.843
|  | 579.3341 | 0 | 0 | 0.18145 | 0.23723 | 2.5021 | 0.91397 | 0.016786 | 17.5534 | 19.542 | 14.5668 | 0 | 0 | 0.07655 | 0.17041 | 10.3806 | 0.019636 | 0.0038643 | 2.3204 | 1.852
|  | 579.5625 | 0 | 0 | 0.17518 | 0.22399 | 2.4549 | 0.90982 | 0.0099889 | 17.5086 | 19.566 | 14.5022 | 0 | 0 | 0.076365 | 0.17115 | 10.5253 | 0.024551 | 0.0045431 | 2.3472 | 1.8694
|  | 579.7908 | 0 | 0 | 0.16904 | 0.2302 | 2.4161 | 0.95357 | 0.012391 | 17.4656 | 19.5782 | 14.4672 | 0 | 0 | 0.076126 | 0.169 | 10.5915 | 0.025365 | 0.0049546 | 2.3581 | 1.8744
|  | 580.0192 | 0 | 0 | 0.15795 | 0.22179 | 2.3729 | 0.95227 | 0.010042 | 17.3845 | 19.5443 | 14.4109 | 0 | 0 | 0.074643 | 0.16633 | 10.6058 | 0.020814 | 0.0054221 | 2.3557 | 1.8671
|  | 580.2475 | 0 | 0 | 0.16992 | 0.22561 | 2.3428 | 0.99019 | 0.013166 | 17.3369 | 19.5736 | 14.3671 | 0 | 0 | 0.075669 | 0.16391 | 10.7306 | 0.018156 | 0.0056168 | 2.3767 | 1.8786
|  | 580.4759 | 0 | 0 | 0.17083 | 0.21053 | 2.3038 | 1.0207 | 0.012153 | 17.292 | 19.5921 | 14.3322 | 0 | 0 | 0.075007 | 0.16168 | 10.8804 | 0.02401 | 0.0048813 | 2.4041 | 1.897
|  | 580.7043 | 0 | 0 | 0.17154 | 0.2248 | 2.274 | 1.0704 | 0.012571 | 17.2438 | 19.5998 | 14.2828 | 0 | 0 | 0.075006 | 0.16324 | 11.0166 | 0.024972 | 0.0051999 | 2.4278 | 1.9155
|  | 580.9327 | 0 | 0 | 0.17743 | 0.21967 | 2.2284 | 1.0909 | 0.010535 | 17.1959 | 19.6062 | 14.2431 | 0 | 0 | 0.07631 | 0.16236 | 11.163 | 0.024084 | 0.0053054 | 2.4562 | 1.9352
|  | 581.1611 | 0 | 0 | 0.17721 | 0.22076 | 2.1882 | 1.1101 | 0.010921 | 17.1445 | 19.6045 | 14.1999 | 0 | 0 | 0.075522 | 0.15569 | 11.2833 | 0.021215 | 0.0045977 | 2.4793 | 1.9466
|  | 581.3895 | 0 | 0 | 0.17092 | 0.22582 | 2.1547 | 1.1324 | 0.012819 | 17.1016 | 19.6103 | 14.1571 | 0 | 0 | 0.076418 | 0.15408 | 11.3807 | 0.019992 | 0.0055091 | 2.498 | 1.9564
|  | 581.618 | 0 | 0 | 0.16688 | 0.22403 | 2.1248 | 1.1507 | 0.014076 | 17.0575 | 19.636 | 14.116 | 0 | 0 | 0.076073 | 0.15603 | 11.5153 | 0.019752 | 0.0055574 | 2.5267 | 1.9746
|  | 581.8464 | 0 | 0 | 0.16843 | 0.23832 | 2.0999 | 1.1964 | 0.013668 | 17.046 | 19.6974 | 14.0933 | 0 | 0 | 0.075308 | 0.15673 | 11.7326 | 0.021392 | 0.0055369 | 2.5725 | 2.0055
|  | 582.0749 | 0 | 0 | 0.16257 | 0.21862 | 2.0567 | 1.2211 | 0.0056706 | 17.0287 | 19.7296 | 14.0862 | 0 | 0 | 0.075414 | 0.15567 | 11.937 | 0.021653 | 0.0054591 | 2.6147 | 2.0354
|  | 582.3033 | 0 | 0 | 0.17021 | 0.22055 | 2.0369 | 1.2593 | 0.016706 | 17.0039 | 19.7668 | 14.0649 | 0 | 0 | 0.076672 | 0.15376 | 12.0369 | 0.019609 | 0.0041499 | 2.6342 | 2.049
|  | 582.5318 | 0 | 0 | 0.16751 | 0.21095 | 2.0017 | 1.2684 | 0.018243 | 16.9294 | 19.7579 | 14.0177 | 0 | 0 | 0.077571 | 0.15422 | 12.1568 | 0.021203 | 0.0045926 | 2.6619 | 2.0665
|  | 582.7603 | 0 | 0 | 0.17939 | 0.21908 | 1.9717 | 1.3418 | 0.01717 | 16.8927 | 19.7869 | 13.9909 | 0 | 0 | 0.077532 | 0.15584 | 12.2977 | 0.020179 | 0.0061369 | 2.6966 | 2.0893
|  | 582.9888 | 0 | 0 | 0.16831 | 0.20628 | 1.9376 | 1.3433 | 0.0079812 | 16.8948 | 19.849 | 13.9825 | 0 | 0 | 0.077916 | 0.15455 | 12.3888 | 0.017357 | 0.0061924 | 2.7174 | 2.102
|  | 583.2173 | 0 | 0 | 0.17468 | 0.23057 | 1.9276 | 1.4094 | 0.015043 | 16.9164 | 19.9385 | 13.9934 | 0 | 0 | 0.076686 | 0.15327 | 12.535 | 0.019612 | 0.0052977 | 2.751 | 2.1239
|  | 583.4459 | 0 | 0 | 0.16172 | 0.19714 | 1.8853 | 1.4203 | 0.0095944 | 16.9061 | 19.9938 | 13.9732 | 0 | 0 | 0.074734 | 0.1503 | 12.6795 | 0.020882 | 0.0038908 | 2.7857 | 2.1468
|  | 583.6744 | 0 | 0 | 0.1797 | 0.22358 | 1.8757 | 1.4915 | 0.021433 | 16.9047 | 20.0401 | 13.9668 | 0 | 0 | 0.075806 | 0.14886 | 12.7695 | 0.023341 | 0.004014 | 2.8084 | 2.1611
|  | 583.903 | 0 | 0 | 0.16636 | 0.19476 | 1.8372 | 1.4815 | 0.011619 | 16.861 | 20.0585 | 13.9473 | 0 | 0 | 0.077094 | 0.1489 | 12.8188 | 0.023969 | 0.0053933 | 2.8244 | 2.1691
|  | 584.1315 | 0 | 0 | 0.17129 | 0.22374 | 1.8285 | 1.6016 | 0.020344 | 16.8946 | 20.1769 | 13.98 | 0 | 0 | 0.076249 | 0.14705 | 12.8369 | 0.024326 | 0.0055216 | 2.832 | 2.1728
|  | 584.3601 | 0 | 0 | 0.15379 | 0.19276 | 1.786 | 1.5947 | 0.0024571 | 16.8814 | 20.2211 | 13.9612 | 0 | 0 | 0.075605 | 0.14633 | 12.9352 | 0.02303 | 0.0048499 | 2.8576 | 2.1888
|  | 584.5887 | 0 | 0 | 0.17223 | 0.20885 | 1.7792 | 1.6768 | 0.01086 | 16.9021 | 20.3091 | 13.9754 | 0 | 0 | 0.076513 | 0.1462 | 13.086 | 0.021441 | 0.0054314 | 2.8977 | 2.2134
|  | 584.8173 | 0 | 0 | 0.15431 | 0.18258 | 1.7386 | 1.6645 | 0.0038373 | 16.8753 | 20.3634 | 13.9554 | 0 | 0 | 0.076342 | 0.14356 | 13.1406 | 0.022019 | 0.0052185 | 2.9156 | 2.2244
|  | 585.0459 | 0 | 0 | 0.18197 | 0.2385 | 1.7463 | 1.7777 | 0.018746 | 16.9148 | 20.4831 | 13.997 | 0 | 0 | 0.075458 | 0.14086 | 13.0525 | 0.021722 | 0.0042473 | 2.9031 | 2.2118
|  | 585.2745 | 0 | 0 | 0.15239 | 0.18819 | 1.6915 | 1.7457 | 0.0029657 | 16.8525 | 20.4836 | 13.9563 | 0 | 0 | 0.074657 | 0.13903 | 12.9468 | 0.020643 | 0.0040399 | 2.8881 | 2.1964
|  | 585.5032 | 0 | 0 | 0.17716 | 0.23263 | 1.687 | 1.8821 | 0.018313 | 16.8415 | 20.5448 | 13.9502 | 0 | 0 | 0.0754 | 0.13899 | 12.9365 | 0.022475 | 0.0052918 | 2.8946 | 2.1985
|  | 585.7318 | 0 | 0 | 0.15625 | 0.18248 | 1.6391 | 1.8643 | 0.0036968 | 16.7835 | 20.5229 | 13.8843 | 0 | 0 | 0.074263 | 0.13907 | 12.9913 | 0.024321 | 0.005579 | 2.9159 | 2.2132
|  | 585.9605 | 0 | 0 | 0.18328 | 0.23029 | 1.649 | 1.9899 | 0.020095 | 16.7716 | 20.5809 | 13.881 | 0 | 0 | 0.072739 | 0.13992 | 13.031 | 0.022168 | 0.0041868 | 2.9335 | 2.2254
|  | 586.1891 | 0 | 0 | 0.15518 | 0.19362 | 1.5903 | 1.973 | -3.1853e-05 | 16.6923 | 20.5329 | 13.8206 | 0 | 0 | 0.073424 | 0.13785 | 13.0421 | 0.014993 | 0.0035323 | 2.9468 | 2.232
|  | 586.4178 | 0 | 0 | 0.177 | 0.2393 | 1.5936 | 2.1175 | 0.017682 | 16.6326 | 20.548 | 13.7828 | 0 | 0 | 0.076289 | 0.13673 | 13.0429 | 0.01726 | 0.0048494 | 2.9615 | 2.2376
|  | 586.6465 | 0 | 0 | 0.15068 | 0.16934 | 1.5377 | 2.0811 | -0.0017682 | 16.5384 | 20.508 | 13.7007 | 0 | 0 | 0.07665 | 0.13425 | 13.0137 | 0.021972 | 0.005329 | 2.9691 | 2.2404
|  | 586.8752 | 0 | 0 | 0.17831 | 0.22663 | 1.5449 | 2.2171 | 0.021462 | 16.5332 | 20.5763 | 13.7081 | 0 | 0 | 0.074101 | 0.13015 | 12.9855 | 0.019809 | 0.0053233 | 2.9753 | 2.2448
|  | 587.1039 | 0 | 0 | 0.13971 | 0.17201 | 1.484 | 2.1527 | -0.0042563 | 16.4588 | 20.547 | 13.6463 | 0 | 0 | 0.072756 | 0.12834 | 12.9836 | 0.01658 | 0.0045764 | 2.9873 | 2.2522
|  | 587.3327 | 0 | 0 | 0.18567 | 0.23154 | 1.4954 | 2.3672 | 0.020581 | 16.4513 | 20.5983 | 13.6451 | 0 | 0 | 0.072858 | 0.1291 | 13.0579 | 0.01664 | 0.0039843 | 3.0182 | 2.2709
|  | 587.5614 | 0 | 0 | 0.15018 | 0.16241 | 1.437 | 2.2968 | -0.0048705 | 16.3812 | 20.5595 | 13.5862 | 0 | 0 | 0.072387 | 0.13138 | 13.1197 | 0.017516 | 0.0044763 | 3.0485 | 2.2905
|  | 587.7902 | 0 | 0 | 0.17962 | 0.22561 | 1.4601 | 2.4644 | 0.019424 | 16.3846 | 20.6443 | 13.6064 | 0 | 0 | 0.070381 | 0.1273 | 13.0691 | 0.011868 | 0.0037013 | 3.055 | 2.2923
|  | 588.0189 | 0 | 0 | 0.14364 | 0.16805 | 1.3872 | 2.4165 | 0.00074151 | 16.2952 | 20.6092 | 13.5398 | 0 | 0 | 0.068688 | 0.11849 | 12.9643 | 0.0029792 | 0.0017237 | 3.0543 | 2.2866
|  | 588.2477 | 0 | 0 | 0.17533 | 0.23842 | 1.4109 | 2.599 | 0.02292 | 16.31 | 20.6917 | 13.5471 | 0 | 0 | 0.072831 | 0.12612 | 12.954 | 0.018123 | 0.0045016 | 3.0751 | 2.3002
|  | 588.4765 | 0 | 0 | 0.14361 | 0.15553 | 1.3516 | 2.5529 | -0.0016637 | 16.2174 | 20.6565 | 13.486 | 0 | 0 | 0.072537 | 0.12657 | 13.0476 | 0.021212 | 0.0048905 | 3.1189 | 2.3304
|  | 588.7053 | 0 | 0 | 0.18252 | 0.24313 | 1.3651 | 2.7482 | 0.027195 | 16.2329 | 20.7263 | 13.4958 | 0 | 0 | 0.072813 | 0.12451 | 13.1193 | 0.020759 | 0.0053857 | 3.1591 | 2.3567
|  | 588.9341 | 0 | 0 | 0.15009 | 0.17026 | 1.3085 | 2.7038 | 0.00016247 | 16.1407 | 20.7001 | 13.4218 | 0 | 0 | 0.073391 | 0.12407 | 13.1223 | 0.021315 | 0.0054876 | 3.1803 | 2.3714
|  | 589.1629 | 0 | 0 | 0.1708 | 0.23976 | 1.3359 | 2.9043 | 0.02072 | 16.1471 | 20.7572 | 13.4383 | 0 | 0 | 0.07377 | 0.12424 | 13.1381 | 0.021966 | 0.0049435 | 3.2048 | 2.3882
|  | 589.3918 | 0 | 0 | 0.12796 | 0.16067 | 1.2782 | 2.8065 | -0.0029882 | 16.0538 | 20.7305 | 13.381 | 0 | 0 | 0.074042 | 0.12441 | 13.1867 | 0.021817 | 0.0048317 | 3.2401 | 2.4097
|  | 589.6206 | 0 | 0 | 0.18518 | 0.23907 | 1.2995 | 3.0401 | 0.026764 | 16.0832 | 20.8172 | 13.4114 | 0 | 0 | 0.07502 | 0.12504 | 13.2497 | 0.021316 | 0.004625 | 3.2809 | 2.4356
|  | 589.8495 | 0 | 0 | 0.13727 | 0.16239 | 1.234 | 2.9996 | -0.0057559 | 15.9966 | 20.7773 | 13.339 | 0 | 0 | 0.076282 | 0.12668 | 13.3313 | 0.021172 | 0.0047941 | 3.3257 | 2.4668
|  | 590.0783 | 0 | 0 | 0.18378 | 0.24531 | 1.2671 | 3.2031 | 0.019614 | 16.0497 | 20.9276 | 13.3987 | 0 | 0 | 0.075744 | 0.12665 | 13.3849 | 0.019324 | 0.0049254 | 3.3654 | 2.4949
|  | 590.3072 | 0 | 0 | 0.13415 | 0.16906 | 1.2047 | 3.1574 | -0.0090882 | 15.9814 | 20.9128 | 13.3533 | 0 | 0 | 0.075566 | 0.12707 | 13.376 | 0.021578 | 0.0052298 | 3.3915 | 2.5132
|  | 590.5361 | 0 | 0 | 0.18072 | 0.24343 | 1.2456 | 3.3988 | 0.022796 | 16.009 | 21.019 | 13.3917 | 0 | 0 | 0.07594 | 0.12701 | 13.2757 | 0.02544 | 0.0057975 | 3.3918 | 2.5139
|  | 590.765 | 0 | 0 | 0.13062 | 0.13945 | 1.1714 | 3.3276 | -0.0073638 | 15.9437 | 20.992 | 13.3258 | 0 | 0 | 0.075131 | 0.12592 | 13.1193 | 0.024986 | 0.0063029 | 3.3758 | 2.5018
|  | 590.9939 | 0 | 0 | 0.18041 | 0.25264 | 1.2071 | 3.5937 | 0.024747 | 15.9364 | 21.0654 | 13.3464 | 0 | 0 | 0.073876 | 0.12399 | 12.9502 | 0.021539 | 0.0060087 | 3.3573 | 2.4859
|  | 591.2228 | 0 | 0 | 0.12507 | 0.14618 | 1.1204 | 3.523 | -0.0052644 | 15.8201 | 20.9791 | 13.2643 | 0 | 0 | 0.073372 | 0.12216 | 12.7688 | 0.0221 | 0.0054761 | 3.3392 | 2.4692
|  | 591.4518 | 0 | 0 | 0.18463 | 0.23837 | 1.175 | 3.7885 | 0.024212 | 15.8374 | 21.0672 | 13.283 | 0 | 0 | 0.072471 | 0.12061 | 12.6547 | 0.021483 | 0.0049859 | 3.3413 | 2.4673
|  | 591.6807 | 0 | 0 | 0.14212 | 0.14781 | 1.1075 | 3.7223 | -0.010133 | 15.7211 | 20.9982 | 13.2016 | 0 | 0 | 0.072384 | 0.11995 | 12.6243 | 0.02015 | 0.0054799 | 3.3638 | 2.4835
|  | 591.9097 | 0 | 0 | 0.18056 | 0.24909 | 1.1454 | 3.9768 | 0.020362 | 15.7511 | 21.0727 | 13.2271 | 0 | 0 | 0.073382 | 0.11882 | 12.5947 | 0.021178 | 0.006373 | 3.3865 | 2.4989
|  | 592.1386 | 0 | 0 | 0.12441 | 0.14398 | 1.0621 | 3.904 | -0.0030969 | 15.6627 | 21.0441 | 13.1586 | 0 | 0 | 0.075346 | 0.11953 | 12.5626 | 0.023802 | 0.0070045 | 3.4094 | 2.512
|  | 592.3676 | 0 | 0 | 0.17727 | 0.24385 | 1.1214 | 4.1973 | 0.025998 | 15.6762 | 21.1174 | 13.1953 | 0 | 0 | 0.075205 | 0.12018 | 12.5373 | 0.023757 | 0.006839 | 3.4319 | 2.5277
|  | 592.5966 | 0 | 0 | 0.14523 | 0.14248 | 1.0297 | 4.0951 | -0.0047619 | 15.5512 | 21.0271 | 13.0977 | 0 | 0 | 0.07453 | 0.12012 | 12.4661 | 0.025975 | 0.0068247 | 3.4446 | 2.5369
|  | 592.8256 | 0 | 0 | 0.19573 | 0.24788 | 1.0788 | 4.4021 | 0.030536 | 15.5342 | 21.0715 | 13.1038 | 0 | 0 | 0.074694 | 0.11886 | 12.331 | 0.028815 | 0.0064231 | 3.4435 | 2.5345
|  | 593.0547 | 0 | 0 | 0.12716 | 0.14926 | 0.99595 | 4.2827 | -0.011348 | 15.4117 | 20.9795 | 13.0158 | 0 | 0 | 0.074723 | 0.11797 | 12.1777 | 0.027579 | 0.0059291 | 3.4345 | 2.528
|  | 593.2837 | 0 | 0 | 0.19088 | 0.23859 | 1.0487 | 4.6279 | 0.029608 | 15.439 | 21.0795 | 13.0654 | 0 | 0 | 0.074519 | 0.11752 | 12.0427 | 0.023152 | 0.0059144 | 3.4312 | 2.5244
|  | 593.5127 | 0 | 0 | 0.12805 | 0.12465 | 0.97248 | 4.4903 | -0.0099023 | 15.3024 | 20.9599 | 12.9593 | 0 | 0 | 0.074088 | 0.11716 | 11.9318 | 0.022115 | 0.006256 | 3.4372 | 2.526
|  | 593.7418 | 0 | 0 | 0.18052 | 0.23405 | 1.0124 | 4.8335 | 0.023865 | 15.2928 | 21.0264 | 12.9612 | 0 | 0 | 0.072177 | 0.11422 | 11.87 | 0.022107 | 0.0060438 | 3.4547 | 2.5387
|  | 593.9708 | 0 | 0 | 0.1354 | 0.15649 | 0.94194 | 4.8253 | -0.0016866 | 15.1565 | 20.9065 | 12.8608 | 0 | 0 | 0.071905 | 0.11169 | 11.8537 | 0.021859 | 0.0058321 | 3.4835 | 2.5599
|  | 594.1999 | 0 | 0 | 0.1796 | 0.21792 | 0.9804 | 5.0433 | 0.026583 | 15.1502 | 20.9497 | 12.8606 | 0 | 0 | 0.073496 | 0.11155 | 11.7972 | 0.019928 | 0.0059884 | 3.5034 | 2.5738
|  | 594.429 | 0 | 0 | 0.12855 | 0.1378 | 0.91351 | 5.0477 | -0.0036321 | 15.0367 | 20.8748 | 12.773 | 0 | 0 | 0.07586 | 0.11325 | 11.7125 | 0.020403 | 0.0071739 | 3.5183 | 2.5838
|  | 594.6581 | 0 | 0 | 0.17583 | 0.21489 | 0.94144 | 5.2806 | 0.027119 | 15.0197 | 20.9099 | 12.8054 | 0 | 0 | 0.076271 | 0.11266 | 11.6342 | 0.020342 | 0.0076346 | 3.5322 | 2.5927
|  | 594.8872 | 0 | 0 | 0.1347 | 0.12117 | 0.87886 | 5.2234 | -0.0015344 | 14.9059 | 20.8374 | 12.714 | 0 | 0 | 0.074471 | 0.1117 | 11.5283 | 0.019401 | 0.0071405 | 3.536 | 2.596
|  | 595.1163 | 0 | 0 | 0.17269 | 0.21255 | 0.91369 | 5.5365 | 0.027968 | 14.9592 | 20.9276 | 12.7641 | 0 | 0 | 0.073561 | 0.11191 | 11.4344 | 0.022124 | 0.0061715 | 3.5486 | 2.6029
|  | 595.3455 | 0 | 0 | 0.13282 | 0.1217 | 0.8556 | 5.5652 | -0.0078787 | 14.8291 | 20.846 | 12.6723 | 0 | 0 | 0.073237 | 0.11081 | 11.3856 | 0.027477 | 0.0054451 | 3.5748 | 2.6188
|  | 595.5746 | 0 | 0 | 0.17717 | 0.22152 | 0.89328 | 5.9137 | 0.023302 | 14.8328 | 20.9144 | 12.6933 | 0 | 0 | 0.072333 | 0.10915 | 11.3201 | 0.025373 | 0.005967 | 3.5918 | 2.6307
|  | 595.8038 | 0 | 0 | 0.12603 | 0.13733 | 0.83275 | 5.853 | -0.0026975 | 14.751 | 20.8778 | 12.6639 | 0 | 0 | 0.07334 | 0.10851 | 11.2041 | 0.023423 | 0.0070984 | 3.5933 | 2.6324
|  | 596.0329 | 0 | 0 | 0.17183 | 0.2055 | 0.86823 | 6.1817 | 0.026253 | 14.7988 | 20.9983 | 12.7117 | 0 | 0 | 0.073534 | 0.1088 | 11.0787 | 0.023585 | 0.0072904 | 3.5931 | 2.633
|  | 596.2621 | 0 | 0 | 0.13658 | 0.14938 | 0.81993 | 6.2003 | -0.006386 | 14.7495 | 21.0154 | 12.6897 | 0 | 0 | 0.072245 | 0.11115 | 10.9732 | 0.022968 | 0.0071205 | 3.6023 | 2.6374
|  | 596.4913 | 0 | 0 | 0.17448 | 0.22682 | 0.8419 | 6.4988 | 0.025359 | 14.7494 | 21.0815 | 12.6909 | 0 | 0 | 0.071274 | 0.11063 | 10.8605 | 0.021626 | 0.0062269 | 3.6079 | 2.6408
|  | 596.7205 | 0 | 0 | 0.13865 | 0.14947 | 0.79326 | 6.5545 | -0.0013153 | 14.6671 | 21.0222 | 12.657 | 0 | 0 | 0.070337 | 0.10935 | 10.7465 | 0.019768 | 0.0055907 | 3.6102 | 2.6447
|  | 596.9497 | 0 | 0 | 0.15806 | 0.20714 | 0.81684 | 6.873 | 0.021996 | 14.6975 | 21.105 | 12.6909 | 0 | 0 | 0.070063 | 0.10911 | 10.6504 | 0.019718 | 0.0052605 | 3.6192 | 2.6505
|  | 597.179 | 0 | 0 | 0.12425 | 0.14591 | 0.77004 | 6.8803 | -0.0033295 | 14.6147 | 21.0802 | 12.6424 | 0 | 0 | 0.072405 | 0.1101 | 10.5352 | 0.023374 | 0.005812 | 3.6227 | 2.6531
|  | 597.4082 | 0 | 0 | 0.16036 | 0.2001 | 0.79659 | 7.2134 | 0.015675 | 14.6275 | 21.1505 | 12.6802 | 0 | 0 | 0.072926 | 0.11095 | 10.3946 | 0.026107 | 0.0066733 | 3.6191 | 2.6522
|  | 597.6374 | 0 | 0 | 0.13462 | 0.13656 | 0.7549 | 7.2397 | -0.0047905 | 14.5684 | 21.1233 | 12.6617 | 0 | 0 | 0.071701 | 0.10997 | 10.2727 | 0.024313 | 0.0069117 | 3.6209 | 2.6527
|  | 597.8667 | 0 | 0 | 0.16037 | 0.20351 | 0.775 | 7.5555 | 0.016956 | 14.5654 | 21.2299 | 12.6826 | 0 | 0 | 0.071737 | 0.10893 | 10.1893 | 0.019521 | 0.0068687 | 3.6353 | 2.662
|  | 598.096 | 0 | 0 | 0.12588 | 0.13965 | 0.73003 | 7.6373 | -0.0035598 | 14.5042 | 21.1902 | 12.6479 | 0 | 0 | 0.072037 | 0.11013 | 10.1517 | 0.023443 | 0.0069554 | 3.6656 | 2.6849
|  | 598.3253 | 0 | 0 | 0.15628 | 0.19849 | 0.75443 | 7.9297 | 0.017099 | 14.4703 | 21.2016 | 12.6304 | 0 | 0 | 0.071909 | 0.10865 | 10.1125 | 0.025959 | 0.0061813 | 3.6958 | 2.7067
|  | 598.5545 | 0 | 0 | 0.13416 | 0.1431 | 0.70606 | 8.01 | -0.0015232 | 14.3605 | 21.0892 | 12.5522 | 0 | 0 | 0.07261 | 0.10862 | 10.0142 | 0.023725 | 0.0055221 | 3.7042 | 2.7134
|  | 598.7839 | 0 | 0 | 0.16051 | 0.19604 | 0.73458 | 8.3078 | 0.021216 | 14.3413 | 21.1425 | 12.5636 | 0 | 0 | 0.072459 | 0.10895 | 9.8881 | 0.019906 | 0.0057239 | 3.6998 | 2.7125
|  | 599.0132 | 0 | 0 | 0.13126 | 0.14829 | 0.69389 | 8.4543 | 0.0039347 | 14.2585 | 21.1028 | 12.5301 | 0 | 0 | 0.073508 | 0.10765 | 9.7947 | 0.021669 | 0.0064658 | 3.7083 | 2.7202
|  | 599.2425 | 0 | 0 | 0.15377 | 0.19607 | 0.70231 | 8.7528 | 0.021153 | 14.2483 | 21.1553 | 12.549 | 0 | 0 | 0.074539 | 0.10675 | 9.7387 | 0.024518 | 0.0065937 | 3.7331 | 2.7371
|  | 599.4719 | 0 | 0 | 0.12805 | 0.15905 | 0.66415 | 8.8865 | 0.0021676 | 14.1722 | 21.089 | 12.4828 | 0 | 0 | 0.073325 | 0.10826 | 9.6851 | 0.023435 | 0.00607 | 3.7603 | 2.7558
|  | 599.7012 | 0 | 0 | 0.14905 | 0.197 | 0.67819 | 9.1981 | 0.019977 | 14.1443 | 21.1007 | 12.4957 | 0 | 0 | 0.072741 | 0.1073 | 9.6254 | 0.022753 | 0.0049489 | 3.7846 | 2.7749
|  | 599.9306 | 0 | 0 | 0.13598 | 0.14705 | 0.65931 | 9.3478 | 0.0090791 | 14.0656 | 21.067 | 12.467 | 0 | 0 | 0.073358 | 0.10754 | 9.5711 | 0.023319 | 0.0049152 | 3.8104 | 2.7943
|  | 600.1599 | 0 | 0 | 0.16452 | 0.21323 | 0.67351 | 9.6631 | 0.029032 | 14.0448 | 21.0916 | 12.4654 | 0 | 0 | 0.072902 | 0.10849 | 9.4925 | 0.020394 | 0.0055297 | 3.8256 | 2.8042
|  | 600.3893 | 0 | 0 | 0.12971 | 0.1472 | 0.6337 | 9.8455 | 0.0017609 | 13.9872 | 21.0545 | 12.4336 | 0 | 0 | 0.073268 | 0.10805 | 9.3775 | 0.020654 | 0.0069462 | 3.8257 | 2.8054
|  | 600.6187 | 0 | 0 | 0.14458 | 0.18106 | 0.63612 | 10.1823 | 0.01294 | 13.9758 | 21.132 | 12.4639 | 0 | 0 | 0.072197 | 0.10671 | 9.2507 | 0.019823 | 0.0071165 | 3.8215 | 2.8043
|  | 600.8481 | 0 | 0 | 0.13192 | 0.15196 | 0.61443 | 10.3401 | 0.0043137 | 13.8783 | 21.0501 | 12.4039 | 0 | 0 | 0.071237 | 0.10589 | 9.1378 | 0.020185 | 0.0063957 | 3.8217 | 2.8052
|  | 601.0775 | 0 | 0 | 0.14317 | 0.18365 | 0.6249 | 10.6713 | 0.017144 | 13.8444 | 21.0424 | 12.3942 | 0 | 0 | 0.070771 | 0.10444 | 9.0482 | 0.018431 | 0.0061172 | 3.8316 | 2.8145
|  | 601.307 | 0 | 0 | 0.12475 | 0.15295 | 0.59592 | 10.9264 | 0.0084047 | 13.786 | 21.0083 | 12.3636 | 0 | 0 | 0.07097 | 0.1054 | 8.952 | 0.019201 | 0.00679 | 3.8381 | 2.8217
|  | 601.5364 | 0 | 0 | 0.13707 | 0.16885 | 0.60423 | 11.2152 | 0.012425 | 13.7418 | 21.0152 | 12.356 | 0 | 0 | 0.070679 | 0.10489 | 8.8123 | 0.023231 | 0.0064819 | 3.8253 | 2.813
|  | 601.7659 | 0 | 0 | 0.12446 | 0.14817 | 0.58158 | 11.4557 | 0.0032458 | 13.7058 | 21.0265 | 12.3625 | 0 | 0 | 0.069397 | 0.10444 | 8.6532 | 0.022889 | 0.0064049 | 3.8041 | 2.797
|  | 601.9953 | 0 | 0 | 0.13594 | 0.17131 | 0.58373 | 11.8454 | 0.0099106 | 13.7246 | 21.111 | 12.4046 | 0 | 0 | 0.069447 | 0.10344 | 8.4921 | 0.022992 | 0.0066026 | 3.7814 | 2.7821
|  | 602.2248 | 0 | 0 | 0.1324 | 0.14568 | 0.56955 | 12.1543 | 0.0064659 | 13.6941 | 21.1228 | 12.4062 | 0 | 0 | 0.069443 | 0.1024 | 8.3557 | 0.026686 | 0.0059549 | 3.7667 | 2.7744
|  | 602.4543 | 0 | 0 | 0.13872 | 0.16839 | 0.57865 | 12.5126 | 0.014046 | 13.6867 | 21.1737 | 12.4206 | 0 | 0 | 0.066222 | 0.10103 | 8.2522 | 0.025136 | 0.0065612 | 3.7661 | 2.7753
|  | 602.6838 | 0 | 0 | 0.12227 | 0.15116 | 0.55901 | 12.8236 | 0.0025464 | 13.6565 | 21.1818 | 12.4297 | 0 | 0 | 0.064525 | 0.099515 | 8.1298 | 0.023741 | 0.0073504 | 3.7595 | 2.7697
|  | 602.9133 | 0 | 0 | 0.1234 | 0.1663 | 0.55686 | 13.2256 | 0.0061795 | 13.649 | 21.2233 | 12.4553 | 0 | 0 | 0.064939 | 0.099569 | 8.0065 | 0.024676 | 0.0066361 | 3.7499 | 2.7626
|  | 603.1428 | 0 | 0 | 0.12071 | 0.15848 | 0.5464 | 13.5661 | 0.0026327 | 13.6293 | 21.2633 | 12.4666 | 0 | 0 | 0.066999 | 0.099057 | 7.9174 | 0.027118 | 0.0068753 | 3.752 | 2.7673
|  | 603.3724 | 0 | 0 | 0.13307 | 0.16878 | 0.54451 | 13.9721 | 0.0066654 | 13.614 | 21.3103 | 12.4916 | 0 | 0 | 0.069093 | 0.097769 | 7.8256 | 0.025369 | 0.0073711 | 3.7556 | 2.772
|  | 603.6019 | 0 | 0 | 0.127 | 0.15433 | 0.53289 | 14.3344 | 0.0055872 | 13.5834 | 21.3217 | 12.4946 | 0 | 0 | 0.070528 | 0.099331 | 7.7245 | 0.025581 | 0.008606 | 3.7569 | 2.7735
|  | 603.8315 | 0 | 0 | 0.128 | 0.15864 | 0.52969 | 14.6839 | 0.0077535 | 13.5506 | 21.3332 | 12.4963 | 0 | 0 | 0.070021 | 0.097908 | 7.6341 | 0.023057 | 0.0083813 | 3.7602 | 2.777
|  | 604.0611 | 0 | 0 | 0.12639 | 0.1595 | 0.52063 | 15.079 | 0.0055859 | 13.523 | 21.3499 | 12.5024 | 0 | 0 | 0.066323 | 0.096993 | 7.5466 | 0.020929 | 0.0069078 | 3.7621 | 2.781
|  | 604.2906 | 0 | 0 | 0.12207 | 0.15662 | 0.52131 | 15.5285 | 0.0052349 | 13.4875 | 21.3523 | 12.508 | 0 | 0 | 0.065027 | 0.098402 | 7.4476 | 0.020932 | 0.0068932 | 3.76 | 2.7827
|  | 604.5202 | 0 | 0 | 0.125 | 0.15449 | 0.51507 | 15.8972 | 0.0087341 | 13.4202 | 21.3129 | 12.465 | 0 | 0 | 0.06731 | 0.096456 | 7.3376 | 0.022239 | 0.0072738 | 3.7537 | 2.7803
|  | 604.7498 | 0 | 0 | 0.12671 | 0.15674 | 0.50248 | 16.27 | 0.0074403 | 13.3629 | 21.279 | 12.4443 | 0 | 0 | 0.069026 | 0.096679 | 7.2332 | 0.02292 | 0.0076535 | 3.7469 | 2.7771
|  | 604.9794 | 0 | 0 | 0.1224 | 0.15493 | 0.49513 | 16.6691 | 0.0057631 | 13.3094 | 21.2488 | 12.4421 | 0 | 0 | 0.067721 | 0.097498 | 7.1477 | 0.021155 | 0.0082675 | 3.7501 | 2.7822
|  | 605.2091 | 0 | 0 | 0.12202 | 0.1351 | 0.48706 | 17.046 | 0.0043326 | 13.2498 | 21.2139 | 12.4303 | 0 | 0 | 0.065708 | 0.096025 | 7.0815 | 0.021672 | 0.0075218 | 3.7621 | 2.794
|  | 605.4387 | 0 | 0 | 0.13354 | 0.14976 | 0.48542 | 17.5457 | 0.010315 | 13.2202 | 21.2221 | 12.4269 | 0 | 0 | 0.066399 | 0.09697 | 7.0287 | 0.023176 | 0.0074609 | 3.7807 | 2.8083
|  | 605.6684 | 0 | 0 | 0.12608 | 0.14217 | 0.47066 | 18.0194 | 0.0062485 | 13.1688 | 21.1968 | 12.4068 | 0 | 0 | 0.06684 | 0.095412 | 6.9451 | 0.021671 | 0.0085013 | 3.785 | 2.8123
|  | 605.898 | 0 | 0 | 0.12929 | 0.15764 | 0.4698 | 18.4929 | 0.010207 | 13.1242 | 21.1753 | 12.4084 | 0 | 0 | 0.067857 | 0.09647 | 6.8353 | 0.021303 | 0.0082361 | 3.7743 | 2.8095
|  | 606.1277 | 0 | 0 | 0.12589 | 0.14207 | 0.45511 | 18.9455 | 0.0073897 | 13.0688 | 21.1432 | 12.3993 | 0 | 0 | 0.069265 | 0.099469 | 6.7596 | 0.0246 | 0.0065282 | 3.7824 | 2.8178
|  | 606.3574 | 0 | 0 | 0.13103 | 0.16301 | 0.45938 | 19.4866 | 0.014027 | 13.0249 | 21.1471 | 12.3916 | 0 | 0 | 0.072131 | 0.098141 | 6.6964 | 0.026585 | 0.0072905 | 3.7942 | 2.827
|  | 606.587 | 0 | 0 | 0.12223 | 0.14062 | 0.44306 | 19.9425 | 0.0042512 | 12.9655 | 21.1205 | 12.3616 | 0 | 0 | 0.069604 | 0.094294 | 6.6222 | 0.021944 | 0.0074656 | 3.8003 | 2.8344
|  | 606.8167 | 0 | 0 | 0.12333 | 0.15374 | 0.44676 | 20.5494 | 0.0071065 | 12.9463 | 21.141 | 12.3893 | 0 | 0 | 0.066322 | 0.093749 | 6.5463 | 0.021732 | 0.0074351 | 3.8075 | 2.8436
|  | 607.0465 | 0 | 0 | 0.10405 | 0.1366 | 0.42794 | 21.0371 | -9.9072e-06 | 12.9061 | 21.123 | 12.3963 | 0 | 0 | 0.066212 | 0.093216 | 6.4721 | 0.021942 | 0.0068629 | 3.8116 | 2.8483
|  | 607.2762 | 0 | 0 | 0.12971 | 0.16435 | 0.44056 | 21.6707 | 0.014332 | 12.8892 | 21.1545 | 12.4126 | 0 | 0 | 0.065536 | 0.094377 | 6.3902 | 0.021724 | 0.006453 | 3.8121 | 2.8488
|  | 607.5059 | 0 | 0 | 0.11194 | 0.14075 | 0.42085 | 22.1763 | 0.0043777 | 12.8291 | 21.1158 | 12.3903 | 0 | 0 | 0.065805 | 0.095904 | 6.318 | 0.025233 | 0.0070032 | 3.8199 | 2.8559
|  | 607.7357 | 0 | 0 | 0.12947 | 0.161 | 0.4295 | 22.8844 | 0.016074 | 12.8304 | 21.1638 | 12.4299 | 0 | 0 | 0.066078 | 0.094332 | 6.2836 | 0.028586 | 0.0064309 | 3.8449 | 2.8795
|  | 607.9655 | 0 | 0 | 0.11164 | 0.1286 | 0.41015 | 23.4702 | 0.0016128 | 12.8019 | 21.1678 | 12.4431 | 0 | 0 | 0.0666 | 0.092518 | 6.2507 | 0.023375 | 0.0062749 | 3.8736 | 2.9062
|  | 608.1952 | 0 | 0 | 0.12697 | 0.1532 | 0.42123 | 24.2384 | 0.010841 | 12.793 | 21.1966 | 12.4799 | 0 | 0 | 0.068123 | 0.094887 | 6.2089 | 0.023583 | 0.0069165 | 3.9007 | 2.9289
|  | 608.425 | 0 | 0 | 0.11234 | 0.12902 | 0.39905 | 24.8025 | 0.0010021 | 12.758 | 21.1928 | 12.4824 | 0 | 0 | 0.066567 | 0.095242 | 6.1364 | 0.027091 | 0.0074342 | 3.9072 | 2.9377
|  | 608.6548 | 0 | 0 | 0.12832 | 0.15799 | 0.41688 | 25.5973 | 0.014665 | 12.7499 | 21.2343 | 12.5159 | 0 | 0 | 0.065049 | 0.092972 | 6.0557 | 0.025668 | 0.007796 | 3.9108 | 2.9407
|  | 608.8846 | 0 | 0 | 0.10643 | 0.12095 | 0.37983 | 26.1422 | 0.002428 | 12.6547 | 21.1496 | 12.4665 | 0 | 0 | 0.066291 | 0.089285 | 5.9888 | 0.021411 | 0.0078055 | 3.9208 | 2.9511
|  | 609.1144 | 0 | 0 | 0.12111 | 0.16809 | 0.39308 | 26.9492 | 0.014472 | 12.6299 | 21.1547 | 12.4787 | 0 | 0 | 0.06605 | 0.091995 | 5.9396 | 0.019694 | 0.0061579 | 3.9358 | 2.9671
|  | 609.3442 | 0 | 0 | 0.10541 | 0.13142 | 0.37358 | 27.5282 | -0.0019328 | 12.5475 | 21.0817 | 12.4513 | 0 | 0 | 0.063438 | 0.094138 | 5.8846 | 0.022198 | 0.0053185 | 3.9476 | 2.9799
|  | 609.5741 | 0 | 0 | 0.11984 | 0.16268 | 0.38878 | 28.3992 | 0.013551 | 12.5249 | 21.0884 | 12.4618 | 0 | 0 | 0.062786 | 0.092046 | 5.8176 | 0.025202 | 0.005881 | 3.9574 | 2.9915
|  | 609.8039 | 0 | 0 | 0.10204 | 0.12638 | 0.36543 | 29.0512 | 0.0029314 | 12.4704 | 21.0422 | 12.4367 | 0 | 0 | 0.065374 | 0.093259 | 5.7574 | 0.022743 | 0.0067074 | 3.97 | 3.0031
|  | 610.0338 | 0 | 0 | 0.13017 | 0.16659 | 0.38707 | 29.9801 | 0.016206 | 12.4613 | 21.0847 | 12.486 | 0 | 0 | 0.066902 | 0.094036 | 5.6999 | 0.021596 | 0.0074008 | 3.98 | 3.0159
|  | 610.2637 | 0 | 0 | 0.1024 | 0.11635 | 0.35906 | 30.6495 | -0.0054897 | 12.397 | 21.0204 | 12.4785 | 0 | 0 | 0.065501 | 0.094011 | 5.6292 | 0.021726 | 0.0060051 | 3.9849 | 3.0236
|  | 610.4936 | 0 | 0 | 0.13703 | 0.1674 | 0.38195 | 31.6419 | 0.018074 | 12.377 | 21.0543 | 12.5091 | 0 | 0 | 0.065375 | 0.092946 | 5.5522 | 0.019922 | 0.0063215 | 3.9867 | 3.0279
|  | 610.7235 | 0 | 0 | 0.11237 | 0.12583 | 0.34489 | 32.4142 | 0.0010441 | 12.325 | 20.9966 | 12.492 | 0 | 0 | 0.065401 | 0.09284 | 5.4948 | 0.02562 | 0.0072506 | 3.9971 | 3.0383
|  | 610.9534 | 0 | 0 | 0.14207 | 0.17542 | 0.37608 | 33.4429 | 0.01979 | 12.326 | 21.0439 | 12.5034 | 0 | 0 | 0.064399 | 0.092519 | 5.419 | 0.02594 | 0.005974 | 3.9978 | 3.0396
|  | 611.1833 | 0 | 0 | 0.10909 | 0.11425 | 0.34033 | 34.192 | -9.2672e-06 | 12.2413 | 20.9677 | 12.4773 | 0 | 0 | 0.063433 | 0.089837 | 5.3434 | 0.02217 | 0.0050053 | 3.9931 | 3.0398
|  | 611.4132 | 0 | 0 | 0.12856 | 0.16863 | 0.36324 | 35.2515 | 0.019098 | 12.1983 | 20.9659 | 12.5038 | 0 | 0 | 0.062773 | 0.08674 | 5.2679 | 0.020885 | 0.0041613 | 3.9892 | 3.0414
|  | 611.6431 | 0 | 0 | 0.091412 | 0.11968 | 0.32642 | 35.8872 | -0.003443 | 12.0894 | 20.8109 | 12.4314 | 0 | 0 | 0.063417 | 0.086312 | 5.1953 | 0.023732 | 0.0044545 | 3.9917 | 3.0489
|  | 611.8731 | 0 | 0 | 0.12603 | 0.15453 | 0.35065 | 36.9835 | 0.016062 | 12.0758 | 20.8376 | 12.451 | 0 | 0 | 0.064909 | 0.089151 | 5.1484 | 0.027909 | 0.0061195 | 4.0107 | 3.0693
|  | 612.1031 | 0 | 0 | 0.10135 | 0.10156 | 0.31164 | 37.7529 | -0.0028992 | 11.9904 | 20.739 | 12.4199 | 0 | 0 | 0.064583 | 0.092579 | 5.0934 | 0.029979 | 0.0063856 | 4.0218 | 3.0821
|  | 612.333 | 0 | 0 | 0.12627 | 0.16777 | 0.34123 | 39.1074 | 0.020239 | 12.0179 | 20.8337 | 12.4807 | 0 | 0 | 0.063641 | 0.091134 | 5.0259 | 0.028159 | 0.0059421 | 4.0241 | 3.0861
|  | 612.563 | 0 | 0 | 0.094772 | 0.09652 | 0.30477 | 39.9557 | -0.0019216 | 11.9316 | 20.7518 | 12.4486 | 0 | 0 | 0.065577 | 0.089732 | 4.9622 | 0.023452 | 0.0066361 | 4.0293 | 3.0933
|  | 612.793 | 0 | 0 | 0.12188 | 0.16974 | 0.33137 | 41.3525 | 0.019139 | 11.9669 | 20.8446 | 12.5137 | 0 | 0 | 0.063957 | 0.087754 | 4.9044 | 0.015759 | 0.0056232 | 4.0373 | 3.1045
|  | 613.023 | 0 | 0 | 0.096775 | 0.10022 | 0.29563 | 42.1992 | -0.0043143 | 11.865 | 20.7474 | 12.4833 | 0 | 0 | 0.063824 | 0.089548 | 4.8487 | 0.015703 | 0.0057397 | 4.0471 | 3.1163
|  | 613.2531 | 0 | 0 | 0.13444 | 0.17035 | 0.33598 | 43.712 | 0.025208 | 11.8999 | 20.826 | 12.5487 | 0 | 0 | 0.064 | 0.091362 | 4.7791 | 0.018547 | 0.0055815 | 4.0429 | 3.1179
|  | 613.4831 | 0 | 0 | 0.091394 | 0.10179 | 0.28836 | 44.5852 | -0.0056102 | 11.8151 | 20.7281 | 12.4981 | 0 | 0 | 0.062386 | 0.088097 | 4.7054 | 0.019646 | 0.0045488 | 4.0344 | 3.1159
|  | 613.7131 | 0 | 0 | 0.1299 | 0.17118 | 0.32509 | 45.9969 | 0.020848 | 11.7913 | 20.7519 | 12.5636 | 0 | 0 | 0.063324 | 0.086407 | 4.652 | 0.019398 | 0.0056938 | 4.0472 | 3.1289
|  | 613.9432 | 0 | 0 | 0.091572 | 0.092938 | 0.28483 | 46.843 | -0.005371 | 11.6817 | 20.6088 | 12.4776 | 0 | 0 | 0.064426 | 0.088823 | 4.6008 | 0.020688 | 0.0068403 | 4.0589 | 3.1428
|  | 614.1733 | 0 | 0 | 0.12451 | 0.16205 | 0.31749 | 48.4318 | 0.015725 | 11.6878 | 20.6565 | 12.5458 | 0 | 0 | 0.0632 | 0.088111 | 4.5405 | 0.023691 | 0.0058587 | 4.0605 | 3.1511
|  | 614.4033 | 0 | 0 | 0.098939 | 0.094531 | 0.2731 | 49.4418 | 0.00070611 | 11.6172 | 20.5646 | 12.4876 | 0 | 0 | 0.063608 | 0.087876 | 4.4811 | 0.025966 | 0.0061973 | 4.0654 | 3.1595
|  | 614.6334 | 0 | 0 | 0.12643 | 0.16463 | 0.31317 | 50.9594 | 0.024273 | 11.6063 | 20.6106 | 12.5507 | 0 | 0 | 0.064551 | 0.088235 | 4.4062 | 0.024047 | 0.0069828 | 4.0558 | 3.1552
|  | 614.8635 | 0 | 0 | 0.092534 | 0.10439 | 0.2662 | 52.0201 | -0.0049931 | 11.5004 | 20.4688 | 12.4811 | 0 | 0 | 0.06615 | 0.08944 | 4.3417 | 0.022134 | 0.0073901 | 4.0532 | 3.157
|  | 615.0936 | 0 | 0 | 0.13236 | 0.17745 | 0.30648 | 53.8161 | 0.019985 | 11.5232 | 20.5734 | 12.5736 | 0 | 0 | 0.064818 | 0.086969 | 4.2761 | 0.02347 | 0.0071709 | 4.0479 | 3.158
|  | 615.3237 | 0 | 0 | 0.09523 | 0.083084 | 0.25741 | 54.9318 | -0.010072 | 11.4277 | 20.4489 | 12.5183 | 0 | 0 | 0.061637 | 0.085969 | 4.198 | 0.025229 | 0.0065944 | 4.0314 | 3.1512
|  | 615.5539 | 0 | 0 | 0.13299 | 0.17563 | 0.29311 | 56.6075 | 0.01732 | 11.4428 | 20.4892 | 12.5575 | 0 | 0 | 0.05941 | 0.086231 | 4.1303 | 0.021352 | 0.0063329 | 4.0257 | 3.1521
|  | 615.784 | 0 | 0 | 0.088224 | 0.094056 | 0.25492 | 57.6872 | 0.00025591 | 11.3382 | 20.3456 | 12.5029 | 0 | 0 | 0.059137 | 0.085303 | 4.075 | 0.023426 | 0.006295 | 4.0271 | 3.1589
|  | 616.0142 | 0 | 0 | 0.124 | 0.16615 | 0.28958 | 59.6405 | 0.022258 | 11.3612 | 20.433 | 12.583 | 0 | 0 | 0.059301 | 0.083544 | 4.0129 | 0.023163 | 0.0056738 | 4.023 | 3.1625
|  | 616.2443 | 0 | 0 | 0.082655 | 0.091667 | 0.245 | 60.8577 | -0.0088637 | 11.2639 | 20.3105 | 12.5452 | 0 | 0 | 0.059629 | 0.083423 | 3.9473 | 0.022173 | 0.0061902 | 4.0145 | 3.1601
|  | 616.4745 | 0 | 0 | 0.13006 | 0.15458 | 0.28433 | 62.9138 | 0.016724 | 11.2868 | 20.3967 | 12.6018 | 0 | 0 | 0.059633 | 0.083566 | 3.8837 | 0.023738 | 0.0060613 | 4.0053 | 3.155
|  | 616.7047 | 0 | 0 | 0.084658 | 0.088023 | 0.23503 | 64.0835 | -0.0032205 | 11.18 | 20.2741 | 12.5442 | 0 | 0 | 0.059788 | 0.083759 | 3.8281 | 0.024624 | 0.0059684 | 4.0056 | 3.1617
|  | 616.9349 | 0 | 0 | 0.11887 | 0.15987 | 0.28342 | 66.0269 | 0.020701 | 11.1726 | 20.2766 | 12.5789 | 0 | 0 | 0.059322 | 0.082309 | 3.777 | 0.023227 | 0.0068087 | 4.0112 | 3.1717
|  | 617.1651 | 0 | 0 | 0.097891 | 0.094336 | 0.236 | 67.5539 | -0.0049325 | 11.1025 | 20.2081 | 12.5617 | 0 | 0 | 0.057954 | 0.080959 | 3.7209 | 0.024629 | 0.0072075 | 4.0096 | 3.1739
|  | 617.3953 | 0 | 0 | 0.12583 | 0.16542 | 0.27366 | 69.696 | 0.023201 | 11.1348 | 20.269 | 12.6481 | 0 | 0 | 0.056501 | 0.078781 | 3.6702 | 0.023545 | 0.006345 | 4.0116 | 3.182
|  | 617.6255 | 0 | 0 | 0.087995 | 0.10151 | 0.23219 | 71.004 | -0.0065635 | 11.0195 | 20.1498 | 12.5768 | 0 | 0 | 0.057519 | 0.079321 | 3.6296 | 0.022145 | 0.0059616 | 4.0249 | 3.2003
|  | 617.8558 | 0 | 0 | 0.11988 | 0.15933 | 0.26511 | 73.1146 | 0.019975 | 11.0272 | 20.1642 | 12.6437 | 0 | 0 | 0.059244 | 0.082754 | 3.5963 | 0.022611 | 0.0061561 | 4.049 | 3.2258
|  | 618.0861 | 0 | 0 | 0.095339 | 0.094984 | 0.2269 | 74.6697 | 0.0012921 | 10.943 | 20.0657 | 12.606 | 0 | 0 | 0.05917 | 0.084469 | 3.5631 | 0.025054 | 0.0066853 | 4.0691 | 3.246
|  | 618.3163 | 0 | 0 | 0.1186 | 0.1604 | 0.25672 | 76.8878 | 0.017312 | 10.9425 | 20.1019 | 12.6535 | 0 | 0 | 0.058677 | 0.0827 | 3.5144 | 0.025314 | 0.0070292 | 4.072 | 3.2529
|  | 618.5466 | 0 | 0 | 0.097021 | 0.094839 | 0.22954 | 78.3547 | -0.0020774 | 10.8422 | 19.978 | 12.6096 | 0 | 0 | 0.059452 | 0.081397 | 3.468 | 0.02732 | 0.0071449 | 4.0785 | 3.2628
|  | 618.7769 | 0 | 0 | 0.1136 | 0.15247 | 0.24898 | 80.7099 | 0.019276 | 10.8416 | 20.012 | 12.6407 | 0 | 0 | 0.05973 | 0.081792 | 3.4267 | 0.027106 | 0.0070598 | 4.0903 | 3.276
|  | 619.0072 | 0 | 0 | 0.092401 | 0.093258 | 0.2184 | 82.365 | -0.00070275 | 10.7634 | 19.92 | 12.6193 | 0 | 0 | 0.058656 | 0.08288 | 3.3826 | 0.02654 | 0.0072139 | 4.0947 | 3.2866
|  | 619.2375 | 0 | 0 | 0.11863 | 0.14971 | 0.24457 | 84.7538 | 0.015736 | 10.7727 | 19.9603 | 12.6659 | 0 | 0 | 0.05784 | 0.081417 | 3.3299 | 0.02355 | 0.0069269 | 4.0888 | 3.2891
|  | 619.4678 | 0 | 0 | 0.085545 | 0.092824 | 0.21431 | 86.442 | -0.010023 | 10.6781 | 19.8409 | 12.6337 | 0 | 0 | 0.058346 | 0.079815 | 3.2852 | 0.023822 | 0.0067661 | 4.0941 | 3.2989
|  | 619.6981 | 0 | 0 | 0.11824 | 0.13978 | 0.24009 | 88.798 | 0.015901 | 10.6611 | 19.8361 | 12.6727 | 0 | 0 | 0.057555 | 0.080495 | 3.25 | 0.028326 | 0.0062876 | 4.1089 | 3.3174
|  | 619.9285 | 0 | 0 | 0.097142 | 0.10159 | 0.2152 | 90.7714 | 0.0021768 | 10.6127 | 19.7788 | 12.6632 | 0 | 0 | 0.057949 | 0.08145 | 3.2152 | 0.03081 | 0.0066753 | 4.1236 | 3.3355
|  | 620.1588 | 0 | 0 | 0.11565 | 0.15154 | 0.23354 | 93.4186 | 0.015495 | 10.6256 | 19.8448 | 12.7213 | 0 | 0 | 0.058885 | 0.07954 | 3.1837 | 0.029001 | 0.0073642 | 4.1425 | 3.3574
|  | 620.3892 | 0 | 0 | 0.091943 | 0.1079 | 0.20439 | 95.4119 | 0.0028458 | 10.5564 | 19.7663 | 12.7098 | 0 | 0 | 0.059392 | 0.079623 | 3.1499 | 0.027801 | 0.0071742 | 4.1594 | 3.3789
|  | 620.6196 | 0 | 0 | 0.11885 | 0.16021 | 0.22835 | 98.0053 | 0.015046 | 10.5486 | 19.7708 | 12.743 | 0 | 0 | 0.060057 | 0.081713 | 3.1105 | 0.026808 | 0.0069606 | 4.1705 | 3.395
|  | 620.85 | 0 | 0 | 0.09749 | 0.10842 | 0.20229 | 100.0481 | 0.0026115 | 10.4734 | 19.6834 | 12.7167 | 0 | 0 | 0.060672 | 0.083473 | 3.0683 | 0.02758 | 0.0077366 | 4.1737 | 3.4047
|  | 621.0804 | 0 | 0 | 0.11298 | 0.14514 | 0.2228 | 102.8342 | 0.019222 | 10.4695 | 19.7228 | 12.7744 | 0 | 0 | 0.059008 | 0.08182 | 3.0234 | 0.026141 | 0.0071528 | 4.1695 | 3.4095
|  | 621.3108 | 0 | 0 | 0.098995 | 0.1095 | 0.19925 | 105.1241 | 0.00465 | 10.42 | 19.6593 | 12.7751 | 0 | 0 | 0.058291 | 0.080106 | 2.975 | 0.024337 | 0.0065047 | 4.1624 | 3.41
|  | 621.5412 | 0 | 0 | 0.10828 | 0.14634 | 0.21906 | 107.951 | 0.012575 | 10.4149 | 19.6749 | 12.8198 | 0 | 0 | 0.057937 | 0.078596 | 2.9323 | 0.02423 | 0.0067417 | 4.1651 | 3.4175
|  | 621.7716 | 0 | 0 | 0.08887 | 0.10784 | 0.19228 | 110.1434 | -0.0027541 | 10.342 | 19.5778 | 12.7905 | 0 | 0 | 0.056947 | 0.078749 | 2.9015 | 0.02812 | 0.0064061 | 4.184 | 3.4393
|  | 622.0021 | 0 | 0 | 0.10804 | 0.14279 | 0.21042 | 112.9091 | 0.010111 | 10.3248 | 19.5805 | 12.8343 | 0 | 0 | 0.055758 | 0.07857 | 2.874 | 0.030602 | 0.0050123 | 4.2079 | 3.4648
|  | 622.2325 | 0 | 0 | 0.094737 | 0.1212 | 0.19077 | 115.4405 | 0.0030662 | 10.28 | 19.5356 | 12.8385 | 0 | 0 | 0.056133 | 0.078296 | 2.8435 | 0.029877 | 0.0052841 | 4.2245 | 3.4858
|  | 622.463 | 0 | 0 | 0.1064 | 0.13928 | 0.2065 | 118.2653 | 0.013152 | 10.2511 | 19.5186 | 12.8532 | 0 | 0 | 0.057595 | 0.07901 | 2.8118 | 0.027188 | 0.0063073 | 4.2373 | 3.503
|  | 622.6934 | 0 | 0 | 0.09634 | 0.10755 | 0.19165 | 120.4524 | 0.00019086 | 10.1724 | 19.4122 | 12.8179 | 0 | 0 | 0.057992 | 0.080566 | 2.7833 | 0.025572 | 0.0064202 | 4.2553 | 3.5231
|  | 622.9239 | 0 | 0 | 0.11504 | 0.14265 | 0.20697 | 123.3986 | 0.013802 | 10.1474 | 19.3941 | 12.857 | 0 | 0 | 0.05722 | 0.079974 | 2.7502 | 0.025523 | 0.0061155 | 4.2643 | 3.5386
|  | 623.1544 | 0 | 0 | 0.1076 | 0.10931 | 0.19524 | 125.9949 | 0.0077207 | 10.098 | 19.3354 | 12.857 | 0 | 0 | 0.056995 | 0.079608 | 2.7116 | 0.029686 | 0.0064313 | 4.2628 | 3.547
|  | 623.385 | 0 | 0 | 0.12292 | 0.13697 | 0.20308 | 128.9125 | 0.014521 | 10.0736 | 19.2956 | 12.8696 | 0 | 0 | 0.056754 | 0.079572 | 2.6672 | 0.030103 | 0.0061378 | 4.2554 | 3.5481
|  | 623.6155 | 0 | 0 | 0.10674 | 0.11738 | 0.18521 | 131.4213 | 0.0081058 | 10.0024 | 19.2001 | 12.8519 | 0 | 0 | 0.055209 | 0.079797 | 2.6197 | 0.0272 | 0.0053655 | 4.2425 | 3.5439
|  | 623.846 | 0 | 0 | 0.1128 | 0.13871 | 0.19382 | 134.4455 | 0.012218 | 9.981 | 19.1909 | 12.8656 | 0 | 0 | 0.053791 | 0.079546 | 2.5719 | 0.026277 | 0.0049604 | 4.2298 | 3.5398
|  | 624.0765 | 0 | 0 | 0.10783 | 0.11951 | 0.18511 | 137.0762 | 0.0053466 | 9.9295 | 19.1291 | 12.8538 | 0 | 0 | 0.055241 | 0.078404 | 2.5311 | 0.026952 | 0.005172 | 4.2229 | 3.5412
|  | 624.3071 | 0 | 0 | 0.11188 | 0.13397 | 0.18877 | 140.0767 | 0.01279 | 9.8859 | 19.0965 | 12.8802 | 0 | 0 | 0.05555 | 0.075297 | 2.4972 | 0.026532 | 0.0049284 | 4.2218 | 3.5498
|  | 624.5377 | 0 | 0 | 0.10557 | 0.11971 | 0.17975 | 143.0023 | 0.0064419 | 9.8419 | 19.0428 | 12.8914 | 0 | 0 | 0.054327 | 0.074497 | 2.4639 | 0.028614 | 0.0049986 | 4.2244 | 3.5609
|  | 624.7682 | 0 | 0 | 0.1069 | 0.13006 | 0.18723 | 146.155 | 0.011916 | 9.8227 | 19.0396 | 12.9311 | 0 | 0 | 0.054235 | 0.07586 | 2.4273 | 0.028619 | 0.005228 | 4.2261 | 3.5679
|  | 624.9988 | 0 | 0 | 0.10444 | 0.12231 | 0.17585 | 149.3009 | 0.0084626 | 9.793 | 19.0183 | 12.9455 | 0 | 0 | 0.05644 | 0.076862 | 2.3913 | 0.02799 | 0.0053416 | 4.2287 | 3.5762
|  | 625.2294 | 0 | 0 | 0.11052 | 0.12251 | 0.18045 | 152.8141 | 0.010484 | 9.7917 | 19.042 | 13.0059 | 0 | 0 | 0.05729 | 0.076307 | 2.3558 | 0.028864 | 0.0050529 | 4.2283 | 3.584
|  | 625.46 | 0 | 0 | 0.1031 | 0.11506 | 0.17411 | 155.9437 | 0.0028752 | 9.7609 | 19.0178 | 13.0312 | 0 | 0 | 0.056282 | 0.077114 | 2.3236 | 0.031459 | 0.0053099 | 4.2285 | 3.593
|  | 625.6906 | 0 | 0 | 0.10962 | 0.13028 | 0.18145 | 159.1152 | 0.0083003 | 9.7471 | 19.0023 | 13.0533 | 0 | 0 | 0.055314 | 0.077147 | 2.2953 | 0.030891 | 0.0054221 | 4.2349 | 3.6087
|  | 625.9213 | 0 | 0 | 0.10823 | 0.13692 | 0.1807 | 162.2512 | 0.011194 | 9.7312 | 18.9866 | 13.0832 | 0 | 0 | 0.054564 | 0.074943 | 2.2663 | 0.02938 | 0.0052363 | 4.2413 | 3.6229
|  | 626.1519 | 0 | 0 | 0.10395 | 0.14001 | 0.17503 | 165.1663 | 0.010159 | 9.6935 | 18.9591 | 13.1056 | 0 | 0 | 0.053666 | 0.072504 | 2.2312 | 0.029636 | 0.0050946 | 4.237 | 3.6278
|  | 626.3826 | 0 | 0 | 0.10105 | 0.1291 | 0.17271 | 167.9263 | 0.0098624 | 9.6583 | 18.9163 | 13.1172 | 0 | 0 | 0.052956 | 0.072939 | 2.1962 | 0.029394 | 0.0054387 | 4.2322 | 3.6322
|  | 626.6132 | 0 | 0 | 0.099763 | 0.12722 | 0.16964 | 170.5831 | 0.0090557 | 9.6223 | 18.8806 | 13.1331 | 0 | 0 | 0.051887 | 0.073809 | 2.1683 | 0.028636 | 0.0054297 | 4.24 | 3.6447
|  | 626.8439 | 0 | 0 | 0.10338 | 0.12878 | 0.16499 | 173.2302 | 0.010571 | 9.588 | 18.8424 | 13.1538 | 0 | 0 | 0.051552 | 0.07399 | 2.1439 | 0.031583 | 0.0049295 | 4.2524 | 3.6619
|  | 627.0746 | 0 | 0 | 0.1006 | 0.11506 | 0.16382 | 175.7504 | 0.0067839 | 9.5463 | 18.7927 | 13.1593 | 0 | 0 | 0.051038 | 0.072961 | 2.1171 | 0.031674 | 0.0040872 | 4.2607 | 3.6778
|  | 627.3053 | 0 | 0 | 0.10399 | 0.1291 | 0.17036 | 178.2219 | 0.0074528 | 9.5252 | 18.7711 | 13.1885 | 0 | 0 | 0.051859 | 0.073117 | 2.0913 | 0.031776 | 0.0044513 | 4.2667 | 3.6941
|  | 627.536 | 0 | 0 | 0.10284 | 0.12028 | 0.1627 | 180.4841 | 0.0057601 | 9.4983 | 18.7323 | 13.214 | 0 | 0 | 0.052502 | 0.074337 | 2.0655 | 0.031778 | 0.0049497 | 4.2705 | 3.7069
|  | 627.7667 | 0 | 0 | 0.10755 | 0.13205 | 0.17045 | 182.8633 | 0.0097066 | 9.4715 | 18.721 | 13.2477 | 0 | 0 | 0.053773 | 0.075796 | 2.0374 | 0.032415 | 0.0055821 | 4.2717 | 3.7162
|  | 627.9974 | 0 | 0 | 0.093673 | 0.11684 | 0.16117 | 184.3394 | 0.004636 | 9.4067 | 18.6305 | 13.2299 | 0 | 0 | 0.055138 | 0.075569 | 2.0083 | 0.032368 | 0.0058261 | 4.2756 | 3.7291
|  | 628.2282 | 0 | 0 | 0.11349 | 0.13654 | 0.16829 | 186.2239 | 0.012104 | 9.3882 | 18.6076 | 13.2504 | 0 | 0 | 0.053627 | 0.074503 | 1.9828 | 0.032718 | 0.0053193 | 4.2841 | 3.7433
|  | 628.4589 | 0 | 0 | 0.10969 | 0.12199 | 0.15591 | 187.5623 | 0.0058708 | 9.3526 | 18.5697 | 13.2637 | 0 | 0 | 0.05165 | 0.072976 | 1.9577 | 0.032411 | 0.0051864 | 4.2905 | 3.7559
|  | 628.6897 | 0 | 0 | 0.11215 | 0.13801 | 0.16149 | 188.8865 | 0.014148 | 9.3241 | 18.5505 | 13.3013 | 0 | 0 | 0.051351 | 0.072954 | 1.9305 | 0.032217 | 0.0051576 | 4.2933 | 3.7682
|  | 628.9204 | 0 | 0 | 0.10155 | 0.11902 | 0.15029 | 189.7597 | 0.0068345 | 9.2843 | 18.493 | 13.3049 | 0 | 0 | 0.05088 | 0.072351 | 1.9047 | 0.033154 | 0.0045018 | 4.2965 | 3.7797
|  | 629.1512 | 0 | 0 | 0.11233 | 0.14212 | 0.16237 | 190.7014 | 0.016567 | 9.2584 | 18.4638 | 13.3283 | 0 | 0 | 0.050917 | 0.071616 | 1.8801 | 0.033504 | 0.0041465 | 4.2998 | 3.7917
|  | 629.382 | 0 | 0 | 0.093403 | 0.1109 | 0.14684 | 192.125 | 0.0030104 | 9.2747 | 18.5219 | 13.42 | 0 | 0 | 0.051414 | 0.071116 | 1.8573 | 0.030916 | 0.0045704 | 4.3057 | 3.8073
|  | 629.6128 | 0 | 0 | 0.1117 | 0.14543 | 0.16322 | 192.198 | 0.01883 | 9.2435 | 18.4656 | 13.4359 | 0 | 0 | 0.052288 | 0.070704 | 1.8361 | 0.030873 | 0.0048615 | 4.3171 | 3.8254
|  | 629.8437 | 0 | 0 | 0.0982 | 0.11821 | 0.14603 | 190.1065 | 0.0023636 | 9.1162 | 18.2462 | 13.3115 | 0 | 0 | 0.051506 | 0.069188 | 1.8113 | 0.030462 | 0.0041453 | 4.3205 | 3.8391
|  | 630.0745 | 0 | 0 | 0.11509 | 0.1474 | 0.16657 | 189.7874 | 0.015215 | 9.0919 | 18.2271 | 13.3419 | 0 | 0 | 0.050586 | 0.071025 | 1.7842 | 0.031826 | 0.0040951 | 4.317 | 3.8488
|  | 630.3053 | 0 | 0 | 0.093753 | 0.10324 | 0.15112 | 189.7114 | 0.0071652 | 9.0814 | 18.2642 | 13.4186 | 0 | 0 | 0.051003 | 0.073 | 1.7585 | 0.034215 | 0.0039088 | 4.3156 | 3.857
|  | 630.5362 | 0 | 0 | 0.10676 | 0.13757 | 0.16003 | 187.6354 | 0.013105 | 8.9991 | 18.1199 | 13.3668 | 0 | 0 | 0.050757 | 0.071458 | 1.7339 | 0.034839 | 0.0033558 | 4.3148 | 3.865
|  | 630.767 | 0 | 0 | 0.092951 | 0.10541 | 0.13522 | 185.2934 | 0.0005876 | 8.9278 | 17.9755 | 13.3049 | 0 | 0 | 0.050272 | 0.06956 | 1.7084 | 0.037999 | 0.0033122 | 4.3165 | 3.8751
|  | 630.9979 | 0 | 0 | 0.12155 | 0.14742 | 0.15727 | 183.5394 | 0.017996 | 8.9053 | 17.9367 | 13.3262 | 0 | 0 | 0.050277 | 0.06902 | 1.6855 | 0.040077 | 0.0035199 | 4.3216 | 3.8879
|  | 631.2288 | 0 | 0 | 0.10168 | 0.10664 | 0.13044 | 182.2368 | 0.00053276 | 8.8993 | 17.9575 | 13.3992 | 0 | 0 | 0.050194 | 0.068407 | 1.6609 | 0.038843 | 0.003857 | 4.3176 | 3.8954
|  | 631.4597 | 0 | 0 | 0.12557 | 0.15076 | 0.15706 | 181.0302 | 0.016192 | 8.9162 | 18.0285 | 13.475 | 0 | 0 | 0.04978 | 0.069199 | 1.6355 | 0.041431 | 0.0041796 | 4.3099 | 3.9005
|  | 631.6906 | 0 | 0 | 0.099035 | 0.097071 | 0.12881 | 178.3084 | -0.0042279 | 8.8728 | 17.9675 | 13.4744 | 0 | 0 | 0.048604 | 0.069525 | 1.6115 | 0.041739 | 0.0035965 | 4.3084 | 3.9072
|  | 631.9215 | 0 | 0 | 0.132 | 0.15789 | 0.15808 | 175.3657 | 0.023092 | 8.8518 | 17.9387 | 13.5002 | 0 | 0 | 0.049195 | 0.069438 | 1.5907 | 0.039771 | 0.0036437 | 4.3108 | 3.9183
|  | 632.1524 | 0 | 0 | 0.10201 | 0.10927 | 0.13522 | 173.3347 | 0.00043345 | 8.8629 | 18.007 | 13.6044 | 0 | 0 | 0.049722 | 0.069453 | 1.5677 | 0.038788 | 0.0045116 | 4.3076 | 3.9284
|  | 632.3833 | 0 | 0 | 0.13032 | 0.14727 | 0.15471 | 167.9288 | 0.020351 | 8.7324 | 17.7287 | 13.4561 | 0 | 0 | 0.048892 | 0.069166 | 1.5447 | 0.041176 | 0.0044342 | 4.3049 | 3.9369
|  | 632.6143 | 0 | 0 | 0.1044 | 0.091458 | 0.12299 | 163.2494 | 0.0020655 | 8.6282 | 17.5405 | 13.3646 | 0 | 0 | 0.04874 | 0.066152 | 1.524 | 0.043136 | 0.0041905 | 4.3064 | 3.9484
|  | 632.8452 | 0 | 0 | 0.13015 | 0.15954 | 0.15486 | 160.7948 | 0.022229 | 8.6675 | 17.6428 | 13.4757 | 0 | 0 | 0.049669 | 0.064581 | 1.5019 | 0.044746 | 0.0047627 | 4.3043 | 3.9557
|  | 633.0762 | 0 | 0 | 0.10068 | 0.076967 | 0.12255 | 156.2578 | -0.00073686 | 8.6001 | 17.5306 | 13.4599 | 0 | 0 | 0.049155 | 0.065219 | 1.4805 | 0.046716 | 0.0039212 | 4.3023 | 3.9628
|  | 633.3072 | 0 | 0 | 0.12174 | 0.17161 | 0.15818 | 152.1025 | 0.023552 | 8.5613 | 17.4749 | 13.4597 | 0 | 0 | 0.049129 | 0.066334 | 1.4588 | 0.047652 | 0.003205 | 4.3074 | 3.9773
|  | 633.5382 | 0 | 0 | 0.091429 | 0.096494 | 0.11817 | 147.1735 | -0.00085053 | 8.4738 | 17.3207 | 13.3985 | 0 | 0 | 0.048379 | 0.066113 | 1.4387 | 0.044854 | 0.0033229 | 4.3085 | 3.99
|  | 633.7692 | 0 | 0 | 0.12358 | 0.166 | 0.15254 | 142.5647 | 0.02712 | 8.4317 | 17.235 | 13.3691 | 0 | 0 | 0.048457 | 0.066087 | 1.4223 | 0.049164 | 0.0037032 | 4.31 | 4.0031
|  | 634.0002 | 0 | 0 | 0.079907 | 0.082506 | 0.12092 | 138.5744 | 0.00076477 | 8.398 | 17.2005 | 13.3883 | 0 | 0 | 0.04864 | 0.064234 | 1.403 | 0.051036 | 0.0032426 | 4.3106 | 4.0135
|  | 634.2312 | 0 | 0 | 0.12297 | 0.17969 | 0.15617 | 134.1055 | 0.024536 | 8.3604 | 17.12 | 13.375 | 0 | 0 | 0.048285 | 0.065613 | 1.3837 | 0.049953 | 0.0030837 | 4.3124 | 4.0263
|  | 634.4623 | 0 | 0 | 0.096168 | 0.1007 | 0.10792 | 129.9317 | -0.0041023 | 8.3224 | 17.0976 | 13.4114 | 0 | 0 | 0.048671 | 0.066418 | 1.3675 | 0.050425 | 0.0031563 | 4.3213 | 4.0438
|  | 634.6933 | 0 | 0 | 0.14079 | 0.16546 | 0.15758 | 126.5812 | 0.032971 | 8.3713 | 17.1834 | 13.5378 | 0 | 0 | 0.047359 | 0.064321 | 1.3509 | 0.05115 | 0.0036703 | 4.3317 | 4.0654
|  | 634.9244 | 0 | 0 | 0.10292 | 0.091379 | 0.10412 | 121.1374 | 0.0019412 | 8.2383 | 16.9677 | 13.422 | 0 | 0 | 0.045206 | 0.062824 | 1.3344 | 0.053546 | 0.0038403 | 4.3369 | 4.0834
|  | 635.1554 | 0 | 0 | 0.13941 | 0.1556 | 0.15469 | 116.6275 | 0.02963 | 8.2067 | 16.8905 | 13.4071 | 0 | 0 | 0.046251 | 0.063551 | 1.3187 | 0.056318 | 0.0037865 | 4.3418 | 4.0981
|  | 635.3865 | 0 | 0 | 0.09045 | 0.076801 | 0.10439 | 113.4985 | -0.0054034 | 8.2433 | 16.9975 | 13.5461 | 0 | 0 | 0.047389 | 0.062319 | 1.3 | 0.055012 | 0.0030983 | 4.3524 | 4.1194
|  | 635.6176 | 0 | 0 | 0.13505 | 0.15242 | 0.15988 | 108.3927 | 0.029003 | 8.1421 | 16.7969 | 13.4379 | 0 | 0 | 0.046677 | 0.062412 | 1.2849 | 0.057552 | 0.0031506 | 4.368 | 4.1454
|  | 635.8487 | 0 | 0 | 0.096803 | 0.081567 | 0.10236 | 102.9949 | -0.0012471 | 8.0056 | 16.5349 | 13.2956 | 0 | 0 | 0.047768 | 0.063864 | 1.2697 | 0.060316 | 0.0038144 | 4.3748 | 4.1591
|  | 636.0798 | 0 | 0 | 0.14382 | 0.17834 | 0.16079 | 99.7271 | 0.036647 | 8.0275 | 16.5802 | 13.3825 | 0 | 0 | 0.0476 | 0.062512 | 1.2526 | 0.06208 | 0.0035041 | 4.3702 | 4.1681
|  | 636.3109 | 0 | 0 | 0.075872 | 0.049811 | 0.09998 | 95.7416 | -0.0068944 | 7.9825 | 16.5385 | 13.3825 | 0 | 0 | 0.047518 | 0.062362 | 1.2371 | 0.06214 | 0.0027941 | 4.3754 | 4.1867
|  | 636.542 | 0 | 0 | 0.079495 | 0.062588 | 0.099341 | 87.811 | -0.0053493 | 7.8527 | 16.2943 | 13.297 | 0 | 0 | 0.04729 | 0.062645 | 1.2164 | 0.063546 | 0.0029951 | 4.3718 | 4.1931
|  | 636.7732 | 0 | 0 | 0.13305 | 0.19037 | 0.15325 | 85.3981 | 0.033722 | 7.9351 | 16.4504 | 13.45 | 0 | 0 | 0.046105 | 0.061971 | 1.1954 | 0.06766 | 0.0028226 | 4.3597 | 4.1955
|  | 637.0043 | 0 | 0 | 0.078876 | 0.073658 | 0.097777 | 81.0056 | -0.0040673 | 7.7917 | 16.2097 | 13.3213 | 0 | 0 | 0.047857 | 0.062666 | 1.1795 | 0.068707 | 0.0033642 | 4.363 | 4.2095
|  | 637.2355 | 0 | 0 | 0.13371 | 0.18287 | 0.15674 | 78.0267 | 0.031913 | 7.779 | 16.1923 | 13.3428 | 0 | 0 | 0.047274 | 0.062075 | 1.1627 | 0.067341 | 0.0037455 | 4.3608 | 4.2197
|  | 637.4667 | 0 | 0 | 0.074121 | 0.063082 | 0.097117 | 75.0929 | -0.0070298 | 7.7817 | 16.1889 | 13.4238 | 0 | 0 | 0.047301 | 0.061866 | 1.146 | 0.072077 | 0.0037676 | 4.3559 | 4.2303
|  | 637.6979 | 0 | 0 | 0.12523 | 0.17011 | 0.14872 | 71.9869 | 0.029347 | 7.738 | 16.1201 | 13.4059 | 0 | 0 | 0.047015 | 0.062297 | 1.1302 | 0.074729 | 0.003839 | 4.3482 | 4.2349
|  | 637.929 | 0 | 0 | 0.072605 | 0.06861 | 0.095823 | 68.2233 | -0.0072271 | 7.604 | 15.8659 | 13.2479 | 0 | 0 | 0.04496 | 0.061321 | 1.1083 | 0.074634 | 0.0031068 | 4.3301 | 4.2305
|  | 638.1603 | 0 | 0 | 0.141 | 0.17714 | 0.13879 | 65.6828 | 0.031464 | 7.6005 | 15.8846 | 13.3008 | 0 | 0 | 0.046559 | 0.06125 | 1.0878 | 0.078078 | 0.0038526 | 4.3136 | 4.2263
|  | 638.3915 | 0 | 0 | 0.083038 | 0.068644 | 0.085334 | 61.894 | -0.0067753 | 7.4385 | 15.5504 | 13.076 | 0 | 0 | 0.047119 | 0.060991 | 1.0704 | 0.078698 | 0.0039394 | 4.2952 | 4.2188
|  | 638.6227 | 0 | 0 | 0.12371 | 0.18018 | 0.13401 | 60.0985 | 0.02908 | 7.5045 | 15.6882 | 13.2375 | 0 | 0 | 0.045241 | 0.060349 | 1.0488 | 0.077912 | 0.0030982 | 4.2705 | 4.207
|  | 638.8539 | 0 | 0 | 0.088292 | 0.097407 | 0.093866 | 57.5517 | -0.0067511 | 7.4822 | 15.6414 | 13.2787 | 0 | 0 | 0.044758 | 0.060037 | 1.0263 | 0.077762 | 0.0027781 | 4.2484 | 4.1958
|  | 639.0852 | 0 | 0 | 0.13907 | 0.17106 | 0.1418 | 54.5507 | 0.025506 | 7.3612 | 15.4197 | 13.1154 | 0 | 0 | 0.04502 | 0.060812 | 1.0071 | 0.081779 | 0.0032623 | 4.2297 | 4.1904
|  | 639.3164 | 0 | 0 | 0.084286 | 0.084485 | 0.095811 | 52.9512 | -0.0056458 | 7.4224 | 15.5759 | 13.2806 | 0 | 0 | 0.045435 | 0.05997 | 0.99289 | 0.085641 | 0.0038349 | 4.2236 | 4.1971
|  | 639.5477 | 0 | 0 | 0.147 | 0.1598 | 0.14376 | 50.4027 | 0.029198 | 7.3387 | 15.3828 | 13.2028 | 0 | 0 | 0.045022 | 0.059775 | 0.98093 | 0.087807 | 0.0044955 | 4.2279 | 4.2111
|  | 639.779 | 0 | 0 | 0.091114 | 0.08955 | 0.094807 | 47.9764 | -0.0010691 | 7.2602 | 15.2529 | 13.1193 | 0 | 0 | 0.043706 | 0.060305 | 0.96717 | 0.086358 | 0.0043015 | 4.2233 | 4.22
|  | 640.0103 | 0 | 0 | 0.12813 | 0.16749 | 0.13834 | 45.9017 | 0.034224 | 7.2096 | 15.1073 | 13.0779 | 0 | 0 | 0.042516 | 0.060285 | 0.95415 | 0.086778 | 0.003499 | 4.2238 | 4.2341
|  | 640.2416 | 0 | 0 | 0.09286 | 0.080876 | 0.097592 | 43.5611 | 0.0010934 | 7.1117 | 14.9638 | 12.9875 | 0 | 0 | 0.042816 | 0.057809 | 0.94055 | 0.088501 | 0.0031553 | 4.2255 | 4.2503
|  | 640.4729 | 0 | 0 | 0.12975 | 0.15978 | 0.14008 | 41.8078 | 0.029665 | 7.0724 | 14.8818 | 12.9603 | 0 | 0 | 0.044035 | 0.05765 | 0.92668 | 0.090332 | 0.0035201 | 4.2207 | 4.2582
|  | 640.7042 | 0 | 0 | 0.10798 | 0.0852 | 0.098056 | 40.1155 | 0.0011086 | 7.0764 | 14.8762 | 13.0245 | 0 | 0 | 0.043761 | 0.057773 | 0.91192 | 0.089771 | 0.003331 | 4.2121 | 4.2603
|  | 640.9356 | 0 | 0 | 0.13407 | 0.16766 | 0.13382 | 38.5447 | 0.02656 | 7.0538 | 14.8467 | 13.0529 | 0 | 0 | 0.04335 | 0.056677 | 0.89572 | 0.094306 | 0.0034233 | 4.198 | 4.2599
|  | 641.1669 | 0 | 0 | 0.099259 | 0.093717 | 0.09835 | 37.0272 | 0.0053012 | 7.0621 | 14.8722 | 13.1288 | 0 | 0 | 0.043425 | 0.055402 | 0.87948 | 0.098846 | 0.0034528 | 4.1863 | 4.2596
|  | 641.3983 | 0 | 0 | 0.12052 | 0.15444 | 0.12267 | 35.2865 | 0.024685 | 6.9709 | 14.7039 | 13.0415 | 0 | 0 | 0.043049 | 0.056158 | 0.86488 | 0.10244 | 0.0035363 | 4.1751 | 4.2597
|  | 641.6296 | 0 | 0 | 0.094314 | 0.09331 | 0.091985 | 34.097 | -0.0042476 | 6.9912 | 14.7813 | 13.1309 | 0 | 0 | 0.041099 | 0.055649 | 0.85097 | 0.10705 | 0.0033384 | 4.1649 | 4.2624
|  | 641.861 | 0 | 0 | 0.11831 | 0.15744 | 0.12111 | 32.3537 | 0.018952 | 6.9004 | 14.5548 | 12.9914 | 0 | 0 | 0.040862 | 0.055366 | 0.83736 | 0.10679 | 0.0027553 | 4.1603 | 4.2718
|  | 642.0924 | 0 | 0 | 0.0908 | 0.09846 | 0.093569 | 30.7056 | 0.0018603 | 6.8096 | 14.4031 | 12.8974 | 0 | 0 | 0.042707 | 0.056385 | 0.82467 | 0.10749 | 0.0028171 | 4.1546 | 4.2784
|  | 642.3238 | 0 | 0 | 0.11321 | 0.15752 | 0.1167 | 29.3184 | 0.023039 | 6.7497 | 14.272 | 12.8194 | 0 | 0 | 0.044741 | 0.057038 | 0.81382 | 0.11098 | 0.0035752 | 4.1466 | 4.2841
|  | 642.5552 | 0 | 0 | 0.095047 | 0.10219 | 0.089797 | 28.0378 | 0.0060336 | 6.7194 | 14.2131 | 12.8363 | 0 | 0 | 0.044283 | 0.056506 | 0.80105 | 0.11217 | 0.0036952 | 4.1362 | 4.2901
|  | 642.7866 | 0 | 0 | 0.11117 | 0.1534 | 0.11675 | 27.0616 | 0.019711 | 6.7357 | 14.2536 | 12.9136 | 0 | 0 | 0.043946 | 0.055361 | 0.7872 | 0.1178 | 0.0032807 | 4.1228 | 4.2883
|  | 643.0181 | 0 | 0 | 0.090021 | 0.10145 | 0.095882 | 25.8783 | 0.0016059 | 6.7042 | 14.1958 | 12.9129 | 0 | 0 | 0.041966 | 0.053213 | 0.7743 | 0.12318 | 0.0024899 | 4.1107 | 4.2877
|  | 643.2495 | 0 | 0 | 0.12025 | 0.15076 | 0.11474 | 24.9281 | 0.0223 | 6.6634 | 14.1275 | 12.9101 | 0 | 0 | 0.040715 | 0.053858 | 0.76353 | 0.12556 | 0.0024745 | 4.1077 | 4.2993
|  | 643.481 | 0 | 0 | 0.108 | 0.10395 | 0.09596 | 23.5795 | 0.0078589 | 6.5682 | 13.938 | 12.7746 | 0 | 0 | 0.042189 | 0.054308 | 0.75261 | 0.12734 | 0.002823 | 4.1124 | 4.3165
|  | 643.7124 | 0 | 0 | 0.12625 | 0.15326 | 0.12194 | 22.7283 | 0.029464 | 6.563 | 13.9331 | 12.8229 | 0 | 0 | 0.042766 | 0.053745 | 0.74112 | 0.13297 | 0.0029891 | 4.1121 | 4.3283
|  | 643.9439 | 0 | 0 | 0.10735 | 0.12412 | 0.094105 | 21.6003 | 0.013806 | 6.5042 | 13.8079 | 12.7535 | 0 | 0 | 0.041853 | 0.052913 | 0.72938 | 0.13512 | 0.0030969 | 4.107 | 4.3349
|  | 644.1754 | 0 | 0 | 0.12246 | 0.15192 | 0.11207 | 20.7908 | 0.025218 | 6.5013 | 13.7797 | 12.7806 | 0 | 0 | 0.042599 | 0.05341 | 0.72069 | 0.13507 | 0.0037656 | 4.1077 | 4.3479
|  | 644.4069 | 0 | 0 | 0.099682 | 0.10619 | 0.090821 | 19.7644 | 0.0074536 | 6.4242 | 13.6409 | 12.7106 | 0 | 0 | 0.043519 | 0.054019 | 0.71287 | 0.13521 | 0.0033575 | 4.1089 | 4.363
|  | 644.6384 | 0 | 0 | 0.11185 | 0.1456 | 0.10624 | 18.943 | 0.016492 | 6.3957 | 13.5844 | 12.7058 | 0 | 0 | 0.042489 | 0.055439 | 0.70398 | 0.14146 | 0.0024835 | 4.1106 | 4.3797
|  | 644.8699 | 0 | 0 | 0.096271 | 0.12701 | 0.09017 | 18.2393 | 0.0090336 | 6.399 | 13.6183 | 12.7918 | 0 | 0 | 0.041619 | 0.055952 | 0.69247 | 0.14856 | 0.0021213 | 4.108 | 4.3917
|  | 645.1014 | 0 | 0 | 0.1146 | 0.14622 | 0.1018 | 17.4059 | 0.021679 | 6.331 | 13.4777 | 12.705 | 0 | 0 | 0.041485 | 0.055198 | 0.68028 | 0.15477 | 0.0023791 | 4.1005 | 4.3972
|  | 645.3329 | 0 | 0 | 0.098 | 0.11203 | 0.086241 | 16.5781 | 0.0080071 | 6.2866 | 13.408 | 12.6737 | 0 | 0 | 0.041875 | 0.053797 | 0.66972 | 0.15973 | 0.002769 | 4.0942 | 4.4049
|  | 645.5645 | 0 | 0 | 0.10848 | 0.13659 | 0.099191 | 15.9514 | 0.012703 | 6.2631 | 13.36 | 12.6817 | 0 | 0 | 0.043707 | 0.054519 | 0.66094 | 0.16495 | 0.0036602 | 4.0862 | 4.4124
|  | 645.7961 | 0 | 0 | 0.10422 | 0.11358 | 0.092495 | 15.1641 | 0.015581 | 6.2191 | 13.2446 | 12.6355 | 0 | 0 | 0.042476 | 0.055152 | 0.65197 | 0.16906 | 0.0039226 | 4.0773 | 4.4188
|  | 646.0276 | 0 | 0 | 0.11331 | 0.1308 | 0.096345 | 14.5435 | 0.020741 | 6.1831 | 13.1675 | 12.6161 | 0 | 0 | 0.041247 | 0.054819 | 0.64284 | 0.17022 | 0.0038842 | 4.0727 | 4.4255
|  | 646.2592 | 0 | 0 | 0.10837 | 0.12918 | 0.087935 | 13.9417 | 0.014628 | 6.1512 | 13.1208 | 12.629 | 0 | 0 | 0.043464 | 0.058866 | 0.6341 | 0.18174 | 0.0054523 | 4.0671 | 4.4353
|  | 646.4908 | 0 | 0 | 0.11057 | 0.13215 | 0.092449 | 13.3561 | 0.018482 | 6.1274 | 13.072 | 12.6389 | 0 | 0 | 0.044424 | 0.061327 | 0.62045 | 0.19435 | 0.0060021 | 4.054 | 4.4444
|  | 646.7224 | 0 | 0 | 0.10834 | 0.11983 | 0.085981 | 12.8716 | 0.014276 | 6.1103 | 13.0462 | 12.6545 | 0 | 0 | 0.040762 | 0.053752 | 0.60186 | 0.18734 | 0.0021747 | 4.0346 | 4.4445
|  | 646.954 | 0 | 0 | 0.10945 | 0.12018 | 0.089766 | 12.343 | 0.018793 | 6.0776 | 12.9841 | 12.6443 | 0 | 0 | 0.041029 | 0.053611 | 0.59149 | 0.19402 | 0.0018265 | 4.0233 | 4.4472
|  | 647.1856 | 0 | 0 | 0.10189 | 0.11234 | 0.089701 | 11.7186 | 0.015926 | 6.0102 | 12.8452 | 12.5585 | 0 | 0 | 0.041032 | 0.053984 | 0.58182 | 0.19907 | 0.0026429 | 4.0139 | 4.4485
|  | 647.4173 | 0 | 0 | 0.10163 | 0.1177 | 0.084056 | 11.213 | 0.01581 | 5.9817 | 12.7866 | 12.5569 | 0 | 0 | 0.04063 | 0.053124 | 0.57364 | 0.20248 | 0.0030641 | 4.0086 | 4.4555
|  | 647.6489 | 0 | 0 | 0.10246 | 0.11464 | 0.084705 | 10.7218 | 0.019481 | 5.9397 | 12.708 | 12.5216 | 0 | 0 | 0.040715 | 0.052655 | 0.56592 | 0.20821 | 0.0030568 | 4.0029 | 4.4648
|  | 647.8806 | 0 | 0 | 0.099832 | 0.113 | 0.083077 | 10.2866 | 0.014839 | 5.8729 | 12.5767 | 12.4199 | 0 | 0 | 0.0393 | 0.051855 | 0.55613 | 0.21274 | 0.0025551 | 3.993 | 4.4691
|  | 648.1122 | 0 | 0 | 0.10452 | 0.12578 | 0.085817 | 9.9817 | 0.014956 | 5.8281 | 12.4664 | 12.361 | 0 | 0 | 0.037336 | 0.051608 | 0.54681 | 0.21761 | 0.0025614 | 3.9792 | 4.467
|  | 648.3439 | 0 | 0 | 0.092945 | 0.10711 | 0.080849 | 9.6183 | 0.0092395 | 5.7605 | 12.3343 | 12.2669 | 0 | 0 | 0.037437 | 0.051083 | 0.53843 | 0.22179 | 0.00265 | 3.9645 | 4.4665
|  | 648.5756 | 0 | 0 | 0.094073 | 0.11533 | 0.093099 | 9.4144 | 0.020949 | 5.7816 | 12.3791 | 12.3558 | 0 | 0 | 0.03891 | 0.049803 | 0.53059 | 0.22963 | 0.0028911 | 3.9543 | 4.4723
|  | 648.8073 | 0 | 0 | 0.089849 | 0.10512 | 0.076988 | 9.0814 | 0.016488 | 5.8043 | 12.4308 | 12.4694 | 0 | 0 | 0.039097 | 0.049713 | 0.52276 | 0.2388 | 0.0028233 | 3.9438 | 4.4755
|  | 649.039 | 0 | 0 | 0.1059 | 0.12938 | 0.083979 | 8.7232 | 0.020207 | 5.7769 | 12.3816 | 12.4641 | 0 | 0 | 0.039852 | 0.050759 | 0.51417 | 0.24683 | 0.0026386 | 3.933 | 4.4773
|  | 649.2707 | 0 | 0 | 0.089849 | 0.10594 | 0.071627 | 8.3417 | 0.01323 | 5.7274 | 12.2844 | 12.4094 | 0 | 0 | 0.040501 | 0.0503 | 0.5044 | 0.25137 | 0.0024504 | 3.9218 | 4.4781
|  | 649.5024 | 0 | 0 | 0.093609 | 0.11914 | 0.081405 | 8.0851 | 0.02132 | 5.7211 | 12.2779 | 12.4389 | 0 | 0 | 0.03976 | 0.051004 | 0.49601 | 0.25612 | 0.0027114 | 3.9112 | 4.4787
|  | 649.7342 | 0 | 0 | 0.083209 | 0.089513 | 0.070066 | 7.7049 | 0.0074853 | 5.6804 | 12.2063 | 12.4326 | 0 | 0 | 0.038583 | 0.051382 | 0.48881 | 0.26078 | 0.003072 | 3.9017 | 4.4827
|  | 649.9659 | 0 | 0 | 0.093763 | 0.12256 | 0.084051 | 7.4886 | 0.020578 | 5.6657 | 12.1671 | 12.4464 | 0 | 0 | 0.038301 | 0.052812 | 0.48257 | 0.2681 | 0.0031691 | 3.8955 | 4.4929
|  | 650.1977 | 0 | 0 | 0.069107 | 0.091629 | 0.06176 | 7.1121 | 0.0089035 | 5.6097 | 12.0362 | 12.3929 | 0 | 0 | 0.037811 | 0.052197 | 0.47481 | 0.27615 | 0.0022091 | 3.8924 | 4.5038
|  | 650.4295 | 0 | 0 | 0.085505 | 0.11991 | 0.078929 | 6.8288 | 0.021451 | 5.5479 | 11.9149 | 12.313 | 0 | 0 | 0.038016 | 0.050169 | 0.46763 | 0.28335 | 0.0025562 | 3.8877 | 4.5119
|  | 650.6613 | 0 | 0 | 0.076873 | 0.078332 | 0.057542 | 6.4515 | 0.010084 | 5.5069 | 11.8398 | 12.2798 | 0 | 0 | 0.038581 | 0.049294 | 0.46137 | 0.28877 | 0.0039926 | 3.8765 | 4.5153
|  | 650.8931 | 0 | 0 | 0.1019 | 0.12355 | 0.078455 | 6.2844 | 0.027296 | 5.4778 | 11.7605 | 12.2341 | 0 | 0 | 0.039633 | 0.049131 | 0.45397 | 0.29821 | 0.0040459 | 3.8642 | 4.518
|  | 651.1249 | 0 | 0 | 0.063704 | 0.083905 | 0.050323 | 5.9714 | 0.0063521 | 5.4483 | 11.7274 | 12.2519 | 0 | 0 | 0.039725 | 0.048597 | 0.44664 | 0.30677 | 0.0028736 | 3.8602 | 4.5284
|  | 651.3567 | 0 | 0 | 0.082649 | 0.12313 | 0.075636 | 5.8303 | 0.021659 | 5.4321 | 11.6979 | 12.2696 | 0 | 0 | 0.039191 | 0.049914 | 0.44164 | 0.31453 | 0.0026307 | 3.8633 | 4.5461
|  | 651.5885 | 0 | 0 | 0.062611 | 0.069355 | 0.058393 | 5.5423 | 0.011007 | 5.3849 | 11.593 | 12.2194 | 0 | 0 | 0.038439 | 0.048872 | 0.43569 | 0.32334 | 0.0028152 | 3.8647 | 4.5629
|  | 651.8203 | 0 | 0 | 0.076049 | 0.11415 | 0.080227 | 5.4602 | 0.022546 | 5.402 | 11.63 | 12.3033 | 0 | 0 | 0.039013 | 0.048076 | 0.42977 | 0.33273 | 0.0035455 | 3.8636 | 4.5747
|  | 652.0522 | 0 | 0 | 0.051649 | 0.059322 | 0.039465 | 5.1763 | 0.0084517 | 5.4092 | 11.6436 | 12.3858 | 0 | 0 | 0.039547 | 0.047808 | 0.42431 | 0.33976 | 0.0037772 | 3.8587 | 4.5825
|  | 652.284 | 0 | 0 | 0.079255 | 0.10983 | 0.067289 | 5.0768 | 0.029221 | 5.3906 | 11.5836 | 12.3699 | 0 | 0 | 0.038586 | 0.047826 | 0.41892 | 0.35234 | 0.0036528 | 3.8576 | 4.5981
|  | 652.5159 | 0 | 0 | 0.034262 | 0.05787 | 0.044957 | 4.8244 | 0.0086036 | 5.3676 | 11.5593 | 12.37 | 0 | 0 | 0.037153 | 0.047602 | 0.4131 | 0.3653 | 0.002606 | 3.8603 | 4.6171
|  | 652.7478 | 0 | 0 | 0.055353 | 0.10181 | 0.069234 | 4.7282 | 0.026508 | 5.3334 | 11.4737 | 12.3148 | 0 | 0 | 0.03726 | 0.045901 | 0.40746 | 0.3739 | 0.001522 | 3.8611 | 4.6322
|  | 652.9796 | 0 | 0 | 0.028172 | 0.043233 | 0.031491 | 4.4853 | 0.0030989 | 5.3267 | 11.4877 | 12.3626 | 0 | 0 | 0.037323 | 0.044741 | 0.40208 | 0.38192 | 0.0016799 | 3.8608 | 4.6489
|  | 653.2115 | 0 | 0 | 0.067659 | 0.1068 | 0.07901 | 4.4816 | 0.02855 | 5.3397 | 11.5029 | 12.4358 | 0 | 0 | 0.038439 | 0.048133 | 0.39836 | 0.39348 | 0.0025815 | 3.8626 | 4.6692
|  | 653.4435 | 0 | 0 | 0.036523 | 0.043528 | 0.036676 | 4.233 | 0.0023775 | 5.3071 | 11.4288 | 12.3992 | 0 | 0 | 0.03822 | 0.048775 | 0.39297 | 0.40276 | 0.0024819 | 3.8599 | 4.6829
|  | 653.6754 | 0 | 0 | 0.067573 | 0.098601 | 0.070961 | 4.2216 | 0.02639 | 5.2638 | 11.3501 | 12.3416 | 0 | 0 | 0.037674 | 0.048108 | 0.38623 | 0.41473 | 0.0024326 | 3.8519 | 4.6904
|  | 653.9073 | 0 | 0 | 0.017394 | 0.026624 | 0.02382 | 3.9396 | 0.00030265 | 5.1878 | 11.1888 | 12.2217 | 0 | 0 | 0.038116 | 0.047455 | 0.38025 | 0.42829 | 0.0025162 | 3.844 | 4.6949
|  | 654.1392 | 0 | 0 | 0.055095 | 0.1054 | 0.069283 | 3.914 | 0.024283 | 5.1561 | 11.1046 | 12.171 | 0 | 0 | 0.038819 | 0.047192 | 0.37593 | 0.44066 | 0.0027201 | 3.8364 | 4.6994
|  | 654.3712 | 0 | 0 | 0.015247 | 0.027475 | 0.025558 | 3.6 | -0.0016467 | 5.0907 | 10.9931 | 12.0944 | 0 | 0 | 0.038699 | 0.048468 | 0.37036 | 0.4531 | 0.0022939 | 3.8261 | 4.7007
|  | 654.6032 | 0 | 0 | 0.055913 | 0.11479 | 0.069563 | 3.6141 | 0.02812 | 5.0642 | 10.9016 | 12.0493 | 0 | 0 | 0.037982 | 0.049501 | 0.36404 | 0.46771 | 0.0020181 | 3.8104 | 4.6972
|  | 654.8351 | 0 | 0 | 0.024772 | 0.023935 | 0.033814 | 3.3691 | 0.0012336 | 5.0327 | 10.8688 | 12.0618 | 0 | 0 | 0.03747 | 0.046729 | 0.35806 | 0.48011 | 0.0018198 | 3.7931 | 4.6948
|  | 655.0671 | 0 | 0 | 0.057871 | 0.099636 | 0.071425 | 3.3431 | 0.0321 | 4.983 | 10.7365 | 11.9652 | 0 | 0 | 0.03762 | 0.04528 | 0.35249 | 0.49149 | 0.002252 | 3.7817 | 4.698
|  | 655.2991 | 0 | 0 | 0.024297 | 0.01473 | 0.028993 | 3.1524 | 2.4134e-05 | 4.9783 | 10.7649 | 12.0254 | 0 | 0 | 0.036368 | 0.045589 | 0.34637 | 0.49972 | 0.0019677 | 3.773 | 4.7029
|  | 655.5311 | 0 | 0 | 0.064906 | 0.11438 | 0.071153 | 3.1647 | 0.033179 | 4.9344 | 10.639 | 11.9517 | 0 | 0 | 0.037212 | 0.046152 | 0.34074 | 0.51691 | 0.0018669 | 3.7638 | 4.7056
|  | 655.7631 | 0 | 0 | 0.019615 | 0.011172 | 0.02666 | 2.9128 | -0.0012919 | 4.8965 | 10.5694 | 11.9059 | 0 | 0 | 0.038412 | 0.045057 | 0.33539 | 0.53342 | 0.0017968 | 3.7551 | 4.7072
|  | 655.9951 | 0 | 0 | 0.056074 | 0.10438 | 0.066481 | 2.9717 | 0.034166 | 4.9017 | 10.5738 | 11.956 | 0 | 0 | 0.037722 | 0.04438 | 0.33136 | 0.54456 | 0.0016646 | 3.7476 | 4.7127
|  | 656.2272 | 0 | 0 | 0.014835 | 0.014144 | 0.017005 | 2.7421 | -0.0034549 | 4.8603 | 10.4848 | 11.915 | 0 | 0 | 0.036975 | 0.045027 | 0.32568 | 0.55828 | 0.0023065 | 3.7379 | 4.7186
|  | 656.4592 | 0 | 0 | 0.074739 | 0.098679 | 0.073538 | 2.8041 | 0.035345 | 4.8131 | 10.3845 | 11.8234 | 0 | 0 | 0.036487 | 0.046496 | 0.32007 | 0.57373 | 0.0027066 | 3.7297 | 4.7244
|  | 656.6913 | 0 | 0 | 0.020073 | 0.012932 | 0.013625 | 2.586 | -0.0024199 | 4.8299 | 10.4256 | 11.931 | 0 | 0 | 0.036483 | 0.045063 | 0.316 | 0.58932 | 0.0024315 | 3.7208 | 4.7298
|  | 656.9233 | 0 | 0 | 0.069576 | 0.10506 | 0.078045 | 2.6701 | 0.033324 | 4.8374 | 10.4237 | 11.9686 | 0 | 0 | 0.037309 | 0.045606 | 0.31079 | 0.60644 | 0.0029208 | 3.7123 | 4.7342
|  | 657.1554 | 0 | 0 | 0.011258 | -0.0065931 | 0.0088465 | 2.4163 | -0.0028152 | 4.7723 | 10.3327 | 11.9281 | 0 | 0 | 0.038052 | 0.047293 | 0.30587 | 0.62374 | 0.0031299 | 3.7037 | 4.7394
|  | 657.3875 | 0 | 0 | 0.061993 | 0.10334 | 0.075999 | 2.456 | 0.033962 | 4.6617 | 10.0522 | 11.6225 | 0 | 0 | 0.036713 | 0.04691 | 0.30255 | 0.64162 | 0.0023892 | 3.6941 | 4.7431
|  | 657.6196 | 0 | 0 | 0.019213 | -0.00019958 | 0.018099 | 2.2341 | -0.0084608 | 4.7075 | 10.1621 | 11.8218 | 0 | 0 | 0.034183 | 0.045817 | 0.29911 | 0.65343 | 0.0020289 | 3.6844 | 4.747
|  | 657.8517 | 0 | 0 | 0.072055 | 0.11785 | 0.074346 | 2.3142 | 0.034222 | 4.7037 | 10.1338 | 11.8299 | 0 | 0 | 0.035829 | 0.045738 | 0.29494 | 0.66897 | 0.0027204 | 3.6771 | 4.7539
|  | 658.0838 | 0 | 0 | 0.0073891 | 0.014477 | 0.0112 | 2.0914 | -0.0079146 | 4.6258 | 9.9874 | 11.69 | 0 | 0 | 0.036899 | 0.045939 | 0.2899 | 0.69113 | 0.0024039 | 3.6709 | 4.7597
|  | 658.316 | 0 | 0 | 0.064666 | 0.099398 | 0.067937 | 2.2371 | 0.031018 | 4.678 | 10.0768 | 11.8336 | 0 | 0 | 0.036738 | 0.046653 | 0.28619 | 0.70977 | 0.0015858 | 3.6671 | 4.7723
|  | 658.5481 | 0 | 0 | 0.020073 | 0.022867 | 0.014858 | 1.9769 | -0.0013317 | 4.6214 | 9.9709 | 11.7612 | 0 | 0 | 0.036384 | 0.04742 | 0.28287 | 0.7279 | 0.0012046 | 3.6656 | 4.7882
|  | 658.7802 | 0 | 0 | 0.060933 | 0.099888 | 0.07027 | 2.079 | 0.029642 | 4.5926 | 9.8992 | 11.7091 | 0 | 0 | 0.036037 | 0.047209 | 0.28044 | 0.75036 | 0.0015689 | 3.6613 | 4.7991
|  | 659.0124 | 0 | 0 | 0.024045 | 0.0044911 | 0.020012 | 1.8713 | -0.0077341 | 4.5608 | 9.8555 | 11.7049 | 0 | 0 | 0.035634 | 0.043821 | 0.27663 | 0.76984 | 0.0017662 | 3.657 | 4.8082
|  | 659.2446 | 0 | 0 | 0.061477 | 0.094635 | 0.063365 | 1.9376 | 0.024559 | 4.4995 | 9.7101 | 11.5643 | 0 | 0 | 0.035599 | 0.044877 | 0.27224 | 0.79218 | 0.0019896 | 3.6488 | 4.8137
|  | 659.4767 | 0 | 0 | 0.024595 | 0.013063 | 0.02342 | 1.75 | 0.0033841 | 4.4928 | 9.702 | 11.5939 | 0 | 0 | 0.034966 | 0.045651 | 0.26642 | 0.81461 | 0.0022301 | 3.635 | 4.8126
|  | 659.7089 | 0 | 0 | 0.058106 | 0.089788 | 0.052083 | 1.8344 | 0.025863 | 4.4833 | 9.6697 | 11.5831 | 0 | 0 | 0.035451 | 0.04402 | 0.26275 | 0.83695 | 0.002169 | 3.6238 | 4.813
|  | 659.9411 | 0 | 0 | 0.019255 | 0.0070783 | 0.017825 | 1.6406 | -0.0026644 | 4.4525 | 9.6011 | 11.5594 | 0 | 0 | 0.037405 | 0.044208 | 0.26129 | 0.8598 | 0.0016118 | 3.6127 | 4.8154
|  | 660.1733 | 0 | 0 | 0.056144 | 0.090042 | 0.063501 | 1.7109 | 0.030414 | 4.4872 | 9.6475 | 11.6708 | 0 | 0 | 0.03694 | 0.045437 | 0.25792 | 0.88139 | 0.001171 | 3.6029 | 4.8163
|  | 660.4056 | 0 | 0 | 0.018894 | 0.014335 | 0.017717 | 1.5375 | 0.00075012 | 4.4483 | 9.5939 | 11.6525 | 0 | 0 | 0.034915 | 0.045001 | 0.25273 | 0.90223 | 0.0019766 | 3.5964 | 4.8217
|  | 660.6378 | 0 | 0 | 0.05928 | 0.095761 | 0.05938 | 1.6263 | 0.026538 | 4.4338 | 9.5331 | 11.6217 | 0 | 0 | 0.034539 | 0.044403 | 0.24999 | 0.92752 | 0.0026219 | 3.588 | 4.8271
|  | 660.87 | 0 | 0 | 0.025103 | 0.0182 | 0.019738 | 1.4375 | 0.0039862 | 4.4256 | 9.5281 | 11.6493 | 0 | 0 | 0.036926 | 0.044235 | 0.24631 | 0.94948 | 0.0024315 | 3.5755 | 4.8255
|  | 661.1023 | 0 | 0 | 0.060086 | 0.079971 | 0.060844 | 1.5274 | 0.024443 | 4.4413 | 9.5595 | 11.7353 | 0 | 0 | 0.03904 | 0.044696 | 0.24143 | 0.97293 | 0.0029512 | 3.5593 | 4.8203
|  | 661.3346 | 0 | 0 | 0.020348 | 0.021709 | 0.017246 | 1.354 | 0.0048741 | 4.3618 | 9.3977 | 11.5785 | 0 | 0 | 0.036974 | 0.045476 | 0.23758 | 0.99449 | 0.0021972 | 3.5436 | 4.8153
|  | 661.5668 | 0 | 0 | 0.046694 | 0.08774 | 0.060978 | 1.4133 | 0.023855 | 4.3476 | 9.352 | 11.5722 | 0 | 0 | 0.03642 | 0.044414 | 0.23414 | 1.0204 | 0.0020911 | 3.5329 | 4.8164
|  | 661.7991 | 0 | 0 | 0.01518 | 0.01844 | 0.024955 | 1.2728 | -0.002023 | 4.3307 | 9.3412 | 11.5961 | 0 | 0 | 0.036524 | 0.041598 | 0.23146 | 1.0442 | 0.0022568 | 3.5205 | 4.8143
|  | 662.0314 | 0 | 0 | 0.041639 | 0.075213 | 0.053591 | 1.3293 | 0.024443 | 4.3376 | 9.3333 | 11.6331 | 0 | 0 | 0.035341 | 0.041082 | 0.22732 | 1.0679 | 0.0015991 | 3.5041 | 4.8087
|  | 662.2637 | 0 | 0 | 0.024812 | 0.021781 | 0.022182 | 1.202 | 0.0043379 | 4.2887 | 9.2402 | 11.5612 | 0 | 0 | 0.036182 | 0.044729 | 0.22383 | 1.1062 | 0.0025401 | 3.4874 | 4.8026
|  | 662.496 | 0 | 0 | 0.04552 | 0.084334 | 0.0489 | 1.2234 | 0.026721 | 4.2626 | 9.1689 | 11.4939 | 0 | 0 | 0.03608 | 0.042885 | 0.22019 | 1.1303 | 0.0028517 | 3.4713 | 4.7942
|  | 662.7283 | 0 | 0 | 0.012392 | 0.020075 | 0.020679 | 1.1062 | 0.0077733 | 4.2262 | 9.1001 | 11.459 | 0 | 0 | 0.035297 | 0.040746 | 0.21694 | 1.1559 | 0.0026289 | 3.4578 | 4.7908
|  | 662.9607 | 0 | 0 | 0.046161 | 0.073774 | 0.050071 | 1.1613 | 0.024134 | 4.2264 | 9.0873 | 11.4897 | 0 | 0 | 0.034867 | 0.040401 | 0.21249 | 1.1831 | 0.0026904 | 3.443 | 4.7864
|  | 663.193 | 0 | 0 | 0.020702 | 0.019858 | 0.022817 | 1.0418 | 0.0070578 | 4.2129 | 9.058 | 11.4939 | 0 | 0 | 0.035573 | 0.038497 | 0.20852 | 1.2033 | 0.0029308 | 3.4281 | 4.7824
|  | 663.4254 | 0 | 0 | 0.051689 | 0.073062 | 0.050394 | 1.0752 | 0.0189 | 4.1925 | 8.9947 | 11.4614 | 0 | 0 | 0.035214 | 0.038231 | 0.20535 | 1.2327 | 0.0030282 | 3.4213 | 4.7846
|  | 663.6577 | 0 | 0 | 0.031526 | 0.039844 | 0.023576 | 0.97391 | 0.0074826 | 4.1874 | 8.9928 | 11.4894 | 0 | 0 | 0.035 | 0.038294 | 0.2027 | 1.2719 | 0.0023015 | 3.4127 | 4.7858
|  | 663.8901 | 0 | 0 | 0.047083 | 0.067614 | 0.050124 | 0.99296 | 0.021644 | 4.1156 | 8.8399 | 11.3364 | 0 | 0 | 0.035516 | 0.039324 | 0.20038 | 1.3152 | 0.0017671 | 3.3985 | 4.7847
|  | 664.1225 | 0 | 0 | 0.02551 | 0.038704 | 0.028451 | 0.89165 | 0.011344 | 4.0859 | 8.77 | 11.2981 | 0 | 0 | 0.034739 | 0.041115 | 0.19776 | 1.3482 | 0.0023608 | 3.3896 | 4.7883
|  | 664.3549 | 0 | 0 | 0.033987 | 0.075523 | 0.043794 | 0.93777 | 0.020597 | 4.0571 | 8.7068 | 11.2485 | 0 | 0 | 0.034131 | 0.039283 | 0.19491 | 1.379 | 0.0026991 | 3.386 | 4.7984
|  | 664.5873 | 0 | 0 | 0.019323 | 0.034596 | 0.024408 | 0.84373 | 0.0082201 | 4.0265 | 8.6499 | 11.2209 | 0 | 0 | 0.035341 | 0.040665 | 0.19345 | 1.4189 | 0.0022765 | 3.3859 | 4.8144
|  | 664.8197 | 0 | 0 | 0.044375 | 0.063345 | 0.041694 | 0.89396 | 0.023225 | 4.0365 | 8.6465 | 11.2502 | 0 | 0 | 0.035645 | 0.04311 | 0.19044 | 1.4553 | 0.0021742 | 3.3804 | 4.8241
|  | 665.0522 | 0 | 0 | 0.025642 | 0.037805 | 0.027562 | 0.82328 | 0.012019 | 4.0095 | 8.6072 | 11.2289 | 0 | 0 | 0.035887 | 0.043125 | 0.1874 | 1.496 | 0.0027556 | 3.3713 | 4.8253
|  | 665.2846 | 0 | 0 | 0.041656 | 0.054117 | 0.041355 | 0.85109 | 0.020815 | 4.0397 | 8.6716 | 11.349 | 0 | 0 | 0.034005 | 0.040869 | 0.18452 | 1.5389 | 0.0023701 | 3.3653 | 4.828
|  | 665.5171 | 0 | 0 | 0.039613 | 0.033331 | 0.026177 | 0.78759 | 0.013225 | 3.9846 | 8.5348 | 11.2226 | 0 | 0 | 0.032357 | 0.040464 | 0.18188 | 1.5763 | 0.0021395 | 3.3596 | 4.8351
|  | 665.7495 | 0 | 0 | 0.042526 | 0.052642 | 0.037752 | 0.79033 | 0.018406 | 3.9662 | 8.4955 | 11.2109 | 0 | 0 | 0.03262 | 0.039658 | 0.17956 | 1.6153 | 0.0014149 | 3.3516 | 4.8403
|  | 665.982 | 0 | 0 | 0.026517 | 0.038388 | 0.028098 | 0.71597 | 0.010341 | 3.9606 | 8.4773 | 11.2322 | 0 | 0 | 0.033812 | 0.03859 | 0.17784 | 1.6567 | 0.0012476 | 3.3466 | 4.8456
|  | 666.2145 | 0 | 0 | 0.031508 | 0.048597 | 0.037512 | 0.71868 | 0.014079 | 3.9149 | 8.3728 | 11.1343 | 0 | 0 | 0.033815 | 0.038983 | 0.17537 | 1.696 | 0.0013945 | 3.3396 | 4.855
|  | 666.447 | 0 | 0 | 0.02701 | 0.041127 | 0.028381 | 0.67443 | 0.0091216 | 3.8796 | 8.3042 | 11.0693 | 0 | 0 | 0.032814 | 0.039339 | 0.17253 | 1.7416 | 0.0015357 | 3.3324 | 4.8628
|  | 666.6795 | 0 | 0 | 0.035538 | 0.058587 | 0.03505 | 0.68494 | 0.011989 | 3.8462 | 8.2341 | 11.0086 | 0 | 0 | 0.032348 | 0.038767 | 0.17019 | 1.7847 | 0.0015522 | 3.3218 | 4.86
|  | 666.912 | 0 | 0 | 0.02456 | 0.046179 | 0.030786 | 0.65116 | 0.0091859 | 3.8167 | 8.1776 | 10.9717 | 0 | 0 | 0.033297 | 0.039163 | 0.16744 | 1.8274 | 0.0017857 | 3.3053 | 4.8484
|  | 667.1445 | 0 | 0 | 0.030398 | 0.048832 | 0.033993 | 0.62611 | 0.017875 | 3.8059 | 8.1421 | 10.9623 | 0 | 0 | 0.033786 | 0.038884 | 0.16518 | 1.8709 | 0.0022578 | 3.2908 | 4.8421
|  | 667.377 | 0 | 0 | 0.033329 | 0.03565 | 0.032559 | 0.60103 | 0.015749 | 3.7855 | 8.0955 | 10.9309 | 0 | 0 | 0.033455 | 0.039481 | 0.16379 | 1.9219 | 0.0028837 | 3.2793 | 4.8438
|  | 667.6096 | 0 | 0 | 0.029797 | 0.03637 | 0.034213 | 0.6042 | 0.016066 | 3.7651 | 8.0485 | 10.9077 | 0 | 0 | 0.032682 | 0.039484 | 0.16009 | 1.973 | 0.0028766 | 3.2686 | 4.8453
|  | 667.8421 | 0 | 0 | 0.024623 | 0.037905 | 0.029695 | 0.58094 | 0.013763 | 3.7454 | 7.9976 | 10.8842 | 0 | 0 | 0.032318 | 0.040723 | 0.1567 | 2.0228 | 0.0026743 | 3.2591 | 4.8444
|  | 668.0747 | 0 | 0 | 0.030438 | 0.042865 | 0.029345 | 0.55584 | 0.011696 | 3.7246 | 7.9588 | 10.8586 | 0 | 0 | 0.031777 | 0.040829 | 0.15393 | 2.0738 | 0.0025395 | 3.2472 | 4.8381
|  | 668.3072 | 0 | 0 | 0.037146 | 0.054621 | 0.034073 | 0.56951 | 0.014952 | 3.7043 | 7.9116 | 10.8419 | 0 | 0 | 0.032688 | 0.039456 | 0.15338 | 2.1268 | 0.0033322 | 3.2351 | 4.8358
|  | 668.5398 | 0 | 0 | 0.030616 | 0.053486 | 0.033699 | 0.56034 | 0.01419 | 3.6782 | 7.8479 | 10.804 | 0 | 0 | 0.034464 | 0.041319 | 0.15285 | 2.1803 | 0.0043707 | 3.2238 | 4.835
|  | 668.7724 | 0 | 0 | 0.036482 | 0.05785 | 0.035595 | 0.53979 | 0.019122 | 3.664 | 7.8101 | 10.7781 | 0 | 0 | 0.033747 | 0.041339 | 0.14993 | 2.2375 | 0.0035318 | 3.2151 | 4.834
|  | 669.005 | 0 | 0 | 0.028395 | 0.042912 | 0.027745 | 0.50473 | 0.015942 | 3.6459 | 7.7603 | 10.7591 | 0 | 0 | 0.031461 | 0.03765 | 0.14565 | 2.2972 | 0.0016862 | 3.2073 | 4.8388
|  | 669.2376 | 0 | 0 | 0.04081 | 0.056967 | 0.034944 | 0.51018 | 0.02 | 3.6285 | 7.7273 | 10.7395 | 0 | 0 | 0.031716 | 0.038198 | 0.14344 | 2.354 | 0.0019791 | 3.195 | 4.8385
|  | 669.4703 | 0 | 0 | 0.033157 | 0.046063 | 0.027366 | 0.46272 | 0.012853 | 3.5987 | 7.666 | 10.6999 | 0 | 0 | 0.031555 | 0.038497 | 0.14216 | 2.4102 | 0.0024614 | 3.1801 | 4.8284
|  | 669.7029 | 0 | 0 | 0.026592 | 0.046197 | 0.034335 | 0.46042 | 0.012853 | 3.5802 | 7.6248 | 10.6781 | 0 | 0 | 0.030735 | 0.038613 | 0.14005 | 2.4776 | 0.0029308 | 3.1696 | 4.8238
|  | 669.9355 | 0 | 0 | 0.019804 | 0.030443 | 0.024018 | 0.42481 | 0.0041966 | 3.559 | 7.5688 | 10.6287 | 0 | 0 | 0.030037 | 0.036917 | 0.13768 | 2.5401 | 0.0023895 | 3.158 | 4.8209
|  | 670.1682 | 0 | 0 | 0.041662 | 0.051552 | 0.036822 | 0.45631 | 0.01516 | 3.5482 | 7.5352 | 10.6121 | 0 | 0 | 0.030006 | 0.036372 | 0.13605 | 2.601 | 0.0017979 | 3.1491 | 4.8234
|  | 670.4009 | 0 | 0 | 0.028595 | 0.037013 | 0.02409 | 0.4029 | 0.0095694 | 3.5189 | 7.4846 | 10.574 | 0 | 0 | 0.029875 | 0.036654 | 0.1337 | 2.6733 | 0.0015094 | 3.1471 | 4.8344
|  | 670.6335 | 0 | 0 | 0.039619 | 0.054817 | 0.034384 | 0.43023 | 0.018245 | 3.5086 | 7.4543 | 10.5661 | 0 | 0 | 0.030789 | 0.036371 | 0.13233 | 2.7537 | 0.001879 | 3.146 | 4.8459
|  | 670.8662 | 0 | 0 | 0.02614 | 0.039516 | 0.022727 | 0.36685 | 0.0089752 | 3.4784 | 7.386 | 10.5065 | 0 | 0 | 0.031111 | 0.036037 | 0.13175 | 2.8304 | 0.0023537 | 3.1418 | 4.8533
|  | 671.0989 | 0 | 0 | 0.039871 | 0.06092 | 0.04295 | 0.4098 | 0.020111 | 3.4638 | 7.3528 | 10.4834 | 0 | 0 | 0.029949 | 0.036669 | 0.13055 | 2.9073 | 0.001904 | 3.1376 | 4.8603
|  | 671.3316 | 0 | 0 | 0.02519 | 0.025809 | 0.025488 | 0.37143 | 0.011435 | 3.4358 | 7.2856 | 10.436 | 0 | 0 | 0.028192 | 0.03643 | 0.12805 | 2.9893 | 0.0010013 | 3.1334 | 4.8662
|  | 671.5643 | 0 | 0 | 0.032201 | 0.053724 | 0.03408 | 0.4189 | 0.01711 | 3.4248 | 7.2513 | 10.424 | 0 | 0 | 0.028014 | 0.037271 | 0.12661 | 3.0746 | 0.0010113 | 3.1305 | 4.8758
|  | 671.7971 | 0 | 0 | 0.019151 | 0.021311 | 0.013919 | 0.33446 | 0.010559 | 3.3896 | 7.188 | 10.3637 | 0 | 0 | 0.029126 | 0.03756 | 0.1252 | 3.1606 | 0.0010671 | 3.1267 | 4.8862
|  | 672.0298 | 0 | 0 | 0.033036 | 0.049405 | 0.03818 | 0.38921 | 0.017857 | 3.3854 | 7.1601 | 10.3503 | 0 | 0 | 0.029847 | 0.037083 | 0.12365 | 3.2487 | 0.0014062 | 3.1214 | 4.8929
|  | 672.2625 | 0 | 0 | 0.016392 | 0.017541 | 0.019391 | 0.3176 | 0.00048881 | 3.3533 | 7.0959 | 10.3132 | 0 | 0 | 0.029269 | 0.035922 | 0.12196 | 3.3307 | 0.0015312 | 3.1144 | 4.8959
|  | 672.4953 | 0 | 0 | 0.03492 | 0.064281 | 0.037782 | 0.3715 | 0.016448 | 3.3446 | 7.0837 | 10.315 | 0 | 0 | 0.0292 | 0.036518 | 0.12056 | 3.4163 | 0.0015312 | 3.1076 | 4.8994
|  | 672.7281 | 0 | 0 | 0.019569 | 0.026842 | 0.017813 | 0.28573 | 0.0048346 | 3.3163 | 7.0143 | 10.2487 | 0 | 0 | 0.028521 | 0.036288 | 0.1196 | 3.5134 | 0.0012421 | 3.1005 | 4.9018
|  | 672.9608 | 0 | 0 | 0.038497 | 0.068186 | 0.036288 | 0.36782 | 0.018375 | 3.32 | 7.0027 | 10.2556 | 0 | 0 | 0.028363 | 0.035714 | 0.11897 | 3.6075 | 0.0016036 | 3.0889 | 4.8977
|  | 673.1936 | 0 | 0 | 0.0085798 | 0.016778 | 0.012861 | 0.28661 | 0.0047157 | 3.2817 | 6.9292 | 10.1908 | 0 | 0 | 0.028896 | 0.035729 | 0.11682 | 3.6928 | 0.0018568 | 3.0747 | 4.8896
|  | 673.4264 | 0 | 0 | 0.035195 | 0.064175 | 0.039451 | 0.36594 | 0.018278 | 3.2768 | 6.9126 | 10.1972 | 0 | 0 | 0.0286 | 0.035782 | 0.11454 | 3.7817 | 0.0015159 | 3.0622 | 4.8826
|  | 673.6592 | 0 | 0 | 0.017383 | 0.015841 | 0.014782 | 0.26604 | 0.0053197 | 3.2369 | 6.8359 | 10.1262 | 0 | 0 | 0.028062 | 0.033298 | 0.11276 | 3.8708 | 0.0011591 | 3.0493 | 4.8751
|  | 673.8921 | 0 | 0 | 0.0437 | 0.064567 | 0.039877 | 0.3427 | 0.021153 | 3.2272 | 6.8103 | 10.1031 | 0 | 0 | 0.029344 | 0.032708 | 0.11166 | 3.9718 | 0.0016818 | 3.0393 | 4.8725
|  | 674.1249 | 0 | 0 | 0.018528 | 0.019966 | 0.01427 | 0.25329 | 0.0099466 | 3.1891 | 6.7324 | 10.0173 | 0 | 0 | 0.029811 | 0.033522 | 0.10978 | 4.0838 | 0.0019019 | 3.0301 | 4.8707
|  | 674.3577 | 0 | 0 | 0.043294 | 0.069387 | 0.041256 | 0.34174 | 0.029134 | 3.1922 | 6.7195 | 10.0121 | 0 | 0 | 0.029322 | 0.034426 | 0.10799 | 4.1925 | 0.0018896 | 3.0191 | 4.8654
|  | 674.5906 | 0 | 0 | 0.014595 | 0.018135 | 0.011187 | 0.22909 | 0.0040231 | 3.1577 | 6.6604 | 9.981 | 0 | 0 | 0.029304 | 0.034419 | 0.10622 | 4.2994 | 0.0020209 | 3.008 | 4.8599
|  | 674.8234 | 0 | 0 | 0.038451 | 0.070049 | 0.040502 | 0.34264 | 0.022659 | 3.1618 | 6.6411 | 9.9638 | 0 | 0 | 0.029504 | 0.035036 | 0.10502 | 4.4135 | 0.0024595 | 2.9966 | 4.8566
|  | 675.0563 | 0 | 0 | 0.01187 | 0.016839 | 0.010794 | 0.21308 | 0.00038149 | 3.1235 | 6.5664 | 9.9055 | 0 | 0 | 0.029085 | 0.03487 | 0.10364 | 4.5282 | 0.0020991 | 2.9849 | 4.8542
|  | 675.2892 | 0 | 0 | 0.054941 | 0.082261 | 0.044891 | 0.32943 | 0.026319 | 3.1247 | 6.5528 | 9.9205 | 0 | 0 | 0.028202 | 0.033807 | 0.1022 | 4.6505 | 0.0013044 | 2.976 | 4.8537
|  | 675.5221 | 0 | 0 | 0.024743 | 0.010076 | 0.012578 | 0.21727 | 0.0044928 | 3.0845 | 6.4751 | 9.8425 | 0 | 0 | 0.026116 | 0.033349 | 0.10047 | 4.7766 | 0.00081512 | 2.9694 | 4.8544
|  | 675.755 | 0 | 0 | 0.045509 | 0.078056 | 0.044771 | 0.30436 | 0.026203 | 3.088 | 6.4666 | 9.8501 | 0 | 0 | 0.026851 | 0.034568 | 0.09976 | 4.9056 | 0.0016451 | 2.963 | 4.8562
|  | 675.9879 | 0 | 0 | 0.0071946 | 0.012371 | 0.0062646 | 0.2072 | -0.00047527 | 3.0431 | 6.3802 | 9.7545 | 0 | 0 | 0.027759 | 0.035047 | 0.09895 | 5.0367 | 0.0021492 | 2.9543 | 4.8556
|  | 676.2208 | 0 | 0 | 0.041931 | 0.077782 | 0.037195 | 0.2994 | 0.023227 | 3.0511 | 6.3753 | 9.7903 | 0 | 0 | 0.027732 | 0.034664 | 0.097684 | 5.1764 | 0.0023494 | 2.9476 | 4.8569
|  | 676.4537 | 0 | 0 | 0.011974 | 0.0062169 | 0.0050697 | 0.18301 | -0.0023218 | 3.0046 | 6.3058 | 9.6835 | 0 | 0 | 0.027698 | 0.033269 | 0.096459 | 5.3252 | 0.0020318 | 2.9446 | 4.8631
|  | 676.6866 | 0 | 0 | 0.042532 | 0.077424 | 0.047491 | 0.30986 | 0.026017 | 3.0118 | 6.3025 | 9.6961 | 0 | 0 | 0.027412 | 0.032375 | 0.095514 | 5.481 | 0.0014308 | 2.9405 | 4.867
|  | 676.9196 | 0 | 0 | 0.020404 | 0.0035118 | 0.0054236 | 0.1579 | 0.0026133 | 2.9752 | 6.2072 | 9.6142 | 0 | 0 | 0.027494 | 0.032424 | 0.094242 | 5.6343 | 0.0013607 | 2.9356 | 4.8701
|  | 677.1526 | 0 | 0 | 0.043586 | 0.073225 | 0.045588 | 0.28059 | 0.028335 | 2.9839 | 6.2192 | 9.6444 | 0 | 0 | 0.027653 | 0.032977 | 0.09375 | 5.7909 | 0.0018001 | 2.9309 | 4.8749
|  | 677.3855 | 0 | 0 | 0.0073948 | -0.0040782 | 0.011671 | 0.15892 | 0.0027291 | 2.9417 | 6.1378 | 9.5685 | 0 | 0 | 0.026973 | 0.032049 | 0.091542 | 5.9449 | 0.001964 | 2.919 | 4.8699
|  | 677.6185 | 0 | 0 | 0.053332 | 0.092307 | 0.048385 | 0.28655 | 0.036865 | 2.9573 | 6.1466 | 9.5897 | 0 | 0 | 0.026147 | 0.033213 | 0.088815 | 6.1007 | 0.001942 | 2.9055 | 4.8612
|  | 677.8515 | 0 | 0 | 0.0060613 | -0.012829 | 0.0017159 | 0.14979 | -0.0022276 | 2.9022 | 6.06 | 9.4911 | 0 | 0 | 0.026031 | 0.034418 | 0.0881 | 6.2603 | 0.001441 | 2.8933 | 4.8536
|  | 678.0845 | 0 | 0 | 0.04121 | 0.092788 | 0.052103 | 0.28789 | 0.032608 | 2.9255 | 6.0723 | 9.5321 | 0 | 0 | 0.025885 | 0.033798 | 0.08761 | 6.4272 | 0.0013352 | 2.8813 | 4.8462
|  | 678.3175 | 0 | 0 | 0.0031422 | -0.00070382 | 0.0063422 | 0.11913 | -0.00047703 | 2.8729 | 5.9713 | 9.4527 | 0 | 0 | 0.025499 | 0.03322 | 0.086677 | 6.6025 | 0.0018942 | 2.8726 | 4.8419
|  | 678.5505 | 0 | 0 | 0.049532 | 0.079663 | 0.044197 | 0.26139 | 0.026897 | 2.8777 | 5.9897 | 9.4597 | 0 | 0 | 0.026687 | 0.033671 | 0.086484 | 6.7845 | 0.0021995 | 2.8654 | 4.8416
|  | 678.7835 | 0 | 0 | 0.018894 | 0.0078759 | 0.0077405 | 0.13961 | 0.0048214 | 2.8404 | 5.9027 | 9.3674 | 0 | 0 | 0.026731 | 0.032521 | 0.08576 | 6.9688 | 0.0012318 | 2.8572 | 4.8396
|  | 679.0166 | 0 | 0 | 0.044077 | 0.083979 | 0.048655 | 0.25872 | 0.030498 | 2.8478 | 5.8942 | 9.3824 | 0 | 0 | 0.02752 | 0.032614 | 0.085172 | 7.1598 | 0.0014464 | 2.8475 | 4.8361
|  | 679.2496 | 0 | 0 | -0.0024554 | -0.0072961 | 0.0037509 | 0.12594 | -0.0047167 | 2.7947 | 5.8193 | 9.3007 | 0 | 0 | 0.028669 | 0.033707 | 0.08355 | 7.3632 | 0.0021976 | 2.8395 | 4.8337
|  | 679.4827 | 0 | 0 | 0.043002 | 0.078493 | 0.048191 | 0.23773 | 0.022126 | 2.8074 | 5.831 | 9.3143 | 0 | 0 | 0.029248 | 0.034629 | 0.082876 | 7.5703 | 0.0023948 | 2.8336 | 4.8326
|  | 679.7158 | 0 | 0 | 0.0020608 | 0.0012779 | 0.0041913 | 0.12922 | 0.0017121 | 2.763 | 5.7358 | 9.2209 | 0 | 0 | 0.028873 | 0.033301 | 0.082359 | 7.7753 | 0.002274 | 2.8243 | 4.8296
|  | 679.9488 | 0 | 0 | 0.041422 | 0.074599 | 0.039476 | 0.21995 | 0.030565 | 2.7736 | 5.7429 | 9.2325 | 0 | 0 | 0.027321 | 0.032521 | 0.080886 | 7.9836 | 0.0021946 | 2.8097 | 4.8209
|  | 680.1819 | 0 | 0 | 0.0045218 | -0.0038067 | 0.0051044 | 0.11361 | -0.0027716 | 2.7369 | 5.6669 | 9.1349 | 0 | 0 | 0.025291 | 0.033146 | 0.07929 | 8.1788 | 0.0017999 | 2.7924 | 4.8031
|  | 680.415 | 0 | 0 | 0.042326 | 0.072626 | 0.03794 | 0.20575 | 0.024278 | 2.7358 | 5.6536 | 9.1584 | 0 | 0 | 0.025002 | 0.031529 | 0.077849 | 8.3787 | 0.0014509 | 2.7785 | 4.7887
|  | 680.6481 | 0 | 0 | 0.001368 | 0.0093738 | -0.00078461 | 0.10357 | -0.0031503 | 2.7002 | 5.5845 | 9.0802 | 0 | 0 | 0.026145 | 0.029446 | 0.076151 | 8.5932 | 0.0015134 | 2.7671 | 4.7805
|  | 680.8813 | 0 | 0 | 0.041531 | 0.081955 | 0.038346 | 0.22035 | 0.02389 | 2.7077 | 5.5824 | 9.0916 | 0 | 0 | 0.026174 | 0.030969 | 0.075071 | 8.8378 | 0.0019938 | 2.7606 | 4.7802
|  | 681.1144 | 0 | 0 | 0.0087972 | -0.0024891 | 0.0062315 | 0.10632 | 0.001736 | 2.6642 | 5.5031 | 9.0042 | 0 | 0 | 0.025419 | 0.030392 | 0.074287 | 9.0919 | 0.0021064 | 2.7541 | 4.7821
|  | 681.3475 | 0 | 0 | 0.032241 | 0.064487 | 0.03474 | 0.19856 | 0.021782 | 2.6662 | 5.4994 | 9.0229 | 0 | 0 | 0.024915 | 0.03062 | 0.073156 | 9.3504 | 0.00198 | 2.7483 | 4.7836
|  | 681.5807 | 0 | 0 | 0.011047 | -0.00063048 | 0.0066559 | 0.11137 | 0.0050361 | 2.6359 | 5.4315 | 8.9378 | 0 | 0 | 0.025146 | 0.031047 | 0.072108 | 9.6089 | 0.0017049 | 2.7408 | 4.7833
|  | 681.8138 | 0 | 0 | 0.03559 | 0.050408 | 0.035499 | 0.21723 | 0.020877 | 2.6357 | 5.4213 | 8.9463 | 0 | 0 | 0.026592 | 0.031118 | 0.072642 | 9.8806 | 0.002403 | 2.7332 | 4.7814
|  | 682.047 | 0 | 0 | 0.012615 | 0.0050586 | 0.0036799 | 0.11684 | 0.0039815 | 2.6063 | 5.3544 | 8.8735 | 0 | 0 | 0.025974 | 0.031301 | 0.071808 | 10.1555 | 0.002254 | 2.7276 | 4.7793
|  | 682.2802 | 0 | 0 | 0.042984 | 0.060303 | 0.036766 | 0.18475 | 0.023444 | 2.6018 | 5.3392 | 8.8558 | 0 | 0 | 0.025453 | 0.031397 | 0.070559 | 10.4188 | 0.0017527 | 2.7152 | 4.771
|  | 682.5134 | 0 | 0 | 0.022047 | 0.022013 | 0.016877 | 0.09125 | 0.01172 | 2.5773 | 5.2778 | 8.7866 | 0 | 0 | 0.025474 | 0.03038 | 0.070156 | 10.6789 | 0.0017803 | 2.7 | 4.7575
|  | 682.7466 | 0 | 0 | 0.039218 | 0.069256 | 0.039308 | 0.17749 | 0.02629 | 2.5709 | 5.2662 | 8.7846 | 0 | 0 | 0.024856 | 0.029333 | 0.069287 | 10.9599 | 0.0011911 | 2.6883 | 4.7469
|  | 682.9798 | 0 | 0 | 0.018751 | 0.026056 | 0.015012 | 0.10312 | 0.0074676 | 2.5405 | 5.2018 | 8.7186 | 0 | 0 | 0.025704 | 0.029516 | 0.067938 | 11.2589 | 0.0018902 | 2.6809 | 4.7419
|  | 683.213 | 0 | 0 | 0.037839 | 0.056293 | 0.032218 | 0.17021 | 0.023854 | 2.542 | 5.1985 | 8.7295 | 0 | 0 | 0.025928 | 0.029815 | 0.067447 | 11.5507 | 0.0028737 | 2.6717 | 4.737
|  | 683.4462 | 0 | 0 | 0.014664 | 0.018992 | 0.011934 | 0.10817 | 0.0075237 | 2.5101 | 5.1484 | 8.664 | 0 | 0 | 0.025192 | 0.030951 | 0.066657 | 11.8478 | 0.0022181 | 2.6584 | 4.7262
|  | 683.6795 | 0 | 0 | 0.035813 | 0.058475 | 0.031614 | 0.17747 | 0.018115 | 2.5028 | 5.1209 | 8.6459 | 0 | 0 | 0.025875 | 0.032428 | 0.06589 | 12.177 | 0.0017249 | 2.649 | 4.7221
|  | 683.9127 | 0 | 0 | 0.018247 | 0.01607 | 0.01242 | 0.10269 | 0.0083068 | 2.4837 | 5.0785 | 8.606 | 0 | 0 | 0.026186 | 0.029977 | 0.06488 | 12.5125 | 0.0011406 | 2.6407 | 4.72
|  | 684.146 | 0 | 0 | 0.02907 | 0.052336 | 0.031124 | 0.15521 | 0.019426 | 2.4758 | 5.0572 | 8.5825 | 0 | 0 | 0.02626 | 0.02977 | 0.063345 | 12.8343 | 0.00083393 | 2.6316 | 4.7105
|  | 684.3793 | 0 | 0 | 0.011058 | 0.014419 | 0.011433 | 0.099479 | 0.009305 | 2.4523 | 5.0075 | 8.5293 | 0 | 0 | 0.025455 | 0.031033 | 0.063061 | 13.1519 | 0.0020224 | 2.6214 | 4.6989
|  | 684.6125 | 0 | 0 | 0.028841 | 0.048559 | 0.027606 | 0.14507 | 0.018338 | 2.4447 | 4.985 | 8.5188 | 0 | 0 | 0.024421 | 0.029943 | 0.062658 | 13.5015 | 0.0025908 | 2.6121 | 4.6926
|  | 684.8458 | 0 | 0 | 0.01716 | 0.016031 | 0.011494 | 0.09671 | 0.0093326 | 2.4245 | 4.9322 | 8.4574 | 0 | 0 | 0.023782 | 0.029671 | 0.061522 | 13.8675 | 0.0015415 | 2.6038 | 4.689
|  | 685.0791 | 0 | 0 | 0.031783 | 0.047451 | 0.027547 | 0.15284 | 0.0211 | 2.4161 | 4.9143 | 8.4335 | 0 | 0 | 0.024481 | 0.02834 | 0.060917 | 14.2443 | 0.00090464 | 2.5952 | 4.6848
|  | 685.3124 | 0 | 0 | 0.011333 | 0.020762 | 0.012885 | 0.10769 | 0.011915 | 2.3978 | 4.8755 | 8.3854 | 0 | 0 | 0.024713 | 0.027923 | 0.059776 | 14.6168 | 0.0015542 | 2.5858 | 4.681
|  | 685.5458 | 0 | 0 | 0.01554 | 0.036721 | 0.020155 | 0.13509 | 0.020667 | 2.3873 | 4.8472 | 8.3466 | 0 | 0 | 0.023426 | 0.028532 | 0.059674 | 14.9757 | 0.002012 | 2.5728 | 4.6674
|  | 685.7791 | 0 | 0 | 0.0091977 | 0.014464 | 0.013305 | 0.097691 | 0.010556 | 2.3614 | 4.7953 | 8.2968 | 0 | 0 | 0.024951 | 0.02926 | 0.059788 | 15.3758 | 0.0018151 | 2.564 | 4.66
|  | 686.0124 | 0 | 0 | 0.020084 | 0.03917 | 0.025797 | 0.13693 | 0.017579 | 2.3468 | 4.7676 | 8.2691 | 0 | 0 | 0.025753 | 0.029901 | 0.058667 | 15.7988 | 0.0021029 | 2.5597 | 4.6593
|  | 686.2458 | 0 | 0 | 0.0090437 | 0.023673 | 0.014548 | 0.09076 | 0.011507 | 2.3251 | 4.7227 | 8.2192 | 0 | 0 | 0.024615 | 0.030728 | 0.058232 | 16.1967 | 0.0019153 | 2.5503 | 4.6528
|  | 686.4791 | 0 | 0 | 0.019861 | 0.037747 | 0.021461 | 0.11355 | 0.016556 | 2.3169 | 4.6989 | 8.1931 | 0 | 0 | 0.023931 | 0.030028 | 0.05725 | 16.5909 | 0.0015439 | 2.538 | 4.641
|  | 686.7125 | 0 | 0 | 0.015517 | 0.023295 | 0.012491 | 0.094886 | 0.011227 | 2.3013 | 4.6554 | 8.1494 | 0 | 0 | 0.024778 | 0.029279 | 0.056645 | 17.0144 | 0.0024484 | 2.5294 | 4.6317
|  | 686.9459 | 0 | 0 | 0.021412 | 0.029306 | 0.022599 | 0.11131 | 0.01295 | 2.2928 | 4.6259 | 8.123 | 0 | 0 | 0.024631 | 0.029402 | 0.055678 | 17.4488 | 0.0021419 | 2.5197 | 4.6245
|  | 687.1793 | 0 | 0 | 0.019621 | 0.022174 | 0.024243 | 0.10398 | 0.01226 | 2.2785 | 4.5902 | 8.0815 | 0 | 0 | 0.024827 | 0.029388 | 0.055988 | 17.8746 | 0.0017542 | 2.5083 | 4.6148
|  | 687.4127 | 0 | 0 | 0.025441 | 0.040789 | 0.025284 | 0.10855 | 0.018401 | 2.2659 | 4.564 | 8.0447 | 0 | 0 | 0.024252 | 0.028476 | 0.055099 | 18.3155 | 0.0019803 | 2.4968 | 4.6047
|  | 687.6461 | 0 | 0 | 0.025917 | 0.030369 | 0.017339 | 0.097142 | 0.017978 | 2.2526 | 4.536 | 8.01 | 0 | 0 | 0.02372 | 0.028294 | 0.053816 | 18.7773 | 0.0021386 | 2.4877 | 4.598
|  | 687.8795 | 0 | 0 | 0.022294 | 0.027815 | 0.022107 | 0.11091 | 0.015785 | 2.2392 | 4.501 | 7.9741 | 0 | 0 | 0.024302 | 0.027979 | 0.053313 | 19.2446 | 0.0017311 | 2.48 | 4.5924
|  | 688.1129 | 0 | 0 | 0.020679 | 0.026528 | 0.023189 | 0.10409 | 0.011887 | 2.222 | 4.4704 | 7.9459 | 0 | 0 | 0.023513 | 0.027931 | 0.052845 | 19.7149 | 0.00065786 | 2.4703 | 4.5835
|  | 688.3464 | 0 | 0 | 0.021859 | 0.031309 | 0.020397 | 0.098971 | 0.012305 | 2.2066 | 4.4402 | 7.9177 | 0 | 0 | 0.02347 | 0.026789 | 0.052333 | 20.1824 | 0.00067701 | 2.4576 | 4.5696
|  | 688.5798 | 0 | 0 | 0.019197 | 0.026025 | 0.021321 | 0.10675 | 0.015572 | 2.1961 | 4.4129 | 7.8817 | 0 | 0 | 0.024805 | 0.027799 | 0.052436 | 20.681 | 0.0020821 | 2.4501 | 4.5625
|  | 688.8133 | 0 | 0 | 0.018247 | 0.019578 | 0.019704 | 0.10769 | 0.013568 | 2.186 | 4.3862 | 7.8441 | 0 | 0 | 0.024508 | 0.029153 | 0.051684 | 21.2141 | 0.0020353 | 2.4461 | 4.5636
|  | 689.0467 | 0 | 0 | 0.025465 | 0.034302 | 0.024161 | 0.11956 | 0.014995 | 2.1763 | 4.3636 | 7.8187 | 0 | 0 | 0.023911 | 0.029884 | 0.050442 | 21.7504 | 0.0021126 | 2.4399 | 4.5626
|  | 689.2802 | 0 | 0 | 0.018464 | 0.031815 | 0.01623 | 0.09443 | 0.011468 | 2.1549 | 4.3258 | 7.784 | 0 | 0 | 0.02428 | 0.030882 | 0.049845 | 22.2788 | 0.0020608 | 2.431 | 4.5541
|  | 689.5137 | 0 | 0 | 0.017091 | 0.044795 | 0.020042 | 0.11409 | 0.015133 | 2.1434 | 4.2886 | 7.7571 | 0 | 0 | 0.024921 | 0.030944 | 0.049608 | 22.8148 | 0.002034 | 2.4216 | 4.5449
|  | 689.7472 | 0 | 0 | 0.0067654 | 0.015044 | 0.010905 | 0.094481 | 0.01268 | 2.1285 | 4.2506 | 7.7121 | 0 | 0 | 0.024246 | 0.029211 | 0.048971 | 23.372 | 0.0025153 | 2.4126 | 4.5396
|  | 689.9807 | 0 | 0 | 0.018499 | 0.036031 | 0.019377 | 0.11545 | 0.020261 | 2.1196 | 4.2295 | 7.679 | 0 | 0 | 0.02442 | 0.029336 | 0.048622 | 23.9578 | 0.0027502 | 2.4066 | 4.537
|  | 690.2142 | 0 | 0 | 0.011218 | 0.020842 | 0.009998 | 0.0789 | 0.0099972 | 2.1036 | 4.1913 | 7.6272 | 0 | 0 | 0.023881 | 0.029475 | 0.048193 | 24.5484 | 0.0019844 | 2.4004 | 4.5317
|  | 690.4478 | 0 | 0 | 0.027885 | 0.044783 | 0.022003 | 0.10947 | 0.018895 | 2.0957 | 4.1678 | 7.6053 | 0 | 0 | 0.022715 | 0.029286 | 0.047393 | 25.1278 | 0.0011315 | 2.3915 | 4.5225
|  | 690.6813 | 0 | 0 | 0.014212 | 0.017314 | 0.011116 | 0.062481 | 0.01275 | 2.072 | 4.1246 | 7.5499 | 0 | 0 | 0.022688 | 0.028878 | 0.046399 | 25.7001 | 0.00084769 | 2.3812 | 4.5118
|  | 690.9149 | 0 | 0 | 0.021818 | 0.042169 | 0.024396 | 0.10545 | 0.019146 | 2.0612 | 4.0993 | 7.5179 | 0 | 0 | 0.023367 | 0.03042 | 0.046229 | 26.3127 | 0.0015184 | 2.3743 | 4.5073
|  | 691.1484 | 0 | 0 | 0.013496 | 0.02333 | 0.0080259 | 0.063008 | 0.0094968 | 2.0401 | 4.0611 | 7.4721 | 0 | 0 | 0.023177 | 0.030015 | 0.045777 | 26.9299 | 0.0018688 | 2.3658 | 4.5002
|  | 691.382 | 0 | 0 | 0.020714 | 0.044113 | 0.023509 | 0.10172 | 0.017299 | 2.0321 | 4.047 | 7.4518 | 0 | 0 | 0.023362 | 0.028444 | 0.045881 | 27.5086 | 0.0015375 | 2.3535 | 4.4862
|  | 691.6156 | 0 | 0 | -0.00069851 | 0.0045165 | 0.0032688 | 0.051097 | 0.0055125 | 2.0104 | 3.9968 | 7.4003 | 0 | 0 | 0.02436 | 0.028835 | 0.045939 | 28.1026 | 0.0016126 | 2.3418 | 4.4722
|  | 691.8492 | 0 | 0 | 0.021749 | 0.04713 | 0.025535 | 0.10279 | 0.019905 | 2.0085 | 3.9799 | 7.3722 | 0 | 0 | 0.02566 | 0.029038 | 0.046355 | 28.7426 | 0.0024805 | 2.3333 | 4.4636
|  | 692.0827 | 0 | 0 | 0.0022148 | 0.010439 | 0.010632 | 0.052516 | 0.0060335 | 1.9823 | 3.9365 | 7.3152 | 0 | 0 | 0.026569 | 0.028385 | 0.045909 | 29.3793 | 0.0025635 | 2.3249 | 4.4524
|  | 692.3164 | 0 | 0 | 0.022316 | 0.040379 | 0.026329 | 0.11313 | 0.022441 | 1.9828 | 3.9243 | 7.302 | 0 | 0 | 0.026471 | 0.029316 | 0.044754 | 30.0061 | 0.002608 | 2.314 | 4.437
|  | 692.55 | 0 | 0 | 0.0033943 | 0.0098621 | 0.0064632 | 0.060209 | 0.0098541 | 1.9588 | 3.8789 | 7.2499 | 0 | 0 | 0.025305 | 0.029518 | 0.043689 | 30.6451 | 0.0023426 | 2.3034 | 4.4251
|  | 692.7836 | 0 | 0 | 0.018647 | 0.057282 | 0.029932 | 0.12772 | 0.026769 | 1.9633 | 3.8711 | 7.2378 | 0 | 0 | 0.025432 | 0.029764 | 0.043679 | 31.2983 | 0.0020246 | 2.2951 | 4.4171
|  | 693.0172 | 0 | 0 | -0.00038886 | -0.0025659 | 0.0021032 | 0.059799 | 0.010486 | 1.9381 | 3.8215 | 7.1835 | 0 | 0 | 0.025327 | 0.029219 | 0.043099 | 31.9488 | 0.0020907 | 2.2842 | 4.4064
|  | 693.2509 | 0 | 0 | 0.023667 | 0.046962 | 0.028088 | 0.12002 | 0.022914 | 1.9374 | 3.8124 | 7.1609 | 0 | 0 | 0.025069 | 0.029245 | 0.042485 | 32.6348 | 0.0022172 | 2.2743 | 4.3969
|  | 693.4845 | 0 | 0 | -0.0012817 | -0.00055561 | -0.0012348 | 0.033291 | 0.0069926 | 1.9088 | 3.761 | 7.0924 | 0 | 0 | 0.024495 | 0.028794 | 0.042306 | 33.3355 | 0.0021164 | 2.267 | 4.3903
|  | 693.7182 | 0 | 0 | 0.034044 | 0.057024 | 0.029871 | 0.13235 | 0.023648 | 1.9181 | 3.7616 | 7.0925 | 0 | 0 | 0.024366 | 0.029096 | 0.041861 | 34.0646 | 0.0023496 | 2.2616 | 4.3879
|  | 693.9519 | 0 | 0 | 0.0032169 | -0.0010706 | -0.0016793 | 0.048776 | 0.006144 | 1.8878 | 3.7065 | 7.0216 | 0 | 0 | 0.024784 | 0.028227 | 0.041079 | 34.8323 | 0.0021844 | 2.258 | 4.3882
|  | 694.1856 | 0 | 0 | 0.029809 | 0.056867 | 0.030906 | 0.13088 | 0.029363 | 1.8937 | 3.707 | 7.0095 | 0 | 0 | 0.024632 | 0.027394 | 0.040882 | 35.6013 | 0.0015404 | 2.2545 | 4.3885
|  | 694.4193 | 0 | 0 | -0.01032 | -0.010884 | -0.0035721 | 0.035503 | 0.0046599 | 1.8641 | 3.6491 | 6.9529 | 0 | 0 | 0.024529 | 0.02829 | 0.040999 | 36.3294 | 0.0012887 | 2.2495 | 4.3841
|  | 694.653 | 0 | 0 | 0.032693 | 0.052267 | 0.031005 | 0.12688 | 0.026218 | 1.8703 | 3.6592 | 6.967 | 0 | 0 | 0.025122 | 0.030811 | 0.041761 | 37.0584 | 0.002248 | 2.2461 | 4.3807
|  | 694.8867 | 0 | 0 | 0.0015279 | -0.015918 | -0.00096622 | 0.029101 | 0.0053324 | 1.8432 | 3.6149 | 6.9176 | 0 | 0 | 0.024469 | 0.031935 | 0.041022 | 37.7578 | 0.0024625 | 2.2401 | 4.3759
|  | 695.1204 | 0 | 0 | 0.029459 | 0.060821 | 0.032532 | 0.14458 | 0.032541 | 1.8504 | 3.6095 | 6.9127 | 0 | 0 | 0.023642 | 0.031034 | 0.040102 | 38.4139 | 0.002309 | 2.2318 | 4.368
|  | 695.3541 | 0 | 0 | 0.031812 | 0.052189 | 0.036564 | 0.1715 | 0.030179 | 1.8245 | 3.5495 | 6.8183 | 0 | 0 | 0.02316 | 0.029561 | 0.039483 | 39.0403 | 0.0021818 | 2.2236 | 4.3591
|  | 695.5879 | 0 | 0 | -0.01254 | -0.0089469 | 0.00089794 | 0.0063494 | 0.00061795 | 1.7757 | 3.4799 | 6.7074 | 0 | 0 | 0.02343 | 0.029527 | 0.038597 | 39.6554 | 0.0022637 | 2.2157 | 4.351
|  | 695.8216 | 0 | 0 | 0.025842 | 0.059128 | 0.038108 | 0.13324 | 0.033287 | 1.7922 | 3.4861 | 6.7121 | 0 | 0 | 0.023527 | 0.028125 | 0.037925 | 40.2514 | 0.0020017 | 2.207 | 4.3408
|  | 696.0554 | 0 | 0 | -0.015363 | -0.025419 | -0.0050386 | 0.0063477 | 0.0047671 | 1.7597 | 3.4315 | 6.6467 | 0 | 0 | 0.0236 | 0.028164 | 0.038547 | 40.8307 | 0.0016422 | 2.1999 | 4.333
|  | 696.2892 | 0 | 0 | 0.033855 | 0.065927 | 0.035974 | 0.13008 | 0.03073 | 1.768 | 3.4318 | 6.6485 | 0 | 0 | 0.023858 | 0.028766 | 0.038419 | 41.3767 | 0.0015241 | 2.1944 | 4.326
|  | 696.523 | 0 | 0 | -0.015563 | -0.014184 | -0.011828 | 0.00091113 | 0.0020216 | 1.735 | 3.3629 | 6.5578 | 0 | 0 | 0.02427 | 0.029109 | 0.038433 | 41.9157 | 0.0017842 | 2.1884 | 4.3206
|  | 696.7568 | 0 | 0 | 0.03979 | 0.070055 | 0.036077 | 0.16061 | 0.031109 | 1.7504 | 3.3862 | 6.5922 | 0 | 0 | 0.023214 | 0.028714 | 0.038258 | 42.3623 | 0.0016546 | 2.1779 | 4.3091
|  | 696.9905 | 0 | 0 | -0.015911 | -0.028541 | -0.0092614 | 0.012334 | 0.0012287 | 1.7127 | 3.3266 | 6.5015 | 0 | 0 | 0.023901 | 0.029233 | 0.038011 | 42.7519 | 0.0019313 | 2.1684 | 4.2962
|  | 697.2244 | 0 | 0 | 0.028412 | 0.04371 | 0.04424 | 0.1502 | 0.034115 | 1.7267 | 3.342 | 6.5208 | 0 | 0 | 0.02575 | 0.029829 | 0.037405 | 43.1256 | 0.0020739 | 2.1622 | 4.2893
|  | 697.4582 | 0 | 0 | -0.0071599 | -0.02285 | -0.0038305 | -0.0081901 | 0.00092506 | 1.6881 | 3.2746 | 6.4371 | 0 | 0 | 0.025596 | 0.029999 | 0.036621 | 43.4347 | 0.0023097 | 2.1549 | 4.2829
|  | 697.692 | 0 | 0 | 0.025253 | 0.061426 | 0.033455 | 0.16247 | 0.032337 | 1.7001 | 3.2927 | 6.4529 | 0 | 0 | 0.024658 | 0.029657 | 0.035975 | 43.6901 | 0.002421 | 2.1471 | 4.2743
|  | 697.9259 | 0 | 0 | -0.0069426 | -0.02788 | -0.0077917 | -0.012782 | 0.0064963 | 1.6719 | 3.2216 | 6.3776 | 0 | 0 | 0.024679 | 0.030133 | 0.036078 | 43.9014 | 0.0027002 | 2.1396 | 4.2644
|  | 698.1597 | 0 | 0 | 0.024491 | 0.06472 | 0.04243 | 0.162 | 0.03288 | 1.6849 | 3.2329 | 6.3801 | 0 | 0 | 0.023741 | 0.029199 | 0.035683 | 44.1782 | 0.0022592 | 2.1387 | 4.2682
|  | 698.3936 | 0 | 0 | -0.02116 | -0.028817 | -0.011217 | -0.0032542 | 0.0023196 | 1.6421 | 3.1658 | 6.2869 | 0 | 0 | 0.023669 | 0.029581 | 0.035781 | 44.3509 | 0.0025204 | 2.137 | 4.2684
|  | 698.6274 | 0 | 0 | 0.036219 | 0.062183 | 0.043933 | 0.16207 | 0.029651 | 1.6572 | 3.1787 | 6.2934 | 0 | 0 | 0.024224 | 0.030427 | 0.03569 | 44.1218 | 0.002446 | 2.1189 | 4.2369
|  | 698.8613 | 0 | 0 | -0.013783 | -0.023608 | -0.010563 | 0.0044417 | -0.0034202 | 1.6171 | 3.1095 | 6.2204 | 0 | 0 | 0.024616 | 0.030655 | 0.036077 | 43.8436 | 0.0020288 | 2.1014 | 4.2094
|  | 699.0952 | 0 | 0 | 0.03599 | 0.075081 | 0.036249 | 0.16376 | 0.03537 | 1.6382 | 3.1364 | 6.2436 | 0 | 0 | 0.024105 | 0.02893 | 0.036668 | 43.8018 | 0.0025832 | 2.0976 | 4.2118
|  | 699.3291 | 0 | 0 | -0.0027073 | -0.025162 | -0.0073796 | -0.001812 | 0.01086 | 1.601 | 3.0748 | 6.1563 | 0 | 0 | 0.023144 | 0.027796 | 0.035915 | 43.5553 | 0.0023397 | 2.0869 | 4.1996
|  | 699.563 | 0 | 0 | 0.027989 | 0.05316 | 0.036162 | 0.13416 | 0.036999 | 1.6136 | 3.0812 | 6.1616 | 0 | 0 | 0.023052 | 0.028047 | 0.034082 | 43.0472 | 0.0015805 | 2.0693 | 4.1665
|  | 699.7969 | 0 | 0 | -0.003829 | -0.026473 | -0.008758 | 0.014622 | 0.0061911 | 1.5827 | 3.0272 | 6.093 | 0 | 0 | 0.024761 | 0.029186 | 0.033764 | 42.5762 | 0.0021452 | 2.0586 | 4.1455
|  | 700.0309 | 0 | 0 | 0.032378 | 0.05675 | 0.032796 | 0.15014 | 0.033869 | 1.5922 | 3.0318 | 6.087 | 0 | 0 | 0.02577 | 0.02933 | 0.033213 | 42.2252 | 0.002139 | 2.0554 | 4.1436
|  | 700.2648 | 0 | 0 | -0.021039 | -0.023252 | -0.0081832 | 0.010071 | -0.00053758 | 1.5594 | 2.9812 | 6.0027 | 0 | 0 | 0.026235 | 0.029716 | 0.033191 | 41.9374 | 0.0019308 | 2.0567 | 4.1544
|  | 700.4988 | 0 | 0 | 0.020531 | 0.043509 | 0.031462 | 0.13829 | 0.034791 | 1.5682 | 2.9778 | 6.0077 | 0 | 0 | 0.025932 | 0.028613 | 0.033005 | 41.4874 | 0.0013813 | 2.0538 | 4.1559
|  | 700.7327 | 0 | 0 | -0.011974 | -0.015139 | -0.0038678 | -0.00047287 | 0.0091023 | 1.5361 | 2.9296 | 5.9428 | 0 | 0 | 0.026674 | 0.029436 | 0.033123 | 40.8334 | 0.002178 | 2.0464 | 4.1455
|  | 700.9667 | 0 | 0 | 0.024708 | 0.057674 | 0.031043 | 0.12142 | 0.029302 | 1.5435 | 2.9309 | 5.9325 | 0 | 0 | 0.027018 | 0.030846 | 0.033864 | 40.2609 | 0.0027163 | 2.0453 | 4.1503
|  | 701.2007 | 0 | 0 | -0.0067999 | -0.015532 | -0.0022118 | 0.019561 | 0.0052816 | 1.5146 | 2.8775 | 5.8557 | 0 | 0 | 0.026827 | 0.029622 | 0.033477 | 39.4057 | 0.0024 | 2.0317 | 4.1264
|  | 701.4347 | 0 | 0 | 0.036706 | 0.071064 | 0.030741 | 0.13914 | 0.037453 | 1.5237 | 2.8872 | 5.8506 | 0 | 0 | 0.027105 | 0.027567 | 0.032067 | 38.2428 | 0.0025885 | 2.0047 | 4.0727
|  | 701.6686 | 0 | 0 | -0.007864 | -0.021457 | -0.0091269 | 0.01589 | 0.0095708 | 1.4942 | 2.8415 | 5.7866 | 0 | 0 | 0.027085 | 0.028984 | 0.032085 | 37.419 | 0.0028054 | 1.9972 | 4.0628
|  | 701.9027 | 0 | 0 | 0.028264 | 0.04517 | 0.027546 | 0.11908 | 0.03354 | 1.505 | 2.8385 | 5.7998 | 0 | 0 | 0.026658 | 0.027313 | 0.032037 | 36.6148 | 0.002482 | 1.9941 | 4.062
|  | 702.1367 | 0 | 0 | -0.0069484 | -0.021563 | -0.0051325 | 0.024649 | 0.0086794 | 1.4757 | 2.7898 | 5.7265 | 0 | 0 | 0.025687 | 0.028708 | 0.032422 | 35.6125 | 0.002635 | 1.982 | 4.0428
|  | 702.3707 | 0 | 0 | 0.028613 | 0.035608 | 0.02717 | 0.11451 | 0.034945 | 1.4776 | 2.793 | 5.7255 | 0 | 0 | 0.024619 | 0.030965 | 0.031917 | 34.5649 | 0.002622 | 1.9675 | 4.0187
|  | 702.6047 | 0 | 0 | -0.0014991 | -0.020752 | -0.0079704 | 0.0091172 | 0.0097953 | 1.4538 | 2.7452 | 5.6611 | 0 | 0 | 0.024834 | 0.030318 | 0.031267 | 33.4648 | 0.0030341 | 1.9526 | 3.9912
|  | 702.8388 | 0 | 0 | 0.021899 | 0.038465 | 0.031142 | 0.11401 | 0.028743 | 1.4574 | 2.7437 | 5.6506 | 0 | 0 | 0.023504 | 0.028703 | 0.031586 | 32.473 | 0.0032208 | 1.9439 | 3.9775
|  | 703.0728 | 0 | 0 | -0.0066054 | -0.0053548 | -0.0024569 | 0.05103 | 0.0077463 | 1.4335 | 2.7065 | 5.5902 | 0 | 0 | 0.023434 | 0.030286 | 0.032008 | 31.4973 | 0.0029224 | 1.9358 | 3.9644
|  | 703.3069 | 0 | 0 | 0.022494 | 0.045903 | 0.022598 | 0.11858 | 0.028863 | 1.4428 | 2.7069 | 5.5878 | 0 | 0 | 0.025314 | 0.03239 | 0.030508 | 30.5016 | 0.0023605 | 1.9272 | 3.9528
|  | 703.541 | 0 | 0 | 0.0013967 | 0.0008687 | -0.00048527 | 0.034651 | 0.0123 | 1.4229 | 2.6739 | 5.5393 | 0 | 0 | 0.027373 | 0.030746 | 0.030671 | 29.6324 | 0.0033349 | 1.9285 | 3.9601
|  | 703.7751 | 0 | 0 | 0.022299 | 0.041371 | 0.023539 | 0.11138 | 0.024264 | 1.4214 | 2.6764 | 5.533 | 0 | 0 | 0.028156 | 0.029672 | 0.030235 | 28.6189 | 0.0040334 | 1.9189 | 3.9455
|  | 704.0091 | 0 | 0 | -0.0034345 | -0.018658 | 0.0015137 | 0.027878 | 0.0092253 | 1.4013 | 2.6326 | 5.4718 | 0 | 0 | 0.027997 | 0.028534 | 0.029901 | 27.469 | 0.0036474 | 1.8999 | 3.9116
|  | 704.2433 | 0 | 0 | 0.02096 | 0.035765 | 0.024885 | 0.093043 | 0.026401 | 1.3996 | 2.6269 | 5.4535 | 0 | 0 | 0.026558 | 0.026852 | 0.029934 | 26.5887 | 0.0027991 | 1.9006 | 3.9154
|  | 704.4774 | 0 | 0 | -0.0076696 | -0.005728 | 0.00030982 | 0.021884 | 0.0089927 | 1.371 | 2.5792 | 5.3875 | 0 | 0 | 0.026056 | 0.026486 | 0.030535 | 25.6384 | 0.0027268 | 1.8933 | 3.9048
|  | 704.7115 | 0 | 0 | 0.0067021 | 0.030157 | 0.024993 | 0.084866 | 0.025345 | 1.3736 | 2.569 | 5.3685 | 0 | 0 | 0.02679 | 0.027036 | 0.0303 | 24.4248 | 0.003207 | 1.8658 | 3.8513
|  | 704.9456 | 0 | 0 | -0.001797 | -0.01031 | 0.0021237 | 0.025493 | 0.012909 | 1.358 | 2.5388 | 5.3198 | 0 | 0 | 0.027806 | 0.030034 | 0.030408 | 23.4255 | 0.0040907 | 1.8527 | 3.8266
|  | 705.1798 | 0 | 0 | 0.019163 | 0.02184 | 0.018718 | 0.096631 | 0.026387 | 1.3598 | 2.5352 | 5.3177 | 0 | 0 | 0.025388 | 0.026365 | 0.030135 | 22.5884 | 0.0034382 | 1.8501 | 3.8272
|  | 705.4139 | 0 | 0 | -0.0042813 | -0.0038406 | 0.00537 | 0.039649 | 0.014464 | 1.3402 | 2.512 | 5.2846 | 0 | 0 | 0.017955 | 0.012989 | 0.023034 | 21.2123 | -0.0014149 | 1.83 | 3.7943
|  | 705.6481 | 0 | 0 | 0.0087568 | 0.032005 | 0.023779 | 0.079798 | 0.024083 | 1.3434 | 2.5051 | 5.2658 | 0 | 0 | 0.024563 | 0.029235 | 0.029192 | 20.0178 | 0.0032791 | 1.8246 | 3.7843
|  | 705.8822 | 0 | 0 | 0.0045276 | -0.0022339 | 0.0098371 | 0.025941 | 0.015573 | 1.3357 | 2.4783 | 5.239 | 0 | 0 | 0.024494 | 0.030517 | 0.029014 | 19.2329 | 0.0034275 | 1.8177 | 3.7749
|  | 706.1164 | 0 | 0 | 0.01151 | 0.019761 | 0.016662 | 0.062935 | 0.02459 | 1.329 | 2.4705 | 5.2201 | 0 | 0 | 0.024571 | 0.029649 | 0.029417 | 18.3809 | 0.0032184 | 1.7997 | 3.745
|  | 706.3506 | 0 | 0 | -0.00070991 | 0.010448 | 0.0065512 | 0.041052 | 0.018137 | 1.3119 | 2.4416 | 5.1678 | 0 | 0 | 0.024022 | 0.028428 | 0.029342 | 17.6983 | 0.0028761 | 1.7986 | 3.7428
|  | 706.5848 | 0 | 0 | 0.0085396 | 0.016856 | 0.01545 | 0.062928 | 0.022706 | 1.305 | 2.4144 | 5.1386 | 0 | 0 | 0.023044 | 0.026956 | 0.028417 | 17.0017 | 0.0025797 | 1.794 | 3.7348
|  | 706.819 | 0 | 0 | 0.0089744 | 0.016597 | 0.0082568 | 0.041056 | 0.018532 | 1.2941 | 2.393 | 5.0978 | 0 | 0 | 0.022868 | 0.027595 | 0.028267 | 16.2076 | 0.0025569 | 1.7735 | 3.6974
|  | 707.0533 | 0 | 0 | 0.015751 | 0.030818 | 0.014304 | 0.06751 | 0.023877 | 1.2912 | 2.3882 | 5.0802 | 0 | 0 | 0.024693 | 0.028409 | 0.027123 | 15.4802 | 0.0028019 | 1.7577 | 3.6705
|  | 707.2875 | 0 | 0 | -0.0024841 | -0.0001539 | 0.0046283 | 0.041057 | 0.016168 | 1.2739 | 2.3604 | 5.0381 | 0 | 0 | 0.025899 | 0.028413 | 0.02591 | 14.7485 | 0.0028541 | 1.7386 | 3.634
|  | 707.5217 | 0 | 0 | 0.0027475 | 0.005636 | 0.008645 | 0.075724 | 0.019232 | 1.2671 | 2.3454 | 5.0119 | 0 | 0 | 0.023903 | 0.028768 | 0.02536 | 14.1042 | 0.0025787 | 1.7276 | 3.6116
|  | 707.756 | 0 | 0 | 0.0061648 | 0.0020746 | 0.0064662 | 0.056572 | 0.021731 | 1.2626 | 2.3253 | 4.9885 | 0 | 0 | 0.024512 | 0.032095 | 0.026348 | 13.6027 | 0.0025816 | 1.7328 | 3.6223
|  | 707.9902 | 0 | 0 | -0.00059484 | 0.012369 | 0.0087218 | 0.054333 | 0.025403 | 1.2602 | 2.3116 | 4.9644 | 0 | 0 | 0.026289 | 0.031042 | 0.027249 | 12.9618 | 0.0021686 | 1.7163 | 3.5914
|  | 708.2245 | 0 | 0 | 0.0013853 | 0.020919 | 0.012016 | 0.064394 | 0.023099 | 1.254 | 2.2958 | 4.9379 | 0 | 0 | 0.025827 | 0.029549 | 0.027475 | 12.4304 | 0.0022965 | 1.7094 | 3.584
|  | 708.4588 | 0 | 0 | 0.012192 | 0.023032 | 0.008531 | 0.057081 | 0.023705 | 1.2438 | 2.2754 | 4.901 | 0 | 0 | 0.026745 | 0.028248 | 0.027703 | 11.9513 | 0.0027234 | 1.7069 | 3.5799
|  | 708.693 | 0 | 0 | 0.013754 | 0.01721 | 0.010498 | 0.078023 | 0.023321 | 1.2323 | 2.2559 | 4.8612 | 0 | 0 | 0.027535 | 0.028835 | 0.027588 | 11.3766 | 0.0032528 | 1.6882 | 3.5427
|  | 708.9273 | 0 | 0 | 0.014183 | 0.010208 | 0.010558 | 0.060668 | 0.0222 | 1.2205 | 2.2347 | 4.8279 | 0 | 0 | 0.025355 | 0.029725 | 0.026962 | 10.8565 | 0.0038342 | 1.6734 | 3.511
|  | 709.1617 | 0 | 0 | 0.013502 | 0.032607 | 0.015104 | 0.0726 | 0.022416 | 1.2112 | 2.2154 | 4.7915 | 0 | 0 | 0.025559 | 0.028724 | 0.027287 | 10.3468 | 0.0040846 | 1.6563 | 3.4779
|  | 709.396 | 0 | 0 | 0.0027245 | 0.014629 | 0.0097369 | 0.072197 | 0.017685 | 1.197 | 2.1864 | 4.7426 | 0 | 0 | 0.025747 | 0.027833 | 0.027487 | 9.8733 | 0.0035573 | 1.6405 | 3.4518
|  | 709.6303 | 0 | 0 | 0.0089801 | 0.020693 | 0.017464 | 0.092626 | 0.025907 | 1.1927 | 2.1736 | 4.7129 | 0 | 0 | 0.027496 | 0.028334 | 0.027542 | 9.4752 | 0.0035593 | 1.6364 | 3.4418
|  | 709.8646 | 0 | 0 | 0.0013393 | 0.0071775 | 0.0045757 | 0.036026 | 0.019587 | 1.1761 | 2.1455 | 4.6803 | 0 | 0 | 0.027997 | 0.029248 | 0.026821 | 9.0986 | 0.0032004 | 1.6344 | 3.4381
|  | 710.099 | 0 | 0 | 0.010835 | 0.03741 | 0.014706 | 0.058863 | 0.025781 | 1.1741 | 2.1367 | 4.6583 | 0 | 0 | 0.026989 | 0.030234 | 0.026855 | 8.7414 | 0.0036854 | 1.6328 | 3.4376
|  | 710.3333 | 0 | 0 | 0.012203 | 0.012158 | 0.0096612 | 0.038348 | 0.021658 | 1.1695 | 2.1209 | 4.6285 | 0 | 0 | 0.025424 | 0.028707 | 0.025567 | 8.3652 | 0.0034688 | 1.6233 | 3.4214
|  | 710.5677 | 0 | 0 | 0.023902 | 0.027353 | 0.025789 | 0.090488 | 0.032838 | 1.1661 | 2.1128 | 4.6125 | 0 | 0 | 0.024853 | 0.028661 | 0.024832 | 8.0266 | 0.0023643 | 1.6152 | 3.411
|  | 710.8021 | 0 | 0 | 0.0048762 | -0.00065118 | 0.0061793 | 0.017852 | 0.017643 | 1.1523 | 2.0871 | 4.5785 | 0 | 0 | 0.024598 | 0.02901 | 0.024653 | 7.6877 | 0.0017012 | 1.6071 | 3.3939
|  | 711.0364 | 0 | 0 | 0.020004 | 0.029371 | 0.022894 | 0.061621 | 0.031311 | 1.1475 | 2.0802 | 4.5663 | 0 | 0 | 0.024192 | 0.029605 | 0.024836 | 7.2953 | 0.0024078 | 1.5861 | 3.3501
|  | 711.2708 | 0 | 0 | 0.0035656 | -0.0038656 | 5.8013e-05 | 0.037921 | 0.020069 | 1.1354 | 2.0555 | 4.5278 | 0 | 0 | 0.023604 | 0.029616 | 0.024328 | 6.9448 | 0.0028808 | 1.5688 | 3.3177
|  | 711.5052 | 0 | 0 | 0.022723 | 0.02857 | 0.026179 | 0.096307 | 0.02832 | 1.1413 | 2.0495 | 4.5183 | 0 | 0 | 0.024097 | 0.030049 | 0.023893 | 6.6364 | 0.0033638 | 1.5584 | 3.2959
|  | 711.7396 | 0 | 0 | -0.00022886 | -0.010922 | -0.0018282 | 0.020046 | 0.015924 | 1.1253 | 2.0179 | 4.4681 | 0 | 0 | 0.023861 | 0.029574 | 0.0239 | 6.3755 | 0.0029789 | 1.5569 | 3.2939
|  | 711.9741 | 0 | 0 | 0.020496 | 0.017441 | 0.01891 | 0.0784 | 0.032233 | 1.1239 | 2.0197 | 4.4548 | 0 | 0 | 0.023281 | 0.02949 | 0.024605 | 6.1259 | 0.0024666 | 1.5552 | 3.292
|  | 712.2085 | 0 | 0 | -0.0033654 | -0.016487 | -0.0030314 | 0.012301 | 0.020544 | 1.1027 | 1.9938 | 4.4148 | 0 | 0 | 0.024333 | 0.029187 | 0.024375 | 5.8796 | 0.0027665 | 1.547 | 3.2777
|  | 712.4429 | 0 | 0 | 0.01847 | 0.038862 | 0.023049 | 0.090293 | 0.035725 | 1.1132 | 1.9993 | 4.4039 | 0 | 0 | 0.026414 | 0.029476 | 0.024384 | 5.6135 | 0.0034901 | 1.5312 | 3.2479
|  | 712.6774 | 0 | 0 | -0.0020492 | -0.0056004 | 0.0012852 | -0.0068548 | 0.021062 | 1.0979 | 1.9759 | 4.3674 | 0 | 0 | 0.02711 | 0.029766 | 0.025218 | 5.3592 | 0.0043193 | 1.5197 | 3.2255
|  | 712.9118 | 0 | 0 | 0.027038 | 0.044566 | 0.025116 | 0.082148 | 0.039943 | 1.0984 | 1.9697 | 4.3586 | 0 | 0 | 0.027037 | 0.032103 | 0.025006 | 5.1306 | 0.005008 | 1.5124 | 3.2107
|  | 713.1463 | 0 | 0 | -0.0028959 | -0.018881 | 0.0015629 | 0.0137 | 0.021235 | 1.081 | 1.9433 | 4.3128 | 0 | 0 | 0.026598 | 0.031948 | 0.023863 | 4.9063 | 0.0045166 | 1.5053 | 3.193
|  | 713.3808 | 0 | 0 | 0.018424 | 0.040028 | 0.029284 | 0.10588 | 0.038551 | 1.0806 | 1.9383 | 4.3105 | 0 | 0 | 0.025713 | 0.029876 | 0.023485 | 4.6943 | 0.0037817 | 1.4961 | 3.1739
|  | 713.6152 | 0 | 0 | -0.017279 | -0.01999 | 0.00097262 | 0.0045754 | 0.016771 | 1.0577 | 1.9006 | 4.2534 | 0 | 0 | 0.024485 | 0.029145 | 0.02281 | 4.4804 | 0.0027717 | 1.4839 | 3.1513
|  | 713.8497 | 0 | 0 | 0.023438 | 0.058071 | 0.030282 | 0.10219 | 0.03702 | 1.069 | 1.9105 | 4.252 | 0 | 0 | 0.024092 | 0.031557 | 0.022736 | 4.3042 | 0.0029548 | 1.4811 | 3.149
|  | 714.0842 | 0 | 0 | -0.0080643 | -0.0083969 | -0.0057379 | -0.011853 | 0.018934 | 1.0478 | 1.8694 | 4.1955 | 0 | 0 | 0.024412 | 0.031631 | 0.022224 | 4.1265 | 0.0035554 | 1.4737 | 3.1368
|  | 714.3188 | 0 | 0 | 0.026592 | 0.050728 | 0.02853 | 0.097174 | 0.042626 | 1.0532 | 1.8798 | 4.2018 | 0 | 0 | 0.024612 | 0.029897 | 0.021769 | 3.9342 | 0.0034366 | 1.4607 | 3.1124
|  | 714.5533 | 0 | 0 | -0.0094957 | -0.025988 | -0.0061028 | -0.015038 | 0.018543 | 1.0341 | 1.8472 | 4.1521 | 0 | 0 | 0.023905 | 0.028784 | 0.021468 | 3.7661 | 0.0023977 | 1.4529 | 3.0991
|  | 714.7878 | 0 | 0 | 0.033741 | 0.042197 | 0.033242 | 0.13278 | 0.041335 | 1.0444 | 1.8517 | 4.16 | 0 | 0 | 0.024626 | 0.028964 | 0.022193 | 3.6026 | 0.0032748 | 1.4452 | 3.0803
|  | 715.0224 | 0 | 0 | -0.019426 | -0.029127 | -0.0063511 | -0.013768 | 0.014134 | 1.0177 | 1.8116 | 4.1051 | 0 | 0 | 0.025186 | 0.028295 | 0.021865 | 3.4397 | 0.0042056 | 1.436 | 3.0581
|  | 715.2569 | 0 | 0 | 0.023323 | 0.042049 | 0.028349 | 0.11095 | 0.044384 | 1.0299 | 1.8237 | 4.1089 | 0 | 0 | 0.025668 | 0.030103 | 0.021338 | 3.2983 | 0.0040954 | 1.4282 | 3.0439
|  | 715.4915 | 0 | 0 | -0.0070116 | -0.023082 | -0.005614 | -0.031105 | 0.018576 | 1.0086 | 1.7859 | 4.0585 | 0 | 0 | 0.025352 | 0.030261 | 0.020888 | 3.1609 | 0.003834 | 1.4218 | 3.033
|  | 715.726 | 0 | 0 | 0.027805 | 0.049302 | 0.030303 | 0.11986 | 0.036019 | 1.0109 | 1.7916 | 4.0558 | 0 | 0 | 0.025349 | 0.02918 | 0.020662 | 3.0372 | 0.0037934 | 1.4171 | 3.0245
|  | 715.9606 | 0 | 0 | -0.012472 | -0.034405 | -0.017293 | -0.016005 | 0.01619 | 0.99172 | 1.7518 | 4.0038 | 0 | 0 | 0.025222 | 0.027795 | 0.020353 | 2.9201 | 0.0038297 | 1.4115 | 3.0146
|  | 716.1952 | 0 | 0 | 0.012575 | 0.052183 | 0.03962 | 0.10991 | 0.045472 | 0.99901 | 1.7653 | 3.9957 | 0 | 0 | 0.024474 | 0.026928 | 0.020784 | 2.7866 | 0.0040208 | 1.3999 | 2.9913
|  | 716.4298 | 0 | 0 | -0.010325 | -0.027182 | -0.0067616 | -0.012304 | 0.017981 | 0.97771 | 1.7251 | 3.96 | 0 | 0 | 0.02357 | 0.026642 | 0.020124 | 2.6558 | 0.0036755 | 1.3888 | 2.9685
|  | 716.6644 | 0 | 0 | 0.022105 | 0.051832 | 0.04053 | 0.13237 | 0.045012 | 0.98312 | 1.738 | 3.9407 | 0 | 0 | 0.023639 | 0.02691 | 0.019547 | 2.5406 | 0.0040876 | 1.3808 | 2.9529
|  | 716.899 | 0 | 0 | -0.024697 | -0.029152 | -0.021125 | -0.013808 | 0.0095246 | 0.95521 | 1.6962 | 3.8972 | 0 | 0 | 0.023431 | 0.026367 | 0.019433 | 2.4333 | 0.0039752 | 1.3682 | 2.9286
|  | 717.1337 | 0 | 0 | 0.029774 | 0.06131 | 0.037406 | 0.10547 | 0.050302 | 0.9795 | 1.7149 | 3.9121 | 0 | 0 | 0.023671 | 0.02766 | 0.019564 | 2.3478 | 0.0034513 | 1.3554 | 2.9009
|  | 717.3683 | 0 | 0 | -0.022986 | -0.038228 | -0.016172 | -0.050278 | 0.012735 | 0.94916 | 1.676 | 3.8463 | 0 | 0 | 0.022873 | 0.026977 | 0.019306 | 2.2704 | 0.0028026 | 1.3424 | 2.8728
|  | 717.6029 | 0 | 0 | 0.038439 | 0.061168 | 0.041355 | 0.12277 | 0.05254 | 0.96959 | 1.6869 | 3.8638 | 0 | 0 | 0.021665 | 0.025769 | 0.020151 | 2.2049 | 0.0034972 | 1.3371 | 2.8629
|  | 717.8376 | 0 | 0 | -0.028589 | -0.051702 | -0.020025 | -0.045634 | 0.010964 | 0.93344 | 1.6419 | 3.7968 | 0 | 0 | 0.021307 | 0.02554 | 0.019705 | 2.1427 | 0.0043372 | 1.3422 | 2.8742
|  | 718.0723 | 0 | 0 | 0.023032 | 0.06757 | 0.030824 | 0.14243 | 0.044614 | 0.95472 | 1.6678 | 3.8066 | 0 | 0 | 0.022679 | 0.027168 | 0.018649 | 2.0627 | 0.0042513 | 1.3417 | 2.8746
|  | 718.307 | 0 | 0 | -0.016215 | -0.028215 | -0.011098 | -0.052891 | 0.011893 | 0.93207 | 1.6192 | 3.7667 | 0 | 0 | 0.022679 | 0.027263 | 0.018028 | 1.977 | 0.0038738 | 1.3328 | 2.8577
|  | 718.5416 | 0 | 0 | 0.030369 | 0.067645 | 0.035003 | 0.1326 | 0.048398 | 0.94371 | 1.6407 | 3.765 | 0 | 0 | 0.021256 | 0.026079 | 0.017731 | 1.9033 | 0.0040032 | 1.3265 | 2.8459
|  | 718.7763 | 0 | 0 | -0.025939 | -0.046242 | -0.024236 | -0.061082 | 0.0084447 | 0.90512 | 1.5912 | 3.7001 | 0 | 0 | 0.020488 | 0.024176 | 0.017551 | 1.8296 | 0.0033377 | 1.3211 | 2.837
|  | 719.011 | 0 | 0 | 0.023696 | 0.058552 | 0.04008 | 0.09997 | 0.057516 | 0.93018 | 1.6098 | 3.7235 | 0 | 0 | 0.020507 | 0.024574 | 0.017858 | 1.7605 | 0.0032518 | 1.3147 | 2.8243
|  | 719.2457 | 0 | 0 | -0.0076582 | -0.030148 | -0.010061 | -0.038303 | 0.028107 | 0.904 | 1.5747 | 3.6581 | 0 | 0 | 0.018873 | 0.02482 | 0.016897 | 1.6919 | 0.0034163 | 1.3066 | 2.8047
|  | 719.4805 | 0 | 0 | 0.020617 | 0.065001 | 0.031151 | 0.1419 | 0.050833 | 0.91867 | 1.5826 | 3.6654 | 0 | 0 | 0.017917 | 0.024515 | 0.016304 | 1.6156 | 0.0035176 | 1.293 | 2.7756
|  | 719.7152 | 0 | 0 | -0.018024 | -0.041159 | -0.01484 | -0.015917 | 0.020335 | 0.89301 | 1.5486 | 3.6152 | 0 | 0 | 0.018819 | 0.022976 | 0.015816 | 1.5391 | 0.0036547 | 1.2812 | 2.7531
|  | 719.9499 | 0 | 0 | 0.020015 | 0.054083 | 0.035865 | 0.12365 | 0.048902 | 0.89748 | 1.5587 | 3.6209 | 0 | 0 | 0.020719 | 0.023397 | 0.015761 | 1.476 | 0.0043322 | 1.2731 | 2.7351
|  | 720.1847 | 0 | 0 | 0.0088203 | -0.023108 | -0.0084253 | -0.025589 | 0.028938 | 0.88382 | 1.5275 | 3.5634 | 0 | 0 | 0.019193 | 0.024044 | 0.014925 | 1.4204 | 0.0038998 | 1.2663 | 2.7222
|  | 720.4194 | 0 | 0 | 0.024502 | 0.037874 | 0.027816 | 0.104 | 0.045284 | 0.88255 | 1.5277 | 3.5714 | 0 | 0 | 0.016963 | 0.023996 | 0.014599 | 1.3679 | 0.0032466 | 1.2611 | 2.7151
|  | 720.6542 | 0 | 0 | -0.012157 | -0.031772 | -0.0099256 | -0.019566 | 0.02356 | 0.87119 | 1.4968 | 3.5142 | 0 | 0 | 0.016838 | 0.022311 | 0.015536 | 1.3183 | 0.0037864 | 1.2539 | 2.6998
|  | 720.889 | 0 | 0 | 0.033065 | 0.051209 | 0.024679 | 0.096295 | 0.053482 | 0.88118 | 1.5167 | 3.519 | 0 | 0 | 0.016073 | 0.021271 | 0.016068 | 1.2754 | 0.0038892 | 1.2504 | 2.6919
|  | 721.1238 | 0 | 0 | -0.015586 | -0.024988 | -0.014319 | -0.011817 | 0.021395 | 0.85239 | 1.4715 | 3.4701 | 0 | 0 | 0.014803 | 0.02011 | 0.013875 | 1.233 | 0.0035934 | 1.2533 | 2.698
|  | 721.3586 | 0 | 0 | 0.014166 | 0.050555 | 0.026077 | 0.085825 | 0.046691 | 0.86475 | 1.4803 | 3.4724 | 0 | 0 | 0.015175 | 0.019609 | 0.012375 | 1.1886 | 0.0043673 | 1.252 | 2.6926
|  | 721.5934 | 0 | 0 | -0.018476 | -0.024461 | -0.015648 | -0.042509 | 0.02072 | 0.83595 | 1.4549 | 3.4201 | 0 | 0 | 0.013161 | 0.019442 | 0.013013 | 1.1479 | 0.0043852 | 1.2472 | 2.6831
|  | 721.8282 | 0 | 0 | 0.018001 | 0.040668 | 0.03099 | 0.092114 | 0.057523 | 0.84966 | 1.4679 | 3.4243 | 0 | 0 | 0.010389 | 0.018513 | 0.013239 | 1.1075 | 0.0040707 | 1.2406 | 2.6703
|  | 722.063 | 0 | 0 | -0.012586 | -0.030167 | -0.0062966 | -0.021122 | 0.030058 | 0.83538 | 1.4361 | 3.3914 | 0 | 0 | 0.0096842 | 0.016817 | 0.011679 | 1.0683 | 0.0034328 | 1.236 | 2.6623
|  | 722.2979 | 0 | 0 | 0.024222 | 0.035198 | 0.02744 | 0.069341 | 0.050564 | 0.84918 | 1.4425 | 3.3923 | 0 | 0 | 0.011112 | 0.017397 | 0.012813 | 1.0397 | 0.0036697 | 1.2368 | 2.6658
|  | 722.5327 | 0 | 0 | -0.0051396 | -0.013922 | -0.010397 | -0.0031887 | 0.028836 | 0.8266 | 1.4203 | 3.3568 | 0 | 0 | 0.01208 | 0.017432 | 0.013414 | 1.0105 | 0.0035862 | 1.2346 | 2.659
|  | 722.7675 | 0 | 0 | 0.024354 | 0.037453 | 0.026074 | 0.094954 | 0.053947 | 0.83382 | 1.4239 | 3.3601 | 0 | 0 | 0.012071 | 0.016481 | 0.012482 | 0.9804 | 0.0033359 | 1.2258 | 2.6414
|  | 723.0024 | 0 | 0 | -0.0047334 | -0.022194 | -0.0016897 | -0.0077857 | 0.029328 | 0.81877 | 1.398 | 3.3218 | 0 | 0 | 0.0098532 | 0.014522 | 0.010991 | 0.94641 | 0.0030954 | 1.212 | 2.6137
|  | 723.2373 | 0 | 0 | 0.016163 | 0.029839 | 0.018952 | 0.079417 | 0.049845 | 0.82043 | 1.4017 | 3.3105 | 0 | 0 | 0.0084062 | 0.01531 | 0.010797 | 0.91075 | 0.0028511 | 1.1995 | 2.5853
|  | 723.4722 | 0 | 0 | -0.0027303 | -0.011705 | -0.0096288 | 0.0068869 | 0.033493 | 0.80459 | 1.3733 | 3.2846 | 0 | 0 | 0.008158 | 0.01541 | 0.010999 | 0.87144 | 0.0026252 | 1.1884 | 2.5628
|  | 723.707 | 0 | 0 | 0.018035 | 0.033871 | 0.020882 | 0.07899 | 0.049074 | 0.81215 | 1.3799 | 3.2795 | 0 | 0 | 0.0082536 | 0.0165 | 0.011033 | 0.83673 | 0.0030705 | 1.1778 | 2.5394
|  | 723.9419 | 0 | 0 | -0.014137 | -0.022084 | -0.00022021 | -0.02004 | 0.032892 | 0.79829 | 1.3638 | 3.249 | 0 | 0 | 0.0093582 | 0.01609 | 0.01199 | 0.80995 | 0.0034046 | 1.1711 | 2.525
|  | 724.1768 | 0 | 0 | 0.0090263 | 0.014592 | 0.025567 | 0.059347 | 0.046933 | 0.80576 | 1.3699 | 3.2437 | 0 | 0 | 0.0095858 | 0.014333 | 0.012207 | 0.77856 | 0.0038663 | 1.1617 | 2.506
|  | 724.4118 | 0 | 0 | -0.0029592 | -0.019665 | 0.0037605 | 0.021028 | 0.031634 | 0.79266 | 1.3486 | 3.2149 | 0 | 0 | 0.0095311 | 0.013266 | 0.011648 | 0.75345 | 0.0037262 | 1.1555 | 2.4941
|  | 724.6467 | 0 | 0 | 0.017577 | 0.024602 | 0.022 | 0.077097 | 0.044841 | 0.79686 | 1.3463 | 3.2056 | 0 | 0 | 0.010348 | 0.014977 | 0.011617 | 0.73278 | 0.0038515 | 1.1499 | 2.4828
|  | 724.8816 | 0 | 0 | -0.0015567 | -0.0090336 | 0.0043488 | 0.018704 | 0.031403 | 0.785 | 1.3277 | 3.1804 | 0 | 0 | 0.0098053 | 0.014565 | 0.011347 | 0.70505 | 0.0036992 | 1.1405 | 2.4604
|  | 725.1166 | 0 | 0 | 0.014183 | 0.026344 | 0.017438 | 0.070241 | 0.043944 | 0.78318 | 1.3224 | 3.1734 | 0 | 0 | 0.0087807 | 0.013405 | 0.010805 | 0.68266 | 0.0038138 | 1.1367 | 2.4528
|  | 725.3515 | 0 | 0 | -0.0076986 | -0.0061351 | 0.00013126 | 0.018242 | 0.033615 | 0.77215 | 1.3 | 3.1374 | 0 | 0 | 0.0082266 | 0.013751 | 0.0096857 | 0.66288 | 0.003563 | 1.1325 | 2.4431
|  | 725.5865 | 0 | 0 | 0.011699 | 0.026691 | 0.014422 | 0.055141 | 0.043935 | 0.77259 | 1.2993 | 3.1234 | 0 | 0 | 0.010393 | 0.01309 | 0.010505 | 0.6435 | 0.0037001 | 1.1224 | 2.4214
|  | 725.8215 | 0 | 0 | -2.2992e-05 | -0.012424 | -0.0021531 | 0.0035934 | 0.035478 | 0.76348 | 1.2844 | 3.0946 | 0 | 0 | 0.011001 | 0.01295 | 0.010113 | 0.62539 | 0.0038202 | 1.1188 | 2.4145
|  | 726.0565 | 0 | 0 | 0.013971 | 0.015618 | 0.010901 | 0.047973 | 0.044516 | 0.76312 | 1.2823 | 3.0816 | 0 | 0 | 0.010402 | 0.013691 | 0.010637 | 0.60989 | 0.003586 | 1.1217 | 2.4192
|  | 726.2914 | 0 | 0 | -0.0037716 | -0.0097039 | -0.00076542 | 0.029243 | 0.034939 | 0.75302 | 1.2677 | 3.0556 | 0 | 0 | 0.0093797 | 0.011425 | 0.010082 | 0.5902 | 0.0035401 | 1.1151 | 2.4085
|  | 726.5264 | 0 | 0 | 0.0056896 | 0.012253 | 0.0038199 | 0.064778 | 0.045542 | 0.75198 | 1.2569 | 3.0436 | 0 | 0 | 0.0085004 | 0.011227 | 0.0098459 | 0.5654 | 0.0036145 | 1.0948 | 2.3656
|  | 726.7614 | 0 | 0 | 0.001116 | -0.0029639 | -0.00097834 | 0.029235 | 0.039332 | 0.74495 | 1.2412 | 3.0238 | 0 | 0 | 0.0094236 | 0.011969 | 0.01092 | 0.54426 | 0.0029593 | 1.0872 | 2.3458
|  | 726.9965 | 0 | 0 | 0.010818 | 0.013712 | 0.013214 | 0.055675 | 0.043295 | 0.74292 | 1.2383 | 3.0042 | 0 | 0 | 0.010592 | 0.013654 | 0.010729 | 0.52785 | 0.0029897 | 1.0922 | 2.3554
|  | 727.2315 | 0 | 0 | 0.0018893 | 0.0013601 | 0.0077791 | 0.041962 | 0.038713 | 0.73507 | 1.2276 | 2.9718 | 0 | 0 | 0.0092202 | 0.015357 | 0.0099284 | 0.51131 | 0.0030532 | 1.0828 | 2.3353
|  | 727.4665 | 0 | 0 | 0.012649 | 0.016626 | 0.014469 | 0.049708 | 0.044557 | 0.73752 | 1.2227 | 2.9594 | 0 | 0 | 0.008363 | 0.013217 | 0.0091851 | 0.50238 | 0.0026814 | 1.0798 | 2.3288
|  | 727.7016 | 0 | 0 | 0.0051397 | 0.016288 | 0.006479 | 0.039676 | 0.042977 | 0.72878 | 1.2102 | 2.9359 | 0 | 0 | 0.0098356 | 0.014191 | 0.0096101 | 0.48911 | 0.0034456 | 1.0794 | 2.3269
|  | 727.9366 | 0 | 0 | 0.0062846 | 0.023266 | 0.0083311 | 0.056533 | 0.043055 | 0.72206 | 1.1982 | 2.9146 | 0 | 0 | 0.0094024 | 0.014248 | 0.0098808 | 0.47077 | 0.003286 | 1.0695 | 2.3063
|  | 728.1717 | 0 | 0 | 0.0034172 | 0.021936 | 0.0098362 | 0.049214 | 0.04232 | 0.71769 | 1.1885 | 2.8961 | 0 | 0 | 0.0098643 | 0.012116 | 0.01048 | 0.45855 | 0.0025431 | 1.0625 | 2.2931
|  | 728.4068 | 0 | 0 | 0.00064656 | 0.011194 | 0.006677 | 0.048757 | 0.043918 | 0.71227 | 1.1805 | 2.8771 | 0 | 0 | 0.0099278 | 0.011507 | 0.0096789 | 0.44216 | 0.0019531 | 1.0518 | 2.2713
|  | 728.6419 | 0 | 0 | 0.0077952 | 0.009243 | 0.0090192 | 0.044247 | 0.043519 | 0.70692 | 1.171 | 2.8573 | 0 | 0 | 0.0099921 | 0.012503 | 0.010075 | 0.4281 | 0.0032439 | 1.0439 | 2.2535
|  | 728.877 | 0 | 0 | 0.011212 | 0.01333 | 0.01018 | 0.029673 | 0.048167 | 0.70436 | 1.1625 | 2.8353 | 0 | 0 | 0.0096012 | 0.011941 | 0.0087656 | 0.41613 | 0.0033954 | 1.0421 | 2.249
|  | 729.1121 | 0 | 0 | 0.0063017 | 0.021003 | 0.012349 | 0.042855 | 0.048348 | 0.69921 | 1.1513 | 2.8138 | 0 | 0 | 0.0089816 | 0.011246 | 0.0081163 | 0.40344 | 0.0026933 | 1.0374 | 2.2373
|  | 729.3472 | 0 | 0 | 0.00089281 | 0.0030207 | 0.0042115 | 0.027317 | 0.041927 | 0.6858 | 1.1423 | 2.7967 | 0 | 0 | 0.0087541 | 0.011276 | 0.0094424 | 0.38912 | 0.0032219 | 1.0379 | 2.2349
|  | 729.5823 | 0 | 0 | 0.013221 | 0.008276 | 0.011106 | 0.060628 | 0.045986 | 0.68386 | 1.1399 | 2.7814 | 0 | 0 | 0.0087129 | 0.01212 | 0.0094307 | 0.37718 | 0.0036187 | 1.0375 | 2.2342
|  | 729.8174 | 0 | 0 | 0.0008237 | -0.0058061 | 0.0036436 | 0.037817 | 0.042431 | 0.67875 | 1.1263 | 2.7496 | 0 | 0 | 0.0090771 | 0.012784 | 0.0089521 | 0.36736 | 0.0031685 | 1.0313 | 2.2209
|  | 730.0526 | 0 | 0 | 0.0096843 | 0.017212 | 0.012708 | 0.068472 | 0.05095 | 0.6804 | 1.1192 | 2.738 | 0 | 0 | 0.0097986 | 0.013233 | 0.0091871 | 0.35577 | 0.0035444 | 1.0287 | 2.2134
|  | 730.2877 | 0 | 0 | 0.0044643 | -0.0011665 | 0.0015937 | 0.026942 | 0.040849 | 0.67433 | 1.1035 | 2.7214 | 0 | 0 | 0.0098926 | 0.0114 | 0.0093576 | 0.34429 | 0.0033013 | 1.0297 | 2.2165
|  | 730.5229 | 0 | 0 | 0.012523 | 0.013798 | 0.017289 | 0.06382 | 0.048147 | 0.67153 | 1.1006 | 2.7079 | 0 | 0 | 0.0093408 | 0.011808 | 0.0090686 | 0.33461 | 0.0034046 | 1.0223 | 2.2015
|  | 730.758 | 0 | 0 | -4.5942e-05 | -0.0068746 | 0.0086903 | 0.02873 | 0.043038 | 0.66464 | 1.089 | 2.6805 | 0 | 0 | 0.0077862 | 0.012711 | 0.009085 | 0.32138 | 0.0033366 | 1.0115 | 2.1776
|  | 730.9932 | 0 | 0 | 0.014641 | 0.031359 | 0.025997 | 0.054759 | 0.05695 | 0.66776 | 1.0906 | 2.6773 | 0 | 0 | 0.0071859 | 0.012332 | 0.0099803 | 0.31195 | 0.0025356 | 1.0079 | 2.171
|  | 731.2284 | 0 | 0 | -0.0045332 | -0.008852 | 0.0075391 | -3.7463e-05 | 0.045794 | 0.65433 | 1.0691 | 2.6452 | 0 | 0 | 0.0065995 | 0.010878 | 0.0091231 | 0.30223 | 0.0026041 | 1.0068 | 2.169
|  | 731.4636 | 0 | 0 | 0.0078469 | 0.029479 | 0.020018 | 0.06064 | 0.051199 | 0.65579 | 1.0665 | 2.6275 | 0 | 0 | 0.0077183 | 0.011266 | 0.008801 | 0.29401 | 0.0033429 | 1.0019 | 2.1573
|  | 731.6988 | 0 | 0 | -0.0084878 | -0.0046889 | -0.0020177 | 0.0059033 | 0.038232 | 0.64065 | 1.0511 | 2.6036 | 0 | 0 | 0.0081698 | 0.012326 | 0.0082569 | 0.28174 | 0.0036078 | 0.99332 | 2.1384
|  | 731.934 | 0 | 0 | 0.0028052 | 0.022901 | 0.016693 | 0.070694 | 0.055355 | 0.64526 | 1.0552 | 2.5983 | 0 | 0 | 0.006727 | 0.012128 | 0.0080823 | 0.27061 | 0.0040069 | 0.98605 | 2.1221
|  | 732.1692 | 0 | 0 | -0.0035944 | -0.0024536 | -0.0050437 | -0.0082738 | 0.04536 | 0.64131 | 1.0375 | 2.5681 | 0 | 0 | 0.0068021 | 0.010902 | 0.0082191 | 0.26341 | 0.0037066 | 0.98193 | 2.1128
|  | 732.4045 | 0 | 0 | 0.014429 | 0.032412 | 0.018555 | 0.063839 | 0.056611 | 0.63956 | 1.0355 | 2.5599 | 0 | 0 | 0.0077675 | 0.010877 | 0.0084674 | 0.25593 | 0.0036235 | 0.98039 | 2.1079
|  | 732.6397 | 0 | 0 | -0.012586 | -0.022057 | -0.0052938 | 0.0013873 | 0.037093 | 0.62032 | 1.0177 | 2.5354 | 0 | 0 | 0.0084105 | 0.010795 | 0.0085056 | 0.24595 | 0.0030157 | 0.97654 | 2.0974
|  | 732.875 | 0 | 0 | 0.021337 | 0.037038 | 0.017641 | 0.094018 | 0.059195 | 0.63296 | 1.028 | 2.535 | 0 | 0 | 0.0096679 | 0.013117 | 0.0085938 | 0.23806 | 0.0030651 | 0.97358 | 2.0898
|  | 733.1102 | 0 | 0 | -0.0052546 | -0.020638 | -0.00063955 | 0.015049 | 0.040231 | 0.61735 | 1.0016 | 2.4991 | 0 | 0 | 0.0091335 | 0.012486 | 0.0085632 | 0.22853 | 0.0033842 | 0.96473 | 2.072
|  | 733.3455 | 0 | 0 | 0.016708 | 0.026101 | 0.024454 | 0.065698 | 0.057144 | 0.62277 | 1.0099 | 2.4977 | 0 | 0 | 0.0084349 | 0.012354 | 0.00913 | 0.21898 | 0.003833 | 0.95297 | 2.0462
|  | 733.5807 | 0 | 0 | -0.004945 | -0.014456 | -0.0035831 | -0.021567 | 0.044551 | 0.61016 | 0.98628 | 2.4729 | 0 | 0 | 0.0069136 | 0.013273 | 0.0083948 | 0.21258 | 0.0037115 | 0.94622 | 2.0308
|  | 733.816 | 0 | 0 | 0.024091 | 0.03813 | 0.020349 | 0.082948 | 0.062383 | 0.61707 | 0.99576 | 2.4646 | 0 | 0 | 0.0061945 | 0.012796 | 0.007925 | 0.20701 | 0.0033486 | 0.93932 | 2.0169
|  | 734.0513 | 0 | 0 | -0.0063419 | -0.015557 | -0.0092475 | -0.0054852 | 0.046074 | 0.60493 | 0.97146 | 2.43 | 0 | 0 | 0.0074023 | 0.011382 | 0.0076817 | 0.20194 | 0.0036543 | 0.937 | 2.01
|  | 734.2866 | 0 | 0 | 0.024383 | 0.035337 | 0.030092 | 0.077527 | 0.069795 | 0.61262 | 0.98344 | 2.4356 | 0 | 0 | 0.008137 | 0.011755 | 0.0080486 | 0.19957 | 0.0040959 | 0.93506 | 2.0051
|  | 734.5219 | 0 | 0 | -0.013879 | -0.029569 | -0.00045669 | -0.021447 | 0.038014 | 0.59294 | 0.95038 | 2.4052 | 0 | 0 | 0.0078214 | 0.010683 | 0.0080095 | 0.1946 | 0.0038159 | 0.93547 | 2.0081
|  | 734.7573 | 0 | 0 | 0.010978 | 0.033825 | 0.029421 | 0.097259 | 0.060419 | 0.59691 | 0.96009 | 2.4015 | 0 | 0 | 0.0094456 | 0.010164 | 0.0078489 | 0.19045 | 0.0039563 | 0.93262 | 1.9998
|  | 734.9926 | 0 | 0 | -0.016994 | -0.021423 | -0.0075248 | -0.014127 | 0.042469 | 0.58387 | 0.93975 | 2.3761 | 0 | 0 | 0.0095471 | 0.0099927 | 0.0074305 | 0.1834 | 0.0036765 | 0.92412 | 1.9794
|  | 735.2279 | 0 | 0 | 0.028086 | 0.043987 | 0.026096 | 0.084433 | 0.070085 | 0.59516 | 0.95103 | 2.3736 | 0 | 0 | 0.0080253 | 0.010581 | 0.0076541 | 0.17509 | 0.0033413 | 0.92137 | 1.9728
|  | 735.4633 | 0 | 0 | -0.017691 | -0.02254 | -0.014827 | -0.024151 | 0.044867 | 0.57635 | 0.92267 | 2.3429 | 0 | 0 | 0.0067449 | 0.010111 | 0.0076266 | 0.16676 | 0.0028385 | 0.91544 | 1.9587
|  | 735.6987 | 0 | 0 | 0.030135 | 0.051073 | 0.025819 | 0.10317 | 0.073241 | 0.58963 | 0.93832 | 2.338 | 0 | 0 | 0.0068024 | 0.01043 | 0.0076597 | 0.16194 | 0.0026969 | 0.90607 | 1.9386
|  | 735.934 | 0 | 0 | -0.005455 | -0.022867 | -0.007596 | -0.021943 | 0.044646 | 0.57375 | 0.9126 | 2.3126 | 0 | 0 | 0.0072711 | 0.011592 | 0.0073738 | 0.15803 | 0.0024541 | 0.89813 | 1.9226
|  | 736.1694 | 0 | 0 | 0.01748 | 0.029414 | 0.028167 | 0.079046 | 0.072393 | 0.57706 | 0.92416 | 2.3126 | 0 | 0 | 0.0069867 | 0.01218 | 0.0076538 | 0.15533 | 0.0024617 | 0.89085 | 1.9079
|  | 736.4048 | 0 | 0 | -0.016885 | -0.034546 | -0.014195 | -0.038843 | 0.040537 | 0.56377 | 0.89312 | 2.2761 | 0 | 0 | 0.0063895 | 0.011046 | 0.0075312 | 0.14849 | 0.0031461 | 0.8862 | 1.8973
|  | 736.6402 | 0 | 0 | 0.025773 | 0.045 | 0.033765 | 0.083953 | 0.069364 | 0.57068 | 0.9021 | 2.2697 | 0 | 0 | 0.0074092 | 0.0098222 | 0.0077377 | 0.14267 | 0.0039093 | 0.88262 | 1.8879
|  | 736.8756 | 0 | 0 | -0.022688 | -0.032264 | -0.01785 | -0.058721 | 0.040313 | 0.55241 | 0.87801 | 2.2339 | 0 | 0 | 0.0073397 | 0.0083737 | 0.0077636 | 0.14013 | 0.0036991 | 0.87791 | 1.8771
|  | 737.111 | 0 | 0 | 0.022299 | 0.052985 | 0.037604 | 0.10591 | 0.082519 | 0.56433 | 0.89368 | 2.2439 | 0 | 0 | 0.0063278 | 0.0086363 | 0.0074309 | 0.1378 | 0.0034683 | 0.87328 | 1.8658
|  | 737.3464 | 0 | 0 | -0.0094669 | -0.032292 | -0.015409 | -0.034638 | 0.046395 | 0.54762 | 0.86569 | 2.2091 | 0 | 0 | 0.0064026 | 0.0093919 | 0.0068652 | 0.13219 | 0.0029603 | 0.86861 | 1.8554
|  | 737.5819 | 0 | 0 | 0.012661 | 0.050236 | 0.030615 | 0.10855 | 0.070942 | 0.55601 | 0.87988 | 2.2135 | 0 | 0 | 0.0078594 | 0.011337 | 0.0073749 | 0.13087 | 0.0030988 | 0.86391 | 1.8456
|  | 737.8173 | 0 | 0 | -0.018058 | -0.040902 | -0.014706 | -0.04389 | 0.046961 | 0.54062 | 0.85233 | 2.1732 | 0 | 0 | 0.00788 | 0.012572 | 0.0078813 | 0.13139 | 0.0033889 | 0.85851 | 1.8327
|  | 738.0527 | 0 | 0 | 0.022619 | 0.049505 | 0.031205 | 0.11034 | 0.080455 | 0.55537 | 0.87294 | 2.1856 | 0 | 0 | 0.0078032 | 0.012948 | 0.0080586 | 0.12794 | 0.003874 | 0.85386 | 1.821
|  | 738.2882 | 0 | 0 | -0.018407 | -0.041024 | -0.016958 | -0.038787 | 0.045921 | 0.5315 | 0.83576 | 2.1462 | 0 | 0 | 0.0075452 | 0.011719 | 0.0073665 | 0.12148 | 0.0040779 | 0.85014 | 1.8108
|  | 738.5237 | 0 | 0 | 0.015328 | 0.0585 | 0.031173 | 0.11726 | 0.075925 | 0.54228 | 0.84733 | 2.1486 | 0 | 0 | 0.0080492 | 0.011617 | 0.0072914 | 0.11804 | 0.0041803 | 0.84608 | 1.8014
|  | 738.7591 | 0 | 0 | -0.028126 | -0.047938 | -0.022867 | -0.062531 | 0.046058 | 0.5211 | 0.81767 | 2.0994 | 0 | 0 | 0.0086031 | 0.011983 | 0.0072472 | 0.11316 | 0.0038211 | 0.84059 | 1.7904
|  | 738.9946 | 0 | 0 | 0.025676 | 0.059279 | 0.029997 | 0.1095 | 0.079554 | 0.53842 | 0.83748 | 2.121 | 0 | 0 | 0.00695 | 0.010732 | 0.007177 | 0.10738 | 0.0029901 | 0.83504 | 1.7786
|  | 739.2301 | 0 | 0 | -0.0042755 | -0.032342 | -0.0066999 | -0.011007 | 0.052423 | 0.51942 | 0.8131 | 2.0813 | 0 | 0 | 0.0053967 | 0.0089147 | 0.0067876 | 0.10297 | 0.0019832 | 0.83043 | 1.7673
|  | 739.4656 | 0 | 0 | 0.030387 | 0.053633 | 0.029336 | 0.13777 | 0.079768 | 0.52614 | 0.82345 | 2.0914 | 0 | 0 | 0.00715 | 0.0095381 | 0.0070772 | 0.1025 | 0.0022517 | 0.82674 | 1.757
|  | 739.7011 | 0 | 0 | -0.017812 | -0.027883 | -0.012722 | -0.041939 | 0.051571 | 0.50831 | 0.7924 | 2.0535 | 0 | 0 | 0.0081734 | 0.010303 | 0.0070862 | 0.099956 | 0.0028769 | 0.82215 | 1.7473
|  | 739.9367 | 0 | 0 | 0.026363 | 0.050639 | 0.034432 | 0.11591 | 0.080967 | 0.52671 | 0.81378 | 2.065 | 0 | 0 | 0.0079357 | 0.010683 | 0.0068026 | 0.096922 | 0.0032358 | 0.81755 | 1.7379
|  | 740.1722 | 0 | 0 | -0.0097475 | -0.025694 | -0.0056114 | -0.029641 | 0.058215 | 0.50699 | 0.78705 | 2.0204 | 0 | 0 | 0.0076507 | 0.010975 | 0.0066446 | 0.092736 | 0.0031669 | 0.8129 | 1.7266
|  | 740.4077 | 0 | 0 | 0.028659 | 0.047344 | 0.029483 | 0.07075 | 0.078377 | 0.51261 | 0.7964 | 2.0233 | 0 | 0 | 0.00768 | 0.011685 | 0.0076411 | 0.090359 | 0.003384 | 0.80769 | 1.7148
|  | 740.6433 | 0 | 0 | -0.014464 | -0.031087 | -0.017409 | -0.034218 | 0.059351 | 0.49593 | 0.77223 | 1.9963 | 0 | 0 | 0.0075701 | 0.010091 | 0.0079631 | 0.090901 | 0.0036705 | 0.80281 | 1.7033
|  | 740.8788 | 0 | 0 | 0.019786 | 0.025934 | 0.025314 | 0.090326 | 0.073854 | 0.50026 | 0.78223 | 1.9977 | 0 | 0 | 0.0066777 | 0.009254 | 0.0069311 | 0.091959 | 0.0033214 | 0.79827 | 1.6914
|  | 741.1144 | 0 | 0 | -0.019259 | -0.026765 | -0.0084416 | -0.021464 | 0.057255 | 0.48967 | 0.75722 | 1.9711 | 0 | 0 | 0.0059756 | 0.0087314 | 0.0055854 | 0.087665 | 0.0032197 | 0.79297 | 1.6802
|  | 741.35 | 0 | 0 | 0.022259 | 0.046631 | 0.027831 | 0.070693 | 0.08908 | 0.50174 | 0.77553 | 1.9782 | 0 | 0 | 0.0060728 | 0.0082289 | 0.0060625 | 0.08421 | 0.0033066 | 0.78838 | 1.6696
|  | 741.5856 | 0 | 0 | -0.01594 | -0.022938 | -0.0096961 | -0.013696 | 0.061743 | 0.48491 | 0.75262 | 1.9434 | 0 | 0 | 0.0057523 | 0.0077908 | 0.0066998 | 0.082254 | 0.002135 | 0.78422 | 1.659
|  | 741.8212 | 0 | 0 | 0.022059 | 0.045541 | 0.029127 | 0.09129 | 0.08613 | 0.49431 | 0.76132 | 1.939 | 0 | 0 | 0.0059717 | 0.0095223 | 0.0066537 | 0.080197 | 0.0019711 | 0.7795 | 1.6502
|  | 742.0568 | 0 | 0 | -0.010308 | -0.015549 | -0.009495 | -0.027857 | 0.066025 | 0.47726 | 0.73542 | 1.9092 | 0 | 0 | 0.0063414 | 0.010605 | 0.0064701 | 0.076489 | 0.0024769 | 0.77519 | 1.6407
|  | 742.2924 | 0 | 0 | 0.019804 | 0.03616 | 0.017021 | 0.072583 | 0.086241 | 0.48482 | 0.74879 | 1.907 | 0 | 0 | 0.0067583 | 0.01106 | 0.0062969 | 0.076067 | 0.0027013 | 0.7724 | 1.6314
|  | 742.528 | 0 | 0 | -0.0088031 | -0.011097 | -0.010616 | -0.016433 | 0.067635 | 0.47051 | 0.7275 | 1.888 | 0 | 0 | 0.0054793 | 0.009889 | 0.0057205 | 0.076169 | 0.0026875 | 0.76837 | 1.6215
|  | 742.7636 | 0 | 0 | 0.01171 | 0.041145 | 0.016393 | 0.058406 | 0.088501 | 0.47667 | 0.73313 | 1.8822 | 0 | 0 | 0.0050954 | 0.0094229 | 0.0060891 | 0.075957 | 0.0026765 | 0.76341 | 1.6112
|  | 742.9993 | 0 | 0 | -0.0092667 | -0.018438 | -0.016772 | -0.01003 | 0.071098 | 0.4677 | 0.71955 | 1.857 | 0 | 0 | 0.0061203 | 0.0093142 | 0.0063129 | 0.073566 | 0.0027469 | 0.75823 | 1.6004
|  | 743.2349 | 0 | 0 | 0.0090148 | 0.023204 | 0.018499 | 0.07623 | 0.089006 | 0.47436 | 0.72253 | 1.8547 | 0 | 0 | 0.0071106 | 0.0093602 | 0.0063629 | 0.070863 | 0.0030817 | 0.75249 | 1.5885
|  | 743.4706 | 0 | 0 | -0.0018259 | -0.0073276 | -5.6952e-05 | -0.014106 | 0.072904 | 0.46186 | 0.70554 | 1.8336 | 0 | 0 | 0.0072439 | 0.0098405 | 0.0063033 | 0.069378 | 0.0036203 | 0.74691 | 1.5765
|  | 743.7062 | 0 | 0 | 0.025401 | 0.038388 | 0.021796 | 0.058844 | 0.088642 | 0.46921 | 0.71337 | 1.8325 | 0 | 0 | 0.0071972 | 0.010403 | 0.0064643 | 0.069273 | 0.0045498 | 0.74291 | 1.5661
|  | 743.9419 | 0 | 0 | -0.0040522 | -0.017349 | -0.0027993 | -0.0091279 | 0.073791 | 0.45433 | 0.6969 | 1.8017 | 0 | 0 | 0.0067397 | 0.01019 | 0.0061056 | 0.066459 | 0.0038603 | 0.73929 | 1.5578
|  | 744.1776 | 0 | 0 | 0.011693 | 0.019003 | 0.014703 | 0.060198 | 0.087259 | 0.45789 | 0.69506 | 1.7985 | 0 | 0 | 0.0061762 | 0.010267 | 0.006018 | 0.066566 | 0.0031066 | 0.73577 | 1.5487
|  | 744.4133 | 0 | 0 | -0.013583 | -0.025431 | -0.0063649 | -0.0077066 | 0.074331 | 0.44629 | 0.67912 | 1.7736 | 0 | 0 | 0.0058589 | 0.010116 | 0.0059723 | 0.064703 | 0.0026826 | 0.73179 | 1.5378
|  | 744.649 | 0 | 0 | 0.012958 | 0.01719 | 0.01109 | 0.058885 | 0.088967 | 0.4514 | 0.68066 | 1.7677 | 0 | 0 | 0.0077795 | 0.011539 | 0.0064839 | 0.06317 | 0.003109 | 0.72754 | 1.5276
|  | 744.8847 | 0 | 0 | -0.0058955 | -0.0081291 | -0.0035778 | 0.005054 | 0.075066 | 0.44102 | 0.66823 | 1.7466 | 0 | 0 | 0.0092788 | 0.010752 | 0.006692 | 0.063661 | 0.0035879 | 0.72304 | 1.517
|  | 745.1204 | 0 | 0 | 0.0049682 | 0.022448 | 0.014011 | 0.063876 | 0.088009 | 0.4435 | 0.67405 | 1.7361 | 0 | 0 | 0.0081808 | 0.010263 | 0.0066783 | 0.060744 | 0.0035745 | 0.71879 | 1.5071
|  | 745.3561 | 0 | 0 | -0.0028787 | -0.012497 | 0.00019328 | 0.0095274 | 0.081444 | 0.43683 | 0.6645 | 1.7144 | 0 | 0 | 0.0061376 | 0.010531 | 0.0059433 | 0.059573 | 0.0029961 | 0.71399 | 1.4961
|  | 745.5919 | 0 | 0 | 0.0097591 | 0.014167 | 0.016 | 0.051992 | 0.093504 | 0.43883 | 0.6644 | 1.7119 | 0 | 0 | 0.005721 | 0.010499 | 0.005061 | 0.058996 | 0.0026496 | 0.7097 | 1.4854
|  | 745.8276 | 0 | 0 | -0.0035312 | -0.0019861 | 0.0023208 | 0.013221 | 0.087331 | 0.43273 | 0.65196 | 1.6982 | 0 | 0 | 0.0062781 | 0.0097829 | 0.0049223 | 0.056184 | 0.0024348 | 0.70528 | 1.4769
|  | 746.0634 | 0 | 0 | 0.0025071 | 0.022507 | 0.012869 | 0.049245 | 0.092905 | 0.43033 | 0.64921 | 1.692 | 0 | 0 | 0.0063483 | 0.0097416 | 0.0061217 | 0.057405 | 0.0027597 | 0.70073 | 1.4685
|  | 746.2992 | 0 | 0 | -0.0060669 | -0.010613 | 0.0028141 | 0.0068302 | 0.085379 | 0.41957 | 0.63745 | 1.6695 | 0 | 0 | 0.0073305 | 0.009427 | 0.0061632 | 0.054482 | 0.0033347 | 0.69734 | 1.4571
|  | 746.5349 | 0 | 0 | 0.010365 | 0.014784 | 0.012866 | 0.042 | 0.097921 | 0.42359 | 0.64061 | 1.6607 | 0 | 0 | 0.0074536 | 0.0089383 | 0.0059418 | 0.051075 | 0.0036049 | 0.69412 | 1.4474
|  | 746.7707 | 0 | 0 | 0.0090206 | -0.0012823 | 0.0050154 | 0.033737 | 0.095623 | 0.42043 | 0.63652 | 1.6463 | 0 | 0 | 0.0059385 | 0.0080546 | 0.0066698 | 0.051196 | 0.0036185 | 0.69025 | 1.4394
|  | 747.0065 | 0 | 0 | 0.009009 | 0.0075589 | 0.0099386 | 0.036055 | 0.09725 | 0.42192 | 0.63287 | 1.6379 | 0 | 0 | 0.0070741 | 0.010278 | 0.0069959 | 0.051892 | 0.0046123 | 0.68717 | 1.431
|  | 747.2423 | 0 | 0 | 0.0040294 | 0.0071921 | 0.0022568 | 0.0059882 | 0.092557 | 0.41864 | 0.62598 | 1.6274 | 0 | 0 | 0.0069191 | 0.0092589 | 0.0058365 | 0.050831 | 0.004035 | 0.6826 | 1.422
|  | 747.4781 | 0 | 0 | 0.0015338 | 0.013296 | 0.0046355 | 0.018239 | 0.097071 | 0.41488 | 0.62063 | 1.6141 | 0 | 0 | 0.0055071 | 0.0093152 | 0.0062699 | 0.05099 | 0.0035394 | 0.67892 | 1.4134
|  | 747.7139 | 0 | 0 | -0.0020147 | 0.00011696 | 0.0039817 | 0.0045046 | 0.093018 | 0.40581 | 0.61252 | 1.5971 | 0 | 0 | 0.0051673 | 0.010728 | 0.0068092 | 0.04742 | 0.0037435 | 0.67554 | 1.4031
|  | 747.9497 | 0 | 0 | 0.010331 | 0.011307 | 0.0064505 | 0.025943 | 0.09879 | 0.40731 | 0.61347 | 1.5966 | 0 | 0 | 0.0061368 | 0.0091991 | 0.0058881 | 0.044333 | 0.0030781 | 0.66997 | 1.3935
|  | 748.1856 | 0 | 0 | 0.0096212 | 0.013649 | 0.0043168 | 0.029621 | 0.1022 | 0.40525 | 0.60687 | 1.5877 | 0 | 0 | 0.0079726 | 0.0102 | 0.0060515 | 0.046723 | 0.0036957 | 0.66624 | 1.3856
|  | 748.4214 | 0 | 0 | 0.0028961 | 0.010917 | 0.0038634 | 0.032858 | 0.09952 | 0.39743 | 0.59903 | 1.5731 | 0 | 0 | 0.0073374 | 0.010703 | 0.0065712 | 0.046414 | 0.0041154 | 0.66279 | 1.3746
|  | 748.6573 | 0 | 0 | -0.001368 | 0.0092713 | 0.0075545 | 0.026007 | 0.099324 | 0.39585 | 0.59674 | 1.5624 | 0 | 0 | 0.00485 | 0.0089355 | 0.0061066 | 0.044822 | 0.0030041 | 0.65749 | 1.3649
|  | 748.8931 | 0 | 0 | -0.0085913 | 0.0071787 | 0.0049586 | 0.031028 | 0.10076 | 0.39572 | 0.59455 | 1.5515 | 0 | 0 | 0.0047248 | 0.0082966 | 0.0060528 | 0.042379 | 0.0020287 | 0.65282 | 1.3576
|  | 749.129 | 0 | 0 | -0.0025416 | 0.003516 | 0.0050574 | 0.035584 | 0.10723 | 0.39853 | 0.59158 | 1.5408 | 0 | 0 | 0.0052513 | 0.0092961 | 0.0061044 | 0.042763 | 0.002778 | 0.64915 | 1.3479
|  | 749.3649 | 0 | 0 | 0.0010701 | -0.0048427 | 0.005982 | 0.017753 | 0.10949 | 0.39462 | 0.58508 | 1.5284 | 0 | 0 | 0.0050675 | 0.0088427 | 0.005089 | 0.040692 | 0.0037616 | 0.64523 | 1.3377
|  | 749.6008 | 0 | 0 | 0.0099192 | 0.0088042 | 0.0098312 | 0.025992 | 0.11392 | 0.39459 | 0.58145 | 1.5164 | 0 | 0 | 0.0053545 | 0.0082505 | 0.0051956 | 0.038874 | 0.0032392 | 0.64222 | 1.3298
|  | 749.8367 | 0 | 0 | 0.0031652 | -0.0019279 | 0.0023969 | -0.0045847 | 0.10904 | 0.38762 | 0.5735 | 1.5033 | 0 | 0 | 0.0054601 | 0.0080209 | 0.0050169 | 0.037221 | 0.0025065 | 0.63784 | 1.3194
|  | 750.0726 | 0 | 0 | 0.0022724 | 0.013526 | 0.01036 | 0.026872 | 0.1156 | 0.38444 | 0.57428 | 1.4983 | 0 | 0 | 0.0050928 | 0.0095575 | 0.0043307 | 0.036053 | 0.0024625 | 0.63359 | 1.3098
|  | 750.3085 | 0 | 0 | -0.0078699 | -0.0017786 | 0.0034884 | 0.020568 | 0.11096 | 0.37862 | 0.56635 | 1.4849 | 0 | 0 | 0.0050003 | 0.010645 | 0.0043781 | 0.037757 | 0.0024175 | 0.63034 | 1.3016
|  | 750.5444 | 0 | 0 | 0.0034114 | 0.013282 | 0.008509 | 0.045238 | 0.12092 | 0.38028 | 0.56501 | 1.4782 | 0 | 0 | 0.0058665 | 0.0092629 | 0.0051962 | 0.038079 | 0.0029871 | 0.62617 | 1.2922
|  | 750.7804 | 0 | 0 | -0.0087513 | -0.003394 | -0.0030295 | 0.0063573 | 0.11401 | 0.37327 | 0.55451 | 1.4603 | 0 | 0 | 0.0047839 | 0.0072271 | 0.0047761 | 0.03554 | 0.0027415 | 0.62136 | 1.2826
|  | 751.0163 | 0 | 0 | 0.00090422 | 0.016672 | 0.0089628 | 0.042413 | 0.11989 | 0.37476 | 0.55441 | 1.4514 | 0 | 0 | 0.0050463 | 0.0074441 | 0.0048258 | 0.03613 | 0.0031263 | 0.6181 | 1.2743
|  | 751.2523 | 0 | 0 | -0.010583 | -0.014716 | -0.0042711 | 0.013283 | 0.1139 | 0.36694 | 0.54399 | 1.436 | 0 | 0 | 0.0054368 | 0.0058031 | 0.0049145 | 0.038308 | 0.003021 | 0.61456 | 1.2652
|  | 751.4882 | 0 | 0 | 0.0067194 | 0.0082309 | 0.0058412 | 0.056161 | 0.12718 | 0.3712 | 0.54839 | 1.4294 | 0 | 0 | 0.0056199 | 0.0064666 | 0.0045677 | 0.038947 | 0.0028982 | 0.61113 | 1.2563
|  | 751.7242 | 0 | 0 | -0.0015567 | -0.013008 | -0.0030293 | 0.017799 | 0.11984 | 0.36567 | 0.53959 | 1.4138 | 0 | 0 | 0.0064823 | 0.0076205 | 0.0047156 | 0.035163 | 0.0031975 | 0.60721 | 1.2468
|  | 751.9602 | 0 | 0 | 0.0086202 | 0.014733 | 0.014689 | 0.056119 | 0.13056 | 0.36868 | 0.53826 | 1.4078 | 0 | 0 | 0.0075824 | 0.0095976 | 0.0062545 | 0.032181 | 0.0040999 | 0.60386 | 1.2379
|  | 752.1961 | 0 | 0 | -0.0078124 | -0.014217 | -0.0048806 | 0.0023046 | 0.12085 | 0.3579 | 0.52642 | 1.3892 | 0 | 0 | 0.0071436 | 0.010642 | 0.0065511 | 0.031335 | 0.004432 | 0.60028 | 1.2294
|  | 752.4321 | 0 | 0 | 0.0040868 | 0.024544 | 0.0084819 | 0.042414 | 0.13288 | 0.35779 | 0.53034 | 1.391 | 0 | 0 | 0.0067595 | 0.011114 | 0.0063341 | 0.032721 | 0.0039363 | 0.59602 | 1.2206
|  | 752.6681 | 0 | 0 | -0.0092092 | -0.011691 | -0.0056837 | 0.0017746 | 0.12288 | 0.35577 | 0.52382 | 1.3743 | 0 | 0 | 0.0065989 | 0.0096028 | 0.0055075 | 0.031873 | 0.0036525 | 0.59267 | 1.2128
|  | 752.9042 | 0 | 0 | 0.020479 | 0.029673 | 0.014226 | 0.068424 | 0.14528 | 0.36152 | 0.52972 | 1.37 | 0 | 0 | 0.0061226 | 0.0087794 | 0.0051488 | 0.032463 | 0.0036591 | 0.58915 | 1.2066
|  | 753.1402 | 0 | 0 | -0.0048025 | -0.010641 | -0.0060276 | -0.0077485 | 0.13149 | 0.35157 | 0.51225 | 1.3524 | 0 | 0 | 0.0058866 | 0.0090341 | 0.0050786 | 0.033311 | 0.00299 | 0.58461 | 1.1976
|  | 753.3762 | 0 | 0 | 0.016931 | 0.02574 | 0.017364 | 0.057969 | 0.14786 | 0.35694 | 0.51876 | 1.3552 | 0 | 0 | 0.0063047 | 0.0086937 | 0.0051355 | 0.032673 | 0.0030814 | 0.58155 | 1.1895
|  | 753.6123 | 0 | 0 | -0.012053 | -0.018416 | -0.008948 | -0.0036347 | 0.13131 | 0.34439 | 0.50194 | 1.3361 | 0 | 0 | 0.0055186 | 0.0079781 | 0.0050786 | 0.030078 | 0.0032345 | 0.57843 | 1.1821
|  | 753.8483 | 0 | 0 | 0.013777 | 0.034023 | 0.01463 | 0.083967 | 0.14889 | 0.34916 | 0.51035 | 1.3373 | 0 | 0 | 0.0046804 | 0.0077859 | 0.0049637 | 0.029706 | 0.003351 | 0.5748 | 1.1739
|  | 754.0843 | 0 | 0 | -0.011876 | -0.0082436 | -0.0090541 | -0.012805 | 0.13672 | 0.34097 | 0.49697 | 1.3198 | 0 | 0 | 0.0046539 | 0.0073457 | 0.0045535 | 0.028525 | 0.0032243 | 0.57119 | 1.1655
|  | 754.3204 | 0 | 0 | 0.014006 | 0.027443 | 0.018355 | 0.060213 | 0.1574 | 0.34577 | 0.50422 | 1.3174 | 0 | 0 | 0.0053658 | 0.007534 | 0.0045608 | 0.028203 | 0.0032277 | 0.56797 | 1.1568
|  | 754.5565 | 0 | 0 | -0.0036058 | -0.029715 | -0.0075019 | -0.016964 | 0.14312 | 0.33583 | 0.49143 | 1.2949 | 0 | 0 | 0.0057092 | 0.0074051 | 0.0045541 | 0.02911 | 0.0035499 | 0.56465 | 1.1486
|  | 754.7926 | 0 | 0 | -0.018207 | -0.040053 | -0.021856 | -0.041999 | 0.13602 | 0.3279 | 0.48092 | 1.274 | 0 | 0 | 0.0050298 | 0.0079573 | 0.0047166 | 0.030392 | 0.0038513 | 0.56156 | 1.142
|  | 755.0287 | 0 | 0 | 0.0092092 | 0.020513 | 0.016067 | 0.066145 | 0.15961 | 0.33508 | 0.49154 | 1.2749 | 0 | 0 | 0.003135 | 0.0067059 | 0.0038545 | 0.028322 | 0.003801 | 0.55822 | 1.1343
|  | 755.2648 | 0 | 0 | -0.018682 | -0.019582 | -0.0055426 | -0.026489 | 0.14676 | 0.32609 | 0.47325 | 1.2542 | 0 | 0 | 0.002886 | 0.0059715 | 0.0039037 | 0.027157 | 0.0036427 | 0.554 | 1.1249
|  | 755.5009 | 0 | 0 | 0.015276 | 0.028225 | 0.026672 | 0.06609 | 0.17008 | 0.33315 | 0.48483 | 1.2612 | 0 | 0 | 0.0034163 | 0.0062574 | 0.0045621 | 0.027373 | 0.0032825 | 0.54931 | 1.1157
|  | 755.737 | 0 | 0 | -0.014395 | -0.02853 | -0.010773 | -0.025976 | 0.14885 | 0.32231 | 0.46818 | 1.2366 | 0 | 0 | 0.0033985 | 0.0073322 | 0.0047073 | 0.026565 | 0.0033936 | 0.5451 | 1.1073
|  | 755.9731 | 0 | 0 | 0.020577 | 0.041212 | 0.02204 | 0.075772 | 0.17596 | 0.33253 | 0.47603 | 1.243 | 0 | 0 | 0.0033726 | 0.0071665 | 0.0042016 | 0.023839 | 0.0032744 | 0.54162 | 1.0993
|  | 756.2092 | 0 | 0 | -0.017749 | -0.012672 | -0.01572 | -0.010102 | 0.15185 | 0.3165 | 0.45874 | 1.2191 | 0 | 0 | 0.0041281 | 0.0071227 | 0.0039618 | 0.024322 | 0.0032419 | 0.53887 | 1.0915
|  | 756.4454 | 0 | 0 | 0.024262 | 0.048071 | 0.022825 | 0.078505 | 0.18596 | 0.33155 | 0.47357 | 1.2285 | 0 | 0 | 0.0043092 | 0.006138 | 0.0040947 | 0.02406 | 0.0028212 | 0.53609 | 1.083
|  | 756.6816 | 0 | 0 | -0.022088 | -0.026906 | -0.010542 | -0.018742 | 0.16187 | 0.31467 | 0.45435 | 1.2052 | 0 | 0 | 0.0047883 | 0.0060075 | 0.0054663 | 0.025122 | 0.0029419 | 0.53344 | 1.0755
|  | 756.9177 | 0 | 0 | 0.026775 | 0.03722 | 0.026156 | 0.078529 | 0.19239 | 0.3277 | 0.47004 | 1.2129 | 0 | 0 | 0.0052588 | 0.0073478 | 0.0057798 | 0.024802 | 0.0035781 | 0.53032 | 1.0683
|  | 757.1539 | 0 | 0 | -0.014812 | -0.038749 | -0.015027 | -0.02424 | 0.16313 | 0.30823 | 0.44622 | 1.189 | 0 | 0 | 0.0059938 | 0.0083045 | 0.0049743 | 0.024005 | 0.0042456 | 0.52732 | 1.062
|  | 757.3901 | 0 | 0 | 0.0086938 | 0.031184 | 0.026584 | 0.075261 | 0.18867 | 0.32145 | 0.45837 | 1.1931 | 0 | 0 | 0.0056266 | 0.0067906 | 0.0046037 | 0.024282 | 0.0039405 | 0.52424 | 1.0547
|  | 757.6263 | 0 | 0 | -0.012896 | -0.037473 | -0.014634 | -0.035127 | 0.1706 | 0.3051 | 0.4387 | 1.1695 | 0 | 0 | 0.0050156 | 0.0063426 | 0.0052867 | 0.025094 | 0.0032297 | 0.52069 | 1.0471
|  | 757.8624 | 0 | 0 | 0.023318 | 0.034688 | 0.032272 | 0.077111 | 0.19837 | 0.31562 | 0.45243 | 1.178 | 0 | 0 | 0.004965 | 0.0067507 | 0.0050873 | 0.023701 | 0.0028237 | 0.5169 | 1.04
|  | 758.0987 | 0 | 0 | -0.018172 | -0.048891 | -0.020628 | -0.039764 | 0.17048 | 0.29746 | 0.42796 | 1.1486 | 0 | 0 | 0.0047921 | 0.006692 | 0.0048693 | 0.024012 | 0.0032538 | 0.51388 | 1.0333
|  | 758.3349 | 0 | 0 | 0.015122 | 0.056065 | 0.031566 | 0.12643 | 0.20464 | 0.31303 | 0.4465 | 1.1606 | 0 | 0 | 0.0043709 | 0.0053233 | 0.0047888 | 0.025031 | 0.0034015 | 0.51152 | 1.0271
|  | 758.5711 | 0 | 0 | -0.017325 | -0.04189 | -0.011339 | -0.058846 | 0.18606 | 0.30181 | 0.42836 | 1.1391 | 0 | 0 | 0.0051027 | 0.0062898 | 0.0051205 | 0.026527 | 0.0033343 | 0.50923 | 1.0214
|  | 758.8073 | 0 | 0 | 0.023627 | 0.057983 | 0.034499 | 0.10031 | 0.21404 | 0.31017 | 0.43903 | 1.1422 | 0 | 0 | 0.0051283 | 0.0077186 | 0.0047152 | 0.024981 | 0.0030893 | 0.50562 | 1.0144
|  | 759.0436 | 0 | 0 | -0.018505 | -0.045436 | -0.017864 | -0.05024 | 0.18397 | 0.29308 | 0.41554 | 1.1166 | 0 | 0 | 0.0041509 | 0.0089438 | 0.0042346 | 0.024344 | 0.0031056 | 0.5018 | 1.0057
|  | 759.2798 | 0 | 0 | 0.010389 | 0.04019 | 0.019915 | 0.098493 | 0.21419 | 0.30407 | 0.43484 | 1.1223 | 0 | 0 | 0.0027852 | 0.0069861 | 0.0036131 | 0.024351 | 0.0032472 | 0.49875 | 0.99696
|  | 759.5161 | 0 | 0 | -0.02302 | -0.042461 | -0.017539 | -0.052053 | 0.18748 | 0.28733 | 0.40993 | 1.0989 | 0 | 0 | 0.0029497 | 0.0059633 | 0.0035356 | 0.024511 | 0.003846 | 0.49599 | 0.99009
|  | 759.7523 | 0 | 0 | 0.030987 | 0.059419 | 0.032093 | 0.10441 | 0.22817 | 0.30667 | 0.43038 | 1.1182 | 0 | 0 | 0.0034696 | 0.0066403 | 0.0034297 | 0.022692 | 0.0035327 | 0.49308 | 0.98317
|  | 759.9886 | 0 | 0 | -0.022482 | -0.046314 | -0.016275 | -0.043282 | 0.19726 | 0.27994 | 0.40322 | 1.0809 | 0 | 0 | 0.0045659 | 0.0076627 | 0.0037367 | 0.021994 | 0.0033736 | 0.49033 | 0.97605
|  | 760.2249 | 0 | 0 | 0.019798 | 0.038078 | 0.023838 | 0.089873 | 0.22624 | 0.2969 | 0.42007 | 1.0882 | 0 | 0 | 0.0049157 | 0.0072511 | 0.0038674 | 0.020078 | 0.0036953 | 0.48667 | 0.9683
|  | 760.4612 | 0 | 0 | -0.013067 | -0.042676 | -0.0087548 | -0.050568 | 0.19998 | 0.28416 | 0.39844 | 1.0683 | 0 | 0 | 0.0042074 | 0.0069461 | 0.0041469 | 0.01961 | 0.0037247 | 0.48266 | 0.96034
|  | 760.6975 | 0 | 0 | 0.015305 | 0.024849 | 0.025826 | 0.094893 | 0.23372 | 0.29343 | 0.40894 | 1.0764 | 0 | 0 | 0.0041241 | 0.0076489 | 0.0037862 | 0.019673 | 0.0033449 | 0.47896 | 0.95297
|  | 760.9338 | 0 | 0 | -0.015276 | -0.030304 | -0.012232 | -0.033332 | 0.21042 | 0.278 | 0.39404 | 1.0476 | 0 | 0 | 0.003995 | 0.007876 | 0.0036826 | 0.019237 | 0.0031292 | 0.47556 | 0.94687
|  | 761.1701 | 0 | 0 | 0.024154 | 0.030423 | 0.023702 | 0.091179 | 0.23693 | 0.29245 | 0.41202 | 1.0627 | 0 | 0 | 0.0023376 | 0.0056795 | 0.0031273 | 0.017847 | 0.0026641 | 0.47212 | 0.93944
|  | 761.4064 | 0 | 0 | -0.011378 | -0.029712 | -0.013167 | -0.024157 | 0.21774 | 0.27656 | 0.39232 | 1.04 | 0 | 0 | 0.0024586 | 0.0060321 | 0.0033641 | 0.017973 | 0.0029686 | 0.46939 | 0.93165
|  | 761.6428 | 0 | 0 | 0.018258 | 0.040094 | 0.019707 | 0.084406 | 0.24325 | 0.28458 | 0.40091 | 1.0415 | 0 | 0 | 0.0027989 | 0.0067237 | 0.0042241 | 0.018139 | 0.0030294 | 0.46611 | 0.9246
|  | 761.8791 | 0 | 0 | -0.0057863 | -0.032659 | -0.0095551 | -0.025076 | 0.23081 | 0.2717 | 0.3845 | 1.0195 | 0 | 0 | 0.0028654 | 0.0059357 | 0.0043172 | 0.019348 | 0.0033259 | 0.46315 | 0.91818
|  | 762.1155 | 0 | 0 | 0.013548 | 0.033946 | 0.022915 | 0.07672 | 0.25462 | 0.2779 | 0.39652 | 1.025 | 0 | 0 | 0.0030033 | 0.0058686 | 0.0038304 | 0.020248 | 0.0037723 | 0.46042 | 0.9115
|  | 762.3518 | 0 | 0 | -0.0090838 | -0.027281 | -0.010138 | -0.012267 | 0.23607 | 0.27336 | 0.37769 | 1.0103 | 0 | 0 | 0.0025747 | 0.0078431 | 0.0042514 | 0.021952 | 0.0042779 | 0.45814 | 0.90528
|  | 762.5882 | 0 | 0 | 0.011882 | 0.030338 | 0.021668 | 0.075699 | 0.26081 | 0.27816 | 0.38735 | 1.0126 | 0 | 0 | 0.002133 | 0.006392 | 0.0037424 | 0.021906 | 0.0043521 | 0.45576 | 0.89865
|  | 762.8246 | 0 | 0 | -0.0083508 | -0.027737 | -0.0092275 | -0.029785 | 0.2413 | 0.26651 | 0.37245 | 0.99609 | 0 | 0 | 0.0027195 | 0.0051866 | 0.0035271 | 0.021008 | 0.0039019 | 0.45275 | 0.89183
|  | 763.061 | 0 | 0 | 0.010537 | 0.024838 | 0.021177 | 0.06571 | 0.26278 | 0.27389 | 0.38219 | 0.99399 | 0 | 0 | 0.0026152 | 0.0054215 | 0.0031371 | 0.017911 | 0.0034938 | 0.44933 | 0.88476
|  | 763.2974 | 0 | 0 | -0.0083738 | -0.018984 | -0.0047667 | -0.031081 | 0.25498 | 0.26338 | 0.37091 | 0.98057 | 0 | 0 | 0.0038278 | 0.0065975 | 0.0033458 | 0.019352 | 0.0035799 | 0.44712 | 0.8789
|  | 763.5338 | 0 | 0 | 0.016456 | 0.035011 | 0.021609 | 0.071065 | 0.27282 | 0.27064 | 0.3801 | 0.98612 | 0 | 0 | 0.0043534 | 0.0065374 | 0.0032938 | 0.021161 | 0.0034808 | 0.44466 | 0.87253
|  | 763.7702 | 0 | 0 | -0.012861 | -0.024861 | -0.0096125 | -0.013192 | 0.25934 | 0.26011 | 0.36549 | 0.96631 | 0 | 0 | 0.0038589 | 0.0065195 | 0.003415 | 0.020992 | 0.0041488 | 0.44185 | 0.86623
|  | 764.0066 | 0 | 0 | 0.014836 | 0.024135 | 0.022378 | 0.076668 | 0.27809 | 0.26603 | 0.37283 | 0.96849 | 0 | 0 | 0.0022772 | 0.0053729 | 0.0031938 | 0.019441 | 0.0039753 | 0.43909 | 0.85953
|  | 764.243 | 0 | 0 | -0.0045505 | -0.023576 | -0.0058514 | 0.011415 | 0.2668 | 0.26206 | 0.36164 | 0.95617 | 0 | 0 | 0.0026145 | 0.0048358 | 0.0032057 | 0.018976 | 0.0036083 | 0.43638 | 0.85401
|  | 764.4795 | 0 | 0 | 0.014795 | 0.024232 | 0.011988 | 0.082158 | 0.285 | 0.26756 | 0.367 | 0.95786 | 0 | 0 | 0.0039989 | 0.0042475 | 0.0035102 | 0.018227 | 0.0036868 | 0.43394 | 0.85002
|  | 764.7159 | 0 | 0 | -0.010142 | -0.014796 | -0.010925 | -0.0008573 | 0.27324 | 0.25552 | 0.35275 | 0.93962 | 0 | 0 | 0.0036213 | 0.0052476 | 0.003689 | 0.020297 | 0.0044261 | 0.43166 | 0.84428
|  | 764.9524 | 0 | 0 | 0.004899 | 0.018843 | 0.012266 | 0.047022 | 0.28796 | 0.25973 | 0.35859 | 0.94012 | 0 | 0 | 0.0071605 | 0.013207 | 0.0080749 | 0.036939 | 0.0073298 | 0.42946 | 0.83664
|  | 765.1889 | 0 | 0 | -0.014252 | -0.015103 | -0.0025569 | -0.017794 | 0.28277 | 0.25129 | 0.34711 | 0.92758 | 0 | 0 | 0.0022524 | 0.0050539 | 0.0043783 | 0.020787 | 0.0035994 | 0.42077 | 0.82156
|  | 765.4253 | 0 | 0 | 0.002919 | 0.01927 | 0.011525 | 0.058014 | 0.30118 | 0.25788 | 0.35449 | 0.92842 | 0 | 0 | 0.0015546 | 0.0058649 | 0.0045588 | 0.016315 | 0.0039626 | 0.41699 | 0.81416
|  | 765.6618 | 0 | 0 | -0.012146 | -0.015687 | -0.0043499 | 0.012787 | 0.29024 | 0.2526 | 0.3436 | 0.91296 | 0 | 0 | 0.0012249 | 0.0039401 | 0.0038653 | 0.016316 | 0.0044479 | 0.41516 | 0.80857
|  | 765.8983 | 0 | 0 | 0.011235 | 0.018794 | 0.010818 | 0.049752 | 0.30735 | 0.25507 | 0.35018 | 0.91718 | 0 | 0 | 0.0021615 | 0.0047348 | 0.0036158 | 0.015946 | 0.0041491 | 0.41233 | 0.80222
|  | 766.1348 | 0 | 0 | -0.010618 | -0.020199 | -0.0052733 | 0.002735 | 0.29978 | 0.24892 | 0.34176 | 0.90617 | 0 | 0 | 0.0021382 | 0.0060482 | 0.0028224 | 0.015311 | 0.0038284 | 0.40947 | 0.79422
|  | 766.3713 | 0 | 0 | 0.0078123 | 0.01042 | 0.011857 | 0.049745 | 0.31794 | 0.25302 | 0.34462 | 0.9046 | 0 | 0 | 0.0028322 | 0.0065313 | 0.0028347 | 0.018881 | 0.0038729 | 0.40744 | 0.78897
|  | 766.6078 | 0 | 0 | -0.0077099 | -0.016378 | 0.001701 | 1.8649e-05 | 0.31027 | 0.24383 | 0.33517 | 0.88959 | 0 | 0 | 0.0027914 | 0.004853 | 0.0031347 | 0.020217 | 0.0037802 | 0.40483 | 0.78473
|  | 766.8443 | 0 | 0 | 0.0061016 | 0.012812 | 0.015863 | 0.018668 | 0.32428 | 0.24624 | 0.3387 | 0.88816 | 0 | 0 | 0.0014614 | 0.0017733 | 0.0040892 | 0.019001 | 0.0041318 | 0.40208 | 0.77959
|  | 767.0809 | 0 | 0 | 0.00075025 | -0.0014125 | 0.0059321 | -0.0064556 | 0.32669 | 0.24301 | 0.33515 | 0.88032 | 0 | 0 | 0.0024846 | 0.0024387 | 0.0047243 | 0.016602 | 0.0040965 | 0.39922 | 0.77355
|  | 767.3174 | 0 | 0 | 0.012026 | 0.013741 | 0.013466 | 0.047412 | 0.33704 | 0.24763 | 0.33871 | 0.87937 | 0 | 0 | 0.0021154 | 0.0045104 | 0.0034637 | 0.018039 | 0.003889 | 0.39614 | 0.76785
|  | 767.554 | 0 | 0 | -0.0031308 | -0.0078508 | 0.0011214 | 0.0091588 | 0.33147 | 0.24081 | 0.32801 | 0.87293 | 0 | 0 | 0.0021408 | 0.0039223 | 0.0030006 | 0.017502 | 0.0045404 | 0.39426 | 0.76165
|  | 767.7905 | 0 | 0 | 0.0017512 | 0.0052663 | 0.0080436 | 0.037016 | 0.34007 | 0.24078 | 0.32762 | 0.86655 | 0 | 0 | 0.0020518 | 0.0043076 | 0.0040501 | 0.017447 | 0.004604 | 0.3925 | 0.75469
|  | 768.0271 | 0 | 0 | -0.0023298 | -0.0060965 | 0.0024961 | 0.020535 | 0.34056 | 0.23817 | 0.32503 | 0.85926 | 0 | 0 | 0.00038946 | 0.0041981 | 0.0036497 | 0.018562 | 0.0041159 | 0.38902 | 0.7482
|  | 768.2637 | 0 | 0 | -0.0023298 | 0.0035262 | 0.0068157 | 0.035566 | 0.34897 | 0.23869 | 0.32343 | 0.85404 | 0 | 0 | 0.0017609 | 0.0039016 | 0.0038257 | 0.018571 | 0.0037385 | 0.3858 | 0.74189
|  | 768.5003 | 0 | 0 | -0.0058897 | 0.0060665 | 0.00014394 | 0.02693 | 0.35242 | 0.23587 | 0.32038 | 0.84863 | 0 | 0 | 0.0026237 | 0.0045109 | 0.0039023 | 0.019472 | 0.0030675 | 0.38289 | 0.73535
|  | 768.7369 | 0 | 0 | -0.0022724 | 0.0089964 | 0.0043438 | 0.025135 | 0.35821 | 0.23558 | 0.3219 | 0.8429 | 0 | 0 | 0.002597 | 0.0060194 | 0.0030039 | 0.019671 | 0.0037363 | 0.38069 | 0.73043
|  | 768.9735 | 0 | 0 | -0.0063248 | 0.0031238 | 0.0017288 | 0.012364 | 0.36308 | 0.23414 | 0.31949 | 0.83206 | 0 | 0 | 0.0038924 | 0.0058379 | 0.0033763 | 0.01894 | 0.0054065 | 0.37883 | 0.72639
|  | 769.2101 | 0 | 0 | 0.00070406 | 0.0083852 | 0.0058872 | 0.022814 | 0.37175 | 0.23266 | 0.31709 | 0.8258 | 0 | 0 | 0.0029568 | 0.0032744 | 0.0033663 | 0.015479 | 0.0055972 | 0.37596 | 0.71997
|  | 769.4467 | 0 | 0 | 0.0027476 | 0.0097192 | 0.0077357 | 0.039234 | 0.37789 | 0.23364 | 0.3171 | 0.82237 | 0 | 0 | 0.0028257 | 0.0031213 | 0.0032052 | 0.017402 | 0.0050515 | 0.37384 | 0.71444
|  | 769.6833 | 0 | 0 | -0.0030846 | 0.0052955 | 0.0040296 | 0.028294 | 0.37513 | 0.22935 | 0.31374 | 0.81665 | 0 | 0 | 0.0033393 | 0.0035414 | 0.0028116 | 0.019272 | 0.0046857 | 0.37135 | 0.7087
|  | 769.9199 | 0 | 0 | 0.0045045 | 0.0084066 | 0.0057482 | 0.03196 | 0.38546 | 0.22862 | 0.31089 | 0.81412 | 0 | 0 | 0.0013263 | 0.0039183 | 0.002879 | 0.01874 | 0.0038988 | 0.36864 | 0.70334
|  | 770.1566 | 0 | 0 | 0.0019917 | 0.0022281 | 0.0018461 | 0.013247 | 0.39219 | 0.22862 | 0.30998 | 0.80793 | 0 | 0 | -5.9484e-05 | 0.0023696 | 0.002723 | 0.017355 | 0.0040068 | 0.36585 | 0.69705
|  | 770.3932 | 0 | 0 | -5.75e-05 | 0.011636 | 0.010865 | 0.035122 | 0.39894 | 0.2265 | 0.30883 | 0.80401 | 0 | 0 | 0.001001 | 0.0033188 | 0.003228 | 0.016122 | 0.0051347 | 0.36314 | 0.69105
|  | 770.6299 | 0 | 0 | -6.3299e-05 | -0.0021846 | 0.0040687 | 0.035124 | 0.39859 | 0.22283 | 0.30088 | 0.79852 | 0 | 0 | 0.0014897 | 0.004976 | 0.0031791 | 0.014149 | 0.0044927 | 0.36026 | 0.6856
|  | 770.8666 | 0 | 0 | 0.0051742 | 0.010794 | 0.0089545 | 0.052467 | 0.41202 | 0.22639 | 0.30479 | 0.79306 | 0 | 0 | 0.002095 | 0.00493 | 0.0033728 | 0.016493 | 0.0040457 | 0.35775 | 0.6795
|  | 771.1033 | 0 | 0 | -0.0067481 | -0.01149 | -0.0022387 | 0.013726 | 0.41234 | 0.22001 | 0.29801 | 0.77964 | 0 | 0 | 0.0034988 | 0.006497 | 0.0033377 | 0.018567 | 0.0049997 | 0.35547 | 0.67444
|  | 771.34 | 0 | 0 | 0.0060785 | 0.0084427 | 0.0099193 | 0.045622 | 0.42497 | 0.22266 | 0.29762 | 0.78437 | 0 | 0 | 0.0033745 | 0.0058041 | 0.0025288 | 0.018138 | 0.0055018 | 0.3531 | 0.67026
|  | 771.5766 | 0 | 0 | 0.0013624 | -0.0084347 | -0.0017571 | 0.016426 | 0.42447 | 0.22406 | 0.2957 | 0.7786 | 0 | 0 | 0.0023869 | 0.0027746 | 0.0021551 | 0.015793 | 0.0050442 | 0.35092 | 0.66459
|  | 771.8134 | 0 | 0 | 0.0087169 | 0.017823 | 0.012919 | 0.056148 | 0.43841 | 0.22659 | 0.30115 | 0.77138 | 0 | 0 | 0.002494 | 0.0027621 | 0.0026225 | 0.016817 | 0.0049399 | 0.34875 | 0.65854
|  | 772.0501 | 0 | 0 | -0.0097706 | -0.020725 | 0.0022568 | -0.00094151 | 0.43365 | 0.21856 | 0.29217 | 0.76337 | 0 | 0 | 0.002535 | 0.0016434 | 0.0025787 | 0.016283 | 0.0051047 | 0.34559 | 0.65327
|  | 772.2868 | 0 | 0 | 0.010766 | 0.0095164 | 0.01776 | 0.058892 | 0.45046 | 0.22175 | 0.29332 | 0.76501 | 0 | 0 | 0.0031727 | 0.0017383 | 0.0022466 | 0.014466 | 0.0052352 | 0.34302 | 0.64805
|  | 772.5235 | 0 | 0 | -0.0052087 | -0.024256 | -0.0090992 | -0.0018174 | 0.44006 | 0.21274 | 0.28662 | 0.75459 | 0 | 0 | 0.0023873 | 0.0020729 | 0.0027116 | 0.014409 | 0.00451 | 0.34068 | 0.64233
|  | 772.7603 | 0 | 0 | 0.015534 | 0.028205 | 0.014822 | 0.075709 | 0.46107 | 0.21991 | 0.29542 | 0.75567 | 0 | 0 | 0.0017898 | 0.0038749 | 0.003357 | 0.019315 | 0.0042704 | 0.33832 | 0.63784
|  | 772.997 | 0 | 0 | -0.0067884 | -0.0067187 | 0.0003908 | -0.011413 | 0.45306 | 0.21067 | 0.2811 | 0.74116 | 0 | 0 | 0.0018594 | 0.0047454 | 0.0023572 | 0.01985 | 0.0042843 | 0.33661 | 0.63353
|  | 773.2337 | 0 | 0 | 0.0037887 | 0.019495 | 0.021589 | 0.071191 | 0.46936 | 0.21448 | 0.28901 | 0.73929 | 0 | 0 | 0.002796 | 0.005474 | 0.002588 | 0.017934 | 0.0048174 | 0.33539 | 0.62974
|  | 773.4705 | 0 | 0 | -0.0022264 | -0.015711 | -0.0069334 | -0.0022865 | 0.46348 | 0.20336 | 0.27889 | 0.72715 | 0 | 0 | 0.0027735 | 0.0049439 | 0.0026983 | 0.017092 | 0.0042796 | 0.33292 | 0.62622
|  | 773.7073 | 0 | 0 | 0.017508 | 0.029415 | 0.016715 | 0.067048 | 0.49032 | 0.21295 | 0.28748 | 0.73436 | 0 | 0 | 0.002208 | 0.0026584 | 0.0029323 | 0.016299 | 0.0039198 | 0.33039 | 0.62139
|  | 773.9441 | 0 | 0 | -0.0083106 | -0.021449 | -0.0044307 | -0.016023 | 0.47723 | 0.20454 | 0.27411 | 0.71485 | 0 | 0 | 0.0020515 | 0.0020024 | 0.0030901 | 0.014154 | 0.0041702 | 0.32786 | 0.61565
|  | 774.1809 | 0 | 0 | 0.012197 | 0.028889 | 0.018682 | 0.066176 | 0.50392 | 0.2112 | 0.2812 | 0.72023 | 0 | 0 | 0.0015557 | 0.003516 | 0.0029492 | 0.013453 | 0.004143 | 0.32431 | 0.60941
|  | 774.4176 | 0 | 0 | -0.0056321 | -0.017798 | -0.0022885 | -0.016824 | 0.49296 | 0.20296 | 0.27039 | 0.70782 | 0 | 0 | -0.00011326 | 0.0028597 | 0.002962 | 0.012496 | 0.0040196 | 0.32128 | 0.60266
|  | 774.6545 | 0 | 0 | 0.017623 | 0.029639 | 0.026704 | 0.088523 | 0.52121 | 0.21331 | 0.28461 | 0.7172 | 0 | 0 | 0.00057422 | 0.0023234 | 0.0031745 | 0.012919 | 0.0044782 | 0.31978 | 0.59795
|  | 774.8913 | 0 | 0 | -0.0060726 | -0.026245 | -0.0071472 | -0.012392 | 0.4977 | 0.19844 | 0.26654 | 0.69931 | 0 | 0 | 0.0020331 | 0.0013498 | 0.00244 | 0.014298 | 0.0046006 | 0.3182 | 0.59404
|  | 775.1281 | 0 | 0 | 0.018276 | 0.03473 | 0.029711 | 0.10038 | 0.53148 | 0.20477 | 0.278 | 0.70174 | 0 | 0 | 0.0017423 | 0.0021073 | 0.0028201 | 0.015955 | 0.0047827 | 0.3161 | 0.5909
|  | 775.3649 | 0 | 0 | -0.020096 | -0.021179 | -0.0075128 | -0.020043 | 0.51807 | 0.19685 | 0.25995 | 0.6853 | 0 | 0 | 0.00052399 | 0.0032974 | 0.0034128 | 0.013985 | 0.0045132 | 0.3142 | 0.5874
|  | 775.6018 | 0 | 0 | 0.018647 | 0.032632 | 0.020455 | 0.088036 | 0.55057 | 0.209 | 0.27257 | 0.69608 | 0 | 0 | 0.0015554 | 0.0034857 | 0.0039359 | 0.012381 | 0.0046431 | 0.31369 | 0.58349
|  | 775.8386 | 0 | 0 | -0.02705 | -0.021288 | -0.022354 | -0.022443 | 0.52504 | 0.19086 | 0.25078 | 0.67687 | 0 | 0 | 0.0018779 | 0.0020522 | 0.0031028 | 0.010407 | 0.0047027 | 0.31201 | 0.57946
|  | 776.0755 | 0 | 0 | 0.02171 | 0.043692 | 0.020103 | 0.073497 | 0.55816 | 0.2064 | 0.2697 | 0.68281 | 0 | 0 | 0.0012647 | 0.0035373 | 0.0027182 | 0.012176 | 0.0050031 | 0.30925 | 0.57518
|  | 776.3123 | 0 | 0 | -0.017966 | -0.026393 | -0.015418 | -0.02827 | 0.54519 | 0.19257 | 0.25709 | 0.6656 | 0 | 0 | 0.00091686 | 0.0031973 | 0.0025764 | 0.012176 | 0.0047826 | 0.30644 | 0.56864
|  | 776.5492 | 0 | 0 | 0.009827 | 0.034973 | 0.017924 | 0.098107 | 0.57449 | 0.20357 | 0.26751 | 0.67422 | 0 | 0 | 0.002051 | 0.0039175 | 0.0027762 | 0.012177 | 0.0048292 | 0.30437 | 0.56297
|  | 776.7861 | 0 | 0 | -0.035126 | -0.039121 | -0.016947 | -0.052441 | 0.55288 | 0.18879 | 0.24906 | 0.65547 | 0 | 0 | 0.0028956 | 0.0055528 | 0.0026421 | 0.012714 | 0.0049665 | 0.30277 | 0.55993
|  | 777.023 | 0 | 0 | 0.020783 | 0.033996 | 0.032099 | 0.084381 | 0.59799 | 0.20489 | 0.26885 | 0.66855 | 0 | 0 | 0.0015538 | 0.0035913 | 0.0022172 | 0.012715 | 0.0046898 | 0.30042 | 0.55614
|  | 777.2599 | 0 | 0 | -0.012632 | -0.033968 | -0.011657 | -0.043744 | 0.5641 | 0.18155 | 0.24047 | 0.64513 | 0 | 0 | 3.0847e-05 | 0.00064203 | 0.0015545 | 0.013677 | 0.0041459 | 0.2976 | 0.55112
|  | 777.4968 | 0 | 0 | 0.011551 | 0.035184 | 0.028559 | 0.10452 | 0.61315 | 0.1971 | 0.26128 | 0.65387 | 0 | 0 | 0.0010439 | 0.0009031 | 0.0017699 | 0.015495 | 0.0047978 | 0.29629 | 0.54705
|  | 777.7337 | 0 | 0 | -0.016003 | -0.051919 | -0.02208 | -0.051571 | 0.59073 | 0.18687 | 0.24008 | 0.64267 | 0 | 0 | 0.00065241 | 0.0016918 | 0.001779 | 0.01299 | 0.0055207 | 0.29549 | 0.54311
|  | 777.9706 | 0 | 0 | 0.015975 | 0.036398 | 0.031303 | 0.10118 | 0.62136 | 0.19677 | 0.25986 | 0.64557 | 0 | 0 | 9.2593e-05 | 0.0038992 | 0.0024291 | 0.013907 | 0.0056812 | 0.29449 | 0.53968
|  | 778.2076 | 0 | 0 | -0.033569 | -0.033936 | -0.01946 | -0.050139 | 0.59736 | 0.18097 | 0.24017 | 0.62148 | 0 | 0 | 0.0015903 | 0.0051483 | 0.0024067 | 0.014229 | 0.0054823 | 0.29257 | 0.53545
|  | 778.4445 | 0 | 0 | 0.019615 | 0.052336 | 0.032864 | 0.10542 | 0.6453 | 0.19315 | 0.25345 | 0.6411 | 0 | 0 | 0.0030394 | 0.0047142 | 0.0022291 | 0.015827 | 0.0055088 | 0.29006 | 0.53083
|  | 778.6815 | 0 | 0 | -0.024474 | -0.040387 | -0.019241 | -0.081251 | 0.62066 | 0.17864 | 0.23101 | 0.61972 | 0 | 0 | 0.0032727 | 0.0032119 | 0.0024665 | 0.016247 | 0.0053325 | 0.28733 | 0.52606
|  | 778.9184 | 0 | 0 | 0.031984 | 0.068634 | 0.030664 | 0.12905 | 0.66781 | 0.19909 | 0.25623 | 0.63057 | 0 | 0 | 0.0032435 | 0.0050159 | 0.0030064 | 0.015613 | 0.0052269 | 0.28489 | 0.52136
|  | 779.1554 | 0 | 0 | -0.025482 | -0.056881 | -0.03182 | -0.064357 | 0.63294 | 0.174 | 0.22641 | 0.60626 | 0 | 0 | 0.001901 | 0.0055339 | 0.0029102 | 0.016964 | 0.004698 | 0.28214 | 0.51569
|  | 779.3923 | 0 | 0 | 0.026483 | 0.050543 | 0.035163 | 0.1154 | 0.68846 | 0.19639 | 0.25747 | 0.62218 | 0 | 0 | 0.0013714 | 0.0041386 | 0.003187 | 0.019312 | 0.0051075 | 0.27999 | 0.51084
|  | 779.6293 | 0 | 0 | -0.023038 | -0.047869 | -0.018533 | -0.067154 | 0.65097 | 0.17366 | 0.2247 | 0.60066 | 0 | 0 | 0.0012091 | 0.0032655 | 0.0025823 | 0.015074 | 0.0053303 | 0.27754 | 0.50605
|  | 779.8663 | 0 | 0 | 0.043265 | 0.075416 | 0.034999 | 0.16048 | 0.70389 | 0.19769 | 0.25482 | 0.61287 | 0 | 0 | 0.0014265 | 0.0052243 | 0.0022592 | 0.011118 | 0.0053158 | 0.27537 | 0.50174
|  | 780.1033 | 0 | 0 | -0.029952 | -0.056636 | -0.021279 | -0.064362 | 0.6635 | 0.17392 | 0.21819 | 0.59742 | 0 | 0 | 0.0026996 | 0.0058083 | 0.0028554 | 0.011391 | 0.0055589 | 0.27462 | 0.4989
|  | 780.3403 | 0 | 0 | 0.028441 | 0.069103 | 0.03715 | 0.10682 | 0.71884 | 0.1905 | 0.24966 | 0.60518 | 0 | 0 | 0.0042308 | 0.0046298 | 0.004154 | 0.015097 | 0.0063858 | 0.27369 | 0.4961
|  | 780.5773 | 0 | 0 | -0.028223 | -0.060928 | -0.026058 | -0.063945 | 0.68015 | 0.16697 | 0.22316 | 0.58015 | 0 | 0 | 0.0033724 | 0.003129 | 0.0037462 | 0.012696 | 0.0059155 | 0.27169 | 0.49216
|  | 780.8144 | 0 | 0 | 0.024841 | 0.059068 | 0.038184 | 0.10448 | 0.7421 | 0.18996 | 0.24391 | 0.59555 | 0 | 0 | 0.0029157 | 0.0033657 | 0.0034071 | 0.0093135 | 0.0057369 | 0.26951 | 0.48836
|  | 781.0514 | 0 | 0 | -0.0026958 | -0.038676 | -0.016968 | -0.025102 | 0.71132 | 0.17324 | 0.22395 | 0.57658 | 0 | 0 | 0.0027622 | 0.0029891 | 0.0026899 | 0.011666 | 0.0060216 | 0.26754 | 0.48469
|  | 781.2884 | 0 | 0 | 0.026426 | 0.055673 | 0.037209 | 0.10902 | 0.75421 | 0.18361 | 0.23714 | 0.58574 | 0 | 0 | 0.003081 | 0.0028954 | 0.0030749 | 0.015731 | 0.0056712 | 0.26684 | 0.48111
|  | 781.5255 | 0 | 0 | -0.03152 | -0.055311 | -0.027965 | -0.066111 | 0.71915 | 0.16308 | 0.21532 | 0.56669 | 0 | 0 | 0.0026364 | 0.0020685 | 0.002854 | 0.013637 | 0.0051855 | 0.26566 | 0.47672
|  | 781.7626 | 0 | 0 | 0.037616 | 0.043493 | 0.034148 | 0.11041 | 0.77777 | 0.1834 | 0.23464 | 0.58549 | 0 | 0 | 0.0023755 | 0.00076407 | 0.0020022 | 0.011539 | 0.0056444 | 0.26363 | 0.47324
|  | 781.9996 | 0 | 0 | -0.017348 | -0.037355 | -0.017878 | -0.041918 | 0.75071 | 0.16409 | 0.21209 | 0.56334 | 0 | 0 | 0.002008 | 0.00011183 | 0.0018612 | 0.010632 | 0.0061862 | 0.26099 | 0.47044
|  | 782.2367 | 0 | 0 | 0.030106 | 0.051647 | 0.025979 | 0.10033 | 0.80074 | 0.186 | 0.23742 | 0.57526 | 0 | 0 | 0.0017706 | 0.0026229 | 0.0023465 | 0.012026 | 0.0065959 | 0.25974 | 0.46808
|  | 782.4738 | 0 | 0 | -0.020313 | -0.029885 | -0.017791 | -0.054317 | 0.7734 | 0.16572 | 0.21351 | 0.55713 | 0 | 0 | 0.0019249 | 0.0038991 | 0.0028526 | 0.009781 | 0.0066569 | 0.2592 | 0.466
|  | 782.7109 | 0 | 0 | 0.033569 | 0.041935 | 0.026779 | 0.085765 | 0.8203 | 0.18223 | 0.23484 | 0.56272 | 0 | 0 | 0.0029293 | 0.0045677 | 0.0030949 | 0.0088263 | 0.0071514 | 0.25746 | 0.46252
|  | 782.948 | 0 | 0 | -0.0094267 | -0.034307 | -0.012918 | -0.051611 | 0.79297 | 0.16824 | 0.21514 | 0.55286 | 0 | 0 | 0.0028303 | 0.0030112 | 0.0031277 | 0.011237 | 0.0071723 | 0.25549 | 0.45874
|  | 783.1851 | 0 | 0 | 0.039584 | 0.054299 | 0.032964 | 0.088053 | 0.84415 | 0.18309 | 0.23151 | 0.5629 | 0 | 0 | 0.0018205 | 0.0024792 | 0.0036165 | 0.01402 | 0.0070093 | 0.25342 | 0.45507
|  | 783.4222 | 0 | 0 | -0.013015 | -0.047757 | -0.016488 | -0.041551 | 0.81791 | 0.16263 | 0.21162 | 0.54123 | 0 | 0 | 0.00013423 | 0.0023493 | 0.0035473 | 0.01295 | 0.006486 | 0.2507 | 0.45007
|  | 783.6593 | 0 | 0 | 0.015855 | 0.03923 | 0.02664 | 0.094943 | 0.86607 | 0.17245 | 0.21904 | 0.54775 | 0 | 0 | 0.00072216 | 0.004465 | 0.0036646 | 0.012518 | 0.0063071 | 0.24936 | 0.44685
|  | 783.8964 | 0 | 0 | -0.01234 | -0.027452 | -0.023186 | -0.036513 | 0.84878 | 0.16189 | 0.20958 | 0.53451 | 0 | 0 | 0.0018026 | 0.0058243 | 0.0028778 | 0.010592 | 0.0065607 | 0.24819 | 0.44319
|  | 784.1336 | 0 | 0 | 0.022969 | 0.035636 | 0.025044 | 0.11501 | 0.88894 | 0.17231 | 0.21944 | 0.53511 | 0 | 0 | 0.0021725 | 0.0049636 | 0.0026725 | 0.010004 | 0.0072182 | 0.24635 | 0.43961
|  | 784.3707 | 0 | 0 | -0.016982 | -0.03322 | -0.015668 | -0.030512 | 0.86611 | 0.16161 | 0.20186 | 0.52312 | 0 | 0 | 0.0020048 | 0.0029012 | 0.00263 | 0.0096316 | 0.0071729 | 0.24477 | 0.43704
|  | 784.6079 | 0 | 0 | 0.016249 | 0.036385 | 0.028942 | 0.10089 | 0.91045 | 0.17093 | 0.22077 | 0.53348 | 0 | 0 | 0.0028431 | 0.0019008 | 0.0031825 | 0.013807 | 0.0070216 | 0.24374 | 0.43375
|  | 784.8451 | 0 | 0 | -0.012804 | -0.036411 | -0.0069203 | -0.01506 | 0.89549 | 0.16088 | 0.20377 | 0.52162 | 0 | 0 | 0.0016787 | 0.0015327 | 0.0031535 | 0.013957 | 0.0065048 | 0.24182 | 0.4296
|  | 785.0822 | 0 | 0 | 0.016885 | 0.023144 | 0.021613 | 0.078953 | 0.93573 | 0.16475 | 0.21287 | 0.52578 | 0 | 0 | 0.00045704 | 0.0015155 | 0.0025799 | 0.011398 | 0.0068629 | 0.24014 | 0.42635
|  | 785.3194 | 0 | 0 | -0.024966 | -0.043305 | -0.016014 | -0.019083 | 0.91615 | 0.1487 | 0.19452 | 0.50548 | 0 | 0 | 0.001913 | 0.0022245 | 0.0026663 | 0.0093648 | 0.0073839 | 0.23907 | 0.42333
|  | 785.5566 | 0 | 0 | 0.0078987 | 0.025039 | 0.0177 | 0.083039 | 0.95323 | 0.16083 | 0.20847 | 0.51271 | 0 | 0 | 0.0024387 | 0.0030752 | 0.0028957 | 0.010409 | 0.0064032 | 0.23685 | 0.41959
|  | 785.7938 | 0 | 0 | -0.015047 | -0.020754 | -0.010254 | -0.0032024 | 0.95124 | 0.15711 | 0.19765 | 0.50416 | 0 | 0 | 0.0017984 | 0.0017472 | 0.001526 | 0.012181 | 0.0061236 | 0.23489 | 0.41561
|  | 786.031 | 0 | 0 | 0.0073775 | 0.012067 | 0.017121 | 0.083037 | 0.98831 | 0.16001 | 0.20942 | 0.50525 | 0 | 0 | 1.2022e-05 | 0.0020853 | 0.0026189 | 0.011015 | 0.0072326 | 0.2335 | 0.41254
|  | 786.2682 | 0 | 0 | -0.01839 | -0.03586 | -0.0045596 | -0.011431 | 0.9768 | 0.14868 | 0.19392 | 0.49194 | 0 | 0 | 0.00026386 | 0.0029326 | 0.0038543 | 0.01145 | 0.007443 | 0.23187 | 0.40942
|  | 786.5054 | 0 | 0 | 0.013754 | 0.02519 | 0.018202 | 0.074824 | 1.0159 | 0.16159 | 0.203 | 0.4976 | 0 | 0 | 0.0013818 | 0.0028915 | 0.0039612 | 0.014084 | 0.0073894 | 0.23002 | 0.40624
|  | 786.7427 | 0 | 0 | -0.0063247 | -0.013606 | -0.0020337 | -0.021531 | 1.0105 | 0.15209 | 0.19151 | 0.48627 | 0 | 0 | -0.00030405 | 0.0026604 | 0.0022763 | 0.013907 | 0.0063975 | 0.22738 | 0.40285
|  | 786.9799 | 0 | 0 | 0.0044815 | 0.022198 | 0.018944 | 0.053778 | 1.0397 | 0.15584 | 0.19934 | 0.49019 | 0 | 0 | 0.00059566 | 0.0037726 | 0.00191 | 0.010753 | 0.0070186 | 0.22697 | 0.40017
|  | 787.2172 | 0 | 0 | -0.0080701 | -0.027367 | -0.0032849 | 0.032434 | 1.0393 | 0.1478 | 0.1923 | 0.48063 | 0 | 0 | 0.00079639 | 0.0027079 | 0.0024911 | 0.006475 | 0.0073955 | 0.22627 | 0.39782
|  | 787.4544 | 0 | 0 | 0.0061015 | 0.019275 | 0.012613 | 0.060745 | 1.0661 | 0.15443 | 0.19593 | 0.48141 | 0 | 0 | 0.001813 | 0.0026913 | 0.0029544 | 0.008505 | 0.007658 | 0.22511 | 0.39454
|  | 787.6917 | 0 | 0 | -0.0027476 | -0.0019056 | -0.0069689 | 0.013657 | 1.07 | 0.14902 | 0.18752 | 0.47857 | 0 | 0 | 0.0011557 | 0.0011107 | 0.0025026 | 0.0090507 | 0.0074509 | 0.22328 | 0.39057
|  | 787.9289 | 0 | 0 | 0.0098442 | 0.014838 | 0.010326 | 0.073052 | 1.0944 | 0.1515 | 0.1944 | 0.47628 | 0 | 0 | -0.00065201 | 0.0018617 | 0.0012671 | 0.011357 | 0.006521 | 0.22154 | 0.38832
|  | 788.1662 | 0 | 0 | -0.0067251 | -0.019092 | -0.0039218 | 0.031421 | 1.0953 | 0.14586 | 0.18704 | 0.46875 | 0 | 0 | 0.00079994 | 0.0046179 | 0.0023147 | 0.010506 | 0.0066306 | 0.2214 | 0.38569
|  | 788.4035 | 0 | 0 | 0.0035655 | -0.0020413 | 0.015549 | 0.062943 | 1.1194 | 0.14692 | 0.18962 | 0.47249 | 0 | 0 | 0.0016609 | 0.0046267 | 0.002805 | 0.0093537 | 0.0070746 | 0.2201 | 0.38251
|  | 788.6408 | 0 | 0 | -0.018464 | -0.01827 | 0.0048908 | 0.026889 | 1.1271 | 0.14298 | 0.18036 | 0.4664 | 0 | 0 | 0.00051997 | 0.0025116 | 0.0012635 | 0.0083932 | 0.0066705 | 0.21696 | 0.37925
|  | 788.8781 | 0 | 0 | -0.00044062 | 0.0082192 | 0.0093582 | 0.062006 | 1.155 | 0.14763 | 0.18745 | 0.46341 | 0 | 0 | -0.00026315 | 0.0014446 | 0.0018593 | 0.0045635 | 0.0077405 | 0.21537 | 0.37563
|  | 789.1154 | 0 | 0 | -0.0065307 | -0.0081024 | -6.9091e-05 | 0.017774 | 1.1694 | 0.14545 | 0.18389 | 0.45294 | 0 | 0 | 0.0018821 | 0.0033334 | 0.0035229 | 0.0072369 | 0.010048 | 0.21525 | 0.37372
|  | 789.3528 | 0 | 0 | -0.0011506 | 0.0030801 | 0.012127 | 0.033265 | 1.1931 | 0.1493 | 0.18617 | 0.45221 | 0 | 0 | 0.0015209 | 0.0040904 | 0.0024751 | 0.012158 | 0.0092644 | 0.21391 | 0.37054
|  | 789.5901 | 0 | 0 | -0.0047969 | -0.0064655 | 0.0036395 | 0.0032004 | 1.2078 | 0.14971 | 0.18559 | 0.45082 | 0 | 0 | 0.00030439 | 0.0027983 | 0.0019144 | 0.014786 | 0.0083526 | 0.21263 | 0.36749
|  | 789.8274 | 0 | 0 | 0.0004061 | -0.0018412 | 0.0095376 | 0.042889 | 1.228 | 0.14482 | 0.18446 | 0.45052 | 0 | 0 | 0.00023378 | 0.001517 | 0.0024677 | 0.012644 | 0.0081263 | 0.21015 | 0.36471
|  | 790.0648 | 0 | 0 | 0.0027073 | -0.0062516 | 0.012194 | 0.02961 | 1.2382 | 0.14326 | 0.1817 | 0.44402 | 0 | 0 | 0.0033846 | 0.0036358 | 0.0032207 | 0.01151 | 0.0091364 | 0.20908 | 0.36225
|  | 790.3021 | 0 | 0 | 0.0055919 | 0.009458 | 0.015562 | 0.031931 | 1.2603 | 0.14754 | 0.18323 | 0.44528 | 0 | 0 | 0.0039114 | 0.0017333 | 0.0022761 | 0.0092035 | 0.0087121 | 0.20734 | 0.35862
|  | 790.5395 | 0 | 0 | 0.007778 | 0.0072186 | 0.010074 | 0.043372 | 1.2811 | 0.14162 | 0.17988 | 0.43806 | 0 | 0 | 0.0014492 | 0.00071628 | 0.0021001 | 0.0099109 | 0.0080812 | 0.20586 | 0.35503
|  | 790.7769 | 0 | 0 | -0.00075016 | 0.0024101 | 0.002827 | 0.057032 | 1.292 | 0.13996 | 0.18093 | 0.43101 | 0 | 0 | 0.0024544 | 0.0022817 | 0.0017319 | 0.0090072 | 0.0090439 | 0.20571 | 0.35375
|  | 791.0142 | 0 | 0 | -0.0052318 | 0.0066984 | 0.0013855 | 0.051955 | 1.3083 | 0.14221 | 0.17712 | 0.42988 | 0 | 0 | 0.0020519 | 0.0030781 | 0.0012162 | 0.0099169 | 0.0087898 | 0.2035 | 0.35079
|  | 791.2516 | 0 | 0 | -0.0057012 | 0.0021258 | 0.0032623 | 0.029152 | 1.3331 | 0.14299 | 0.175 | 0.42458 | 0 | 0 | -0.00016666 | 0.0030015 | 0.0013804 | 0.0086885 | 0.0079933 | 0.20159 | 0.34655
|  | 791.489 | 0 | 0 | -0.0036463 | 0.005913 | 0.009711 | 0.036922 | 1.3573 | 0.14358 | 0.1813 | 0.42505 | 0 | 0 | -0.000506 | 0.0030634 | 0.0012245 | 0.0050854 | 0.0079141 | 0.19966 | 0.34459
|  | 791.7264 | 0 | 0 | -0.011041 | -0.011519 | 0.00028927 | 0.0091094 | 1.366 | 0.14213 | 0.17958 | 0.42157 | 0 | 0 | -5.5812e-05 | 0.0019029 | 0.0018013 | 0.0058241 | 0.0091865 | 0.19791 | 0.34316
|  | 791.9638 | 0 | 0 | 0.0081393 | 0.012759 | 0.012929 | 0.067555 | 1.4036 | 0.14815 | 0.18733 | 0.42893 | 0 | 0 | 0.00063572 | 0.0012329 | 0.0028992 | 0.0083351 | 0.010283 | 0.19784 | 0.34095
|  | 792.2012 | 0 | 0 | -0.0033481 | -0.0035066 | 0.0013837 | 0.020983 | 1.4154 | 0.13941 | 0.17135 | 0.41906 | 0 | 0 | 0.0013663 | 0.0005907 | 0.0024826 | 0.0056619 | 0.0094667 | 0.1978 | 0.33801
|  | 792.4387 | 0 | 0 | 0.0027303 | 0.003876 | 0.010498 | 0.033734 | 1.4359 | 0.13687 | 0.16944 | 0.41314 | 0 | 0 | 0.0022406 | 0.0024982 | 0.0020012 | 0.0077676 | 0.0093232 | 0.19677 | 0.33615
|  | 792.6761 | 0 | 0 | -0.0021803 | -0.017341 | -0.0044611 | 0.0031757 | 1.4511 | 0.1368 | 0.17481 | 0.41275 | 0 | 0 | 0.0022563 | 0.0027631 | 0.0018409 | 0.010776 | 0.0097208 | 0.19497 | 0.33398
|  | 792.9136 | 0 | 0 | 0.022065 | 0.024426 | 0.013725 | 0.063355 | 1.4864 | 0.14325 | 0.18044 | 0.4177 | 0 | 0 | 0.0023041 | 0.0017918 | 0.0028634 | 0.010236 | 0.0097789 | 0.19406 | 0.33138
|  | 793.151 | 0 | 0 | 0.0033021 | -0.0050476 | -0.0025977 | 0.014186 | 1.491 | 0.13448 | 0.16783 | 0.40609 | 0 | 0 | 0.0013423 | 0.0008977 | 0.0020272 | 0.008412 | 0.0092977 | 0.1925 | 0.32878
|  | 793.3885 | 0 | 0 | 0.024845 | 0.030234 | 0.01878 | 0.096854 | 1.5303 | 0.14216 | 0.17556 | 0.40934 | 0 | 0 | 0.0015776 | 0.0021297 | 0.0010949 | 0.010136 | 0.0097876 | 0.19085 | 0.3259
|  | 793.6259 | 0 | 0 | 0.00012553 | -0.01014 | -0.0027369 | 0.021973 | 1.5333 | 0.13235 | 0.16629 | 0.40183 | 0 | 0 | 0.0017974 | 0.0026031 | 0.0013216 | 0.010085 | 0.0096967 | 0.18987 | 0.32333
|  | 793.8634 | 0 | 0 | 0.021097 | 0.018074 | 0.023411 | 0.066658 | 1.5797 | 0.14319 | 0.17936 | 0.40923 | 0 | 0 | 0.00045784 | 0.0013843 | 0.0024268 | 0.0069237 | 0.0096269 | 0.18915 | 0.32224
|  | 794.1009 | 0 | 0 | -0.0061763 | -0.022869 | 0.0020498 | -0.016876 | 1.584 | 0.12863 | 0.16678 | 0.39267 | 0 | 0 | -0.00060027 | -0.00087999 | 0.0029771 | 0.0046168 | 0.0093759 | 0.1884 | 0.32109
|  | 794.3384 | 0 | 0 | 0.01946 | 0.022161 | 0.030295 | 0.073328 | 1.6196 | 0.13682 | 0.17081 | 0.39328 | 0 | 0 | 0.00071264 | -0.00059586 | 0.0034448 | 0.0094408 | 0.0092285 | 0.18775 | 0.31932
|  | 794.5759 | 0 | 0 | -0.00253 | -0.022392 | -0.002874 | -0.014196 | 1.6225 | 0.13091 | 0.15668 | 0.38791 | 0 | 0 | 0.0017171 | 0.00057995 | 0.003026 | 0.011526 | 0.0089831 | 0.18671 | 0.31656
|  | 794.8134 | 0 | 0 | 0.013554 | 0.025131 | 0.024265 | 0.058505 | 1.6691 | 0.13658 | 0.16545 | 0.39237 | 0 | 0 | 0.0018819 | 0.0018288 | 0.0030951 | 0.011253 | 0.0089559 | 0.18581 | 0.3141
|  | 795.0509 | 0 | 0 | -0.01823 | -0.034913 | -0.0045547 | -0.0041569 | 1.6684 | 0.12411 | 0.15264 | 0.37737 | 0 | 0 | 0.0014833 | 0.0020335 | 0.0025594 | 0.010449 | 0.0088513 | 0.18422 | 0.31131
|  | 795.2885 | 0 | 0 | 0.021653 | 0.040408 | 0.031306 | 0.088994 | 1.7202 | 0.1388 | 0.17003 | 0.38369 | 0 | 0 | 0.00076177 | 0.002374 | 0.002064 | 0.010395 | 0.0091113 | 0.18271 | 0.30807
|  | 795.526 | 0 | 0 | -0.0052601 | -0.022253 | -0.0048138 | -0.00052389 | 1.717 | 0.12839 | 0.15761 | 0.37364 | 0 | 0 | 0.00046998 | 0.0024149 | 0.0017097 | 0.008621 | 0.0091106 | 0.18148 | 0.30537
|  | 795.7635 | 0 | 0 | 0.016227 | 0.027144 | 0.022292 | 0.089392 | 1.7693 | 0.13423 | 0.17012 | 0.38234 | 0 | 0 | 0.0013718 | 0.0016763 | 0.0014415 | 0.0069006 | 0.0093302 | 0.18047 | 0.30356
|  | 796.0011 | 0 | 0 | -0.031016 | -0.03194 | -0.011794 | -0.021018 | 1.7691 | 0.11724 | 0.14671 | 0.36524 | 0 | 0 | 0.0016388 | 0.00037527 | 0.0010278 | 0.0060585 | 0.0093984 | 0.17936 | 0.30156
|  | 796.2386 | 0 | 0 | 0.0025359 | 0.040168 | 0.019874 | 0.087666 | 1.821 | 0.12612 | 0.15311 | 0.37293 | 0 | 0 | 0.0011984 | 0.00069483 | 0.0011909 | 0.0090725 | 0.0093356 | 0.17814 | 0.29961
|  | 796.4762 | 0 | 0 | -0.027473 | -0.035331 | -0.015615 | -0.034781 | 1.813 | 0.11749 | 0.1448 | 0.36497 | 0 | 0 | 0.00022537 | 0.00029948 | 0.0003589 | 0.011048 | 0.0094566 | 0.17684 | 0.29665
|  | 796.7138 | 0 | 0 | 0.010612 | 0.0438 | 0.029548 | 0.097598 | 1.8716 | 0.13167 | 0.16115 | 0.37209 | 0 | 0 | 0.0007997 | 0.0010915 | 0.0003339 | 0.011047 | 0.0099732 | 0.1759 | 0.29354
|  | 796.9514 | 0 | 0 | -0.015345 | -0.034974 | -0.011383 | -0.029715 | 1.8698 | 0.11912 | 0.14659 | 0.35585 | 0 | 0 | 0.0014023 | 0.001263 | 0.0014378 | 0.0099778 | 0.0097096 | 0.17484 | 0.29137
|  | 797.1889 | 0 | 0 | 0.03461 | 0.046455 | 0.03617 | 0.11094 | 1.9347 | 0.13876 | 0.16726 | 0.36878 | 0 | 0 | 0.0014932 | 0.0017712 | 0.002467 | 0.011474 | 0.0096372 | 0.17369 | 0.28978
|  | 797.4265 | 0 | 0 | -0.021395 | -0.045641 | -0.010726 | -0.037775 | 1.9334 | 0.11812 | 0.14797 | 0.35271 | 0 | 0 | 0.0017086 | 0.0021138 | 0.0026146 | 0.010773 | 0.0097859 | 0.17306 | 0.28796
|  | 797.6641 | 0 | 0 | 0.030077 | 0.042576 | 0.033047 | 0.1036 | 1.9988 | 0.12958 | 0.16614 | 0.35998 | 0 | 0 | 0.0020906 | 0.003868 | 0.0024618 | 0.010504 | 0.010287 | 0.17232 | 0.28592
|  | 797.9018 | 0 | 0 | -0.014012 | -0.030339 | -0.01001 | -0.045746 | 1.9872 | 0.11903 | 0.14529 | 0.34807 | 0 | 0 | 0.0013427 | 0.0046487 | 0.0017406 | 0.011307 | 0.010111 | 0.17052 | 0.28306
|  | 798.1394 | 0 | 0 | 0.046934 | 0.06942 | 0.04305 | 0.16237 | 2.0589 | 0.13401 | 0.16458 | 0.36535 | 0 | 0 | 0.0011403 | 0.0053128 | 0.0021353 | 0.012429 | 0.010035 | 0.16922 | 0.28052
|  | 798.377 | 0 | 0 | -0.0074062 | -0.030897 | -0.0153 | -0.038741 | 2.0445 | 0.11636 | 0.13754 | 0.34723 | 0 | 0 | 0.00047763 | 0.003894 | 0.0019409 | 0.011515 | 0.010136 | 0.16807 | 0.27844
|  | 798.6146 | 0 | 0 | 0.039865 | 0.057562 | 0.042925 | 0.1099 | 2.1232 | 0.12926 | 0.15667 | 0.35427 | 0 | 0 | 0.00099228 | 0.0024023 | 0.001845 | 0.010932 | 0.010278 | 0.16682 | 0.27641
|  | 798.8523 | 0 | 0 | -0.016604 | -0.050132 | -0.027276 | -0.048719 | 2.1125 | 0.11225 | 0.13637 | 0.33519 | 0 | 0 | 0.0022342 | 0.0026533 | 0.0022568 | 0.008689 | 0.010777 | 0.16589 | 0.2743
|  | 799.09 | 0 | 0 | 0.028686 | 0.043727 | 0.033136 | 0.10679 | 2.1793 | 0.12932 | 0.15732 | 0.34788 | 0 | 0 | 0.0020588 | 0.0040358 | 0.0026483 | 0.0085257 | 0.011345 | 0.16499 | 0.27199
|  | 799.3276 | 0 | 0 | -0.019981 | -0.05748 | -0.019382 | -0.026024 | 2.1611 | 0.10855 | 0.1367 | 0.32783 | 0 | 0 | 0.00084576 | 0.002824 | 0.0019468 | 0.0082492 | 0.010612 | 0.16281 | 0.26963
|  | 799.5653 | 0 | 0 | 0.042091 | 0.061282 | 0.044928 | 0.14746 | 2.2428 | 0.13216 | 0.16411 | 0.34715 | 0 | 0 | 0.0016592 | 0.001328 | 0.0018007 | 0.010339 | 0.010335 | 0.16102 | 0.26829
|  | 799.803 | 0 | 0 | -0.040003 | -0.057794 | -0.019376 | -0.10032 | 2.2235 | 0.10784 | 0.12826 | 0.31892 | 0 | 0 | 0.0016512 | 0.00029038 | 0.001734 | 0.011574 | 0.010395 | 0.1602 | 0.26642
|  | 800.0407 | 0 | 0 | 0.028624 | 0.043595 | 0.039568 | 0.14827 | 2.3086 | 0.12714 | 0.16217 | 0.33735 | 0 | 0 | 0.0012354 | 0.001341 | 0.0019225 | 0.012496 | 0.010979 | 0.1598 | 0.26401
|  | 800.2783 | 0 | 0 | -0.02812 | -0.064652 | -0.019249 | -0.063885 | 2.2951 | 0.11034 | 0.12924 | 0.32134 | 0 | 0 | 0.0016635 | 0.0018865 | 0.0016816 | 0.011218 | 0.010793 | 0.15928 | 0.26134
|  | 800.516 | 0 | 0 | 0.029271 | 0.052833 | 0.045804 | 0.17606 | 2.3727 | 0.12546 | 0.15436 | 0.32712 | 0 | 0 | 0.0019974 | 0.0014852 | 0.0022202 | 0.010672 | 0.010464 | 0.15825 | 0.25916
|  | 800.7538 | 0 | 0 | -0.043065 | -0.068292 | -0.036871 | -0.078983 | 2.351 | 0.09729 | 0.12395 | 0.31603 | 0 | 0 | 0.0014671 | 0.00081406 | 0.0030548 | 0.010883 | 0.010722 | 0.15711 | 0.25747
|  | 800.9915 | 0 | 0 | 0.039584 | 0.085073 | 0.047211 | 0.14274 | 2.4479 | 0.12708 | 0.15197 | 0.33495 | 0 | 0 | 0.0017162 | 0.002879 | 0.0040787 | 0.0098171 | 0.011757 | 0.15667 | 0.25629
|  | 801.2292 | 0 | 0 | -0.036471 | -0.053712 | -0.030309 | -0.068839 | 2.424 | 0.10512 | 0.12962 | 0.31566 | 0 | 0 | 0.0011886 | 0.0026467 | 0.0039437 | 0.006435 | 0.012082 | 0.15547 | 0.25396
|  | 801.4669 | 0 | 0 | 0.033134 | 0.074033 | 0.042694 | 0.15644 | 2.5164 | 0.12551 | 0.15722 | 0.32894 | 0 | 0 | 0.00038967 | 0.0024256 | 0.0032406 | 0.0071266 | 0.011406 | 0.15406 | 0.25113
|  | 801.7047 | 0 | 0 | -0.046327 | -0.072487 | -0.033073 | -0.091667 | 2.4991 | 0.096413 | 0.12204 | 0.30405 | 0 | 0 | -7.5365e-05 | 0.0029153 | 0.0021169 | 0.0078255 | 0.010517 | 0.15246 | 0.24902
|  | 801.9424 | 0 | 0 | 0.050723 | 0.079283 | 0.050486 | 0.17848 | 2.6021 | 0.12589 | 0.15176 | 0.31862 | 0 | 0 | -0.00066833 | 0.0021419 | 0.0017259 | 0.0090086 | 0.011007 | 0.15124 | 0.24772
|  | 802.1802 | 0 | 0 | -0.035607 | -0.071302 | -0.028074 | -0.068567 | 2.5715 | 0.09739 | 0.11784 | 0.29952 | 0 | 0 | -9.282e-05 | 0.0024048 | 0.0013701 | 0.0073412 | 0.011845 | 0.15131 | 0.24612
|  | 802.418 | 0 | 0 | 0.04481 | 0.056542 | 0.043516 | 0.15094 | 2.6984 | 0.12431 | 0.15444 | 0.31977 | 0 | 0 | 0.0012744 | 0.0035235 | 0.0015891 | 0.0065353 | 0.011993 | 0.15065 | 0.24382
|  | 802.6557 | 0 | 0 | -0.032853 | -0.077159 | -0.03392 | -0.083133 | 2.667 | 0.097811 | 0.12447 | 0.29404 | 0 | 0 | 0.00021679 | 0.001218 | 0.0015598 | 0.0076719 | 0.011021 | 0.14819 | 0.24151
|  | 802.8935 | 0 | 0 | 0.02496 | 0.040938 | 0.041425 | 0.1534 | 2.768 | 0.12176 | 0.15392 | 0.31896 | 0 | 0 | 0.0010293 | 0.0017622 | 0.0014523 | 0.011222 | 0.011326 | 0.14742 | 0.24064
|  | 803.1313 | 0 | 0 | -0.018218 | -0.071051 | -0.02555 | -0.067076 | 2.7449 | 0.10291 | 0.12137 | 0.29664 | 0 | 0 | 0.0018918 | 0.0019292 | 0.0019998 | 0.01283 | 0.011696 | 0.14707 | 0.23875
|  | 803.3691 | 0 | 0 | 0.030891 | 0.037401 | 0.031438 | 0.17035 | 2.8411 | 0.11736 | 0.14643 | 0.3141 | 0 | 0 | 0.0013472 | 0.00064265 | 0.0028014 | 0.0094982 | 0.011454 | 0.14588 | 0.23661
|  | 803.6069 | 0 | 0 | -0.030249 | -0.062087 | -0.020272 | -0.055711 | 2.8333 | 0.098848 | 0.12269 | 0.29173 | 0 | 0 | 0.0013838 | 0.0013699 | 0.0024553 | 0.0051915 | 0.011964 | 0.14504 | 0.23483
|  | 803.8447 | 0 | 0 | 0.02341 | 0.061571 | 0.035754 | 0.12829 | 2.924 | 0.11608 | 0.14337 | 0.30618 | 0 | 0 | 0.0022524 | 0.0027851 | 0.0019724 | 0.0072211 | 0.01258 | 0.14438 | 0.23318
|  | 804.0825 | 0 | 0 | -0.021532 | -0.053129 | -0.028086 | -0.042393 | 2.9199 | 0.10986 | 0.12367 | 0.29529 | 0 | 0 | 0.0020881 | 0.0026557 | 0.001306 | 0.0091131 | 0.012759 | 0.14376 | 0.23143
|  | 804.3204 | 0 | 0 | 0.025138 | 0.055443 | 0.029391 | 0.15745 | 3.0078 | 0.12322 | 0.14856 | 0.3037 | 0 | 0 | 0.0021226 | 0.0023272 | 0.0024525 | 0.008476 | 0.013633 | 0.14325 | 0.23
|  | 804.5582 | 0 | 0 | -0.030587 | -0.050806 | -0.0076084 | -0.040134 | 3.006 | 0.098052 | 0.12463 | 0.28154 | 0 | 0 | 0.0012358 | 0.00067858 | 0.0034867 | 0.006598 | 0.012684 | 0.14184 | 0.22752
|  | 804.7961 | 0 | 0 | 0.025876 | 0.048716 | 0.045274 | 0.1331 | 3.0925 | 0.11808 | 0.14278 | 0.29662 | 0 | 0 | -0.00034142 | 0.00050073 | 0.0034079 | 0.00892 | 0.011582 | 0.14 | 0.22479
|  | 805.0339 | 0 | 0 | -0.016598 | -0.03684 | -0.011465 | -0.026984 | 3.0925 | 0.10484 | 0.12492 | 0.28172 | 0 | 0 | -0.00070792 | 0.0014593 | 0.0025764 | 0.0097817 | 0.012106 | 0.13894 | 0.22354
|  | 805.2718 | 0 | 0 | 0.031938 | 0.058982 | 0.033082 | 0.11459 | 3.1738 | 0.12181 | 0.14125 | 0.29498 | 0 | 0 | 0.0013052 | 0.0026552 | 0.0021853 | 0.008273 | 0.013244 | 0.13874 | 0.22249
|  | 805.5096 | 0 | 0 | -0.021389 | -0.058793 | -0.027071 | -0.057035 | 3.1724 | 0.10133 | 0.11814 | 0.27528 | 0 | 0 | 0.0012232 | 0.0025238 | 0.0013261 | 0.0070938 | 0.013527 | 0.13786 | 0.22049
|  | 805.7475 | 0 | 0 | 0.027771 | 0.037468 | 0.028894 | 0.15656 | 3.252 | 0.11042 | 0.13276 | 0.28089 | 0 | 0 | 0.0014643 | 0.0033577 | 0.0012936 | 0.0092986 | 0.013899 | 0.13721 | 0.219
|  | 805.9854 | 0 | 0 | -0.013679 | -0.041935 | -0.01186 | -0.038419 | 3.2607 | 0.099479 | 0.11878 | 0.27263 | 0 | 0 | 0.0029044 | 0.0033194 | 0.0021445 | 0.0095588 | 0.013874 | 0.13691 | 0.21783
|  | 806.2233 | 0 | 0 | 0.037369 | 0.05089 | 0.032629 | 0.10577 | 3.3589 | 0.11357 | 0.14 | 0.28359 | 0 | 0 | 0.0014152 | 0.00077051 | 0.002421 | 0.0067204 | 0.013774 | 0.13544 | 0.21617
|  | 806.4612 | 0 | 0 | -0.014412 | -0.028072 | -0.01136 | -0.034754 | 3.3654 | 0.09814 | 0.12606 | 0.27126 | 0 | 0 | 7.0017e-05 | -0.00060406 | 0.0016444 | 0.0047314 | 0.013291 | 0.13426 | 0.21388
|  | 806.6991 | 0 | 0 | 0.020531 | 0.058204 | 0.044232 | 0.11032 | 3.4567 | 0.11326 | 0.13666 | 0.28126 | 0 | 0 | 0.0010461 | 0.0012304 | 0.0023034 | 0.0053094 | 0.012935 | 0.13352 | 0.2113
|  | 806.937 | 0 | 0 | -0.021561 | -0.031942 | -0.0060788 | 0.031086 | 3.472 | 0.10014 | 0.12357 | 0.2711 | 0 | 0 | 0.00036302 | 0.001499 | 0.0018731 | 0.0029697 | 0.012909 | 0.13219 | 0.20952
|  | 807.1749 | 0 | 0 | 0.032315 | 0.034401 | 0.021064 | 0.098111 | 3.56 | 0.10677 | 0.13741 | 0.27816 | 0 | 0 | -4.5804e-05 | 0.002439 | 0.0023252 | 0.0055548 | 0.014459 | 0.13145 | 0.20855
|  | 807.4129 | 0 | 0 | -0.006857 | -0.046981 | -0.022094 | -0.034695 | 3.5671 | 0.095767 | 0.11513 | 0.26517 | 0 | 0 | 0.0015105 | 0.0024358 | 0.0026126 | 0.0083897 | 0.015175 | 0.13089 | 0.2071
|  | 807.6508 | 0 | 0 | 0.021172 | 0.033696 | 0.021296 | 0.13693 | 3.6448 | 0.10211 | 0.12949 | 0.26752 | 0 | 0 | 0.00037599 | 0.0021124 | 0.0017899 | 0.0087001 | 0.013812 | 0.12991 | 0.20548
|  | 807.8888 | 0 | 0 | -0.011716 | -0.026435 | -0.012818 | -0.028753 | 3.6693 | 0.094765 | 0.11406 | 0.25643 | 0 | 0 | -0.00063536 | 0.0010989 | 0.0018728 | 0.0076112 | 0.01388 | 0.1291 | 0.20392
|  | 808.1267 | 0 | 0 | 0.025143 | 0.05495 | 0.025302 | 0.051519 | 3.7702 | 0.10823 | 0.13171 | 0.26759 | 0 | 0 | 0.00053697 | 0.0010128 | 0.0019424 | 0.007823 | 0.015 | 0.12903 | 0.20311
|  | 808.3647 | 0 | 0 | -0.0053467 | -0.016206 | -0.0044902 | -0.0099852 | 3.7962 | 0.098363 | 0.11906 | 0.25674 | 0 | 0 | 0.00049594 | 0.00099857 | 0.0016773 | 0.0084241 | 0.014878 | 0.12796 | 0.20117
|  | 808.6027 | 0 | 0 | 0.017022 | 0.025817 | 0.022639 | 0.15837 | 3.8819 | 0.10493 | 0.1294 | 0.26012 | 0 | 0 | -0.00036249 | 0.0020576 | 0.0016735 | 0.0092389 | 0.014346 | 0.12642 | 0.19816
|  | 808.8406 | 0 | 0 | -0.0098442 | -0.032849 | -0.006232 | 0.021856 | 3.919 | 0.091713 | 0.11249 | 0.24749 | 0 | 0 | -0.0015067 | 0.0012436 | 0.00097783 | 0.0064435 | 0.014362 | 0.1252 | 0.19603
|  | 809.0786 | 0 | 0 | 0.010881 | 0.018644 | 0.018322 | 0.10762 | 3.9949 | 0.10349 | 0.1272 | 0.25698 | 0 | 0 | -0.00028841 | 0.0013354 | 0.00083945 | 0.0055302 | 0.01479 | 0.12475 | 0.19489
|  | 809.3166 | 0 | 0 | -0.0047908 | -0.021385 | -0.00066583 | 0.016963 | 4.0319 | 0.095531 | 0.11842 | 0.25338 | 0 | 0 | 0.0025198 | 0.0031717 | 0.0027431 | 0.011597 | 0.01554 | 0.12456 | 0.19435
|  | 809.5546 | 0 | 0 | 0.013078 | 0.023396 | 0.016576 | 0.075835 | 4.1087 | 0.097016 | 0.12348 | 0.25484 | 0 | 0 | 0.0030747 | 0.0025071 | 0.0026655 | 0.014927 | 0.015566 | 0.12312 | 0.19271
|  | 809.7926 | 0 | 0 | -0.012724 | -0.021095 | -0.007846 | 0.00099248 | 4.1398 | 0.086226 | 0.10694 | 0.24046 | 0 | 0 | 0.0014807 | 0.0030322 | 0.0019564 | 0.011284 | 0.015466 | 0.12181 | 0.19028
|  | 810.0307 | 0 | 0 | -0.0023471 | 0.0074516 | 0.0096681 | 0.057113 | 4.2312 | 0.094876 | 0.11622 | 0.24297 | 0 | 0 | 0.001007 | 0.0026798 | 0.0025566 | 0.0087104 | 0.015608 | 0.12188 | 0.18914
|  | 810.2687 | 0 | 0 | -0.022122 | -0.031769 | -0.011012 | -0.010046 | 4.2785 | 0.087495 | 0.10736 | 0.23556 | 0 | 0 | 0.0019567 | 0.0029377 | 0.0033941 | 0.010159 | 0.016391 | 0.12173 | 0.18852
|  | 810.5067 | 0 | 0 | -0.0056034 | -0.0025009 | 0.0097391 | 0.036493 | 4.3524 | 0.091922 | 0.11439 | 0.24181 | 0 | 0 | 0.0022272 | 0.0025498 | 0.0028113 | 0.0048413 | 0.016086 | 0.12008 | 0.18648
|  | 810.7448 | 0 | 0 | -0.0049855 | -0.019797 | 0.0023627 | 0.013177 | 4.4124 | 0.092589 | 0.11264 | 0.24331 | 0 | 0 | 0.0016718 | 0.0019147 | 0.001422 | 0.0043025 | 0.016221 | 0.11878 | 0.18474
|  | 810.9828 | 0 | 0 | 0.013181 | 0.0085897 | 0.016886 | 0.078844 | 4.4969 | 0.096404 | 0.11565 | 0.24019 | 0 | 0 | 0.00062689 | -0.00060695 | 0.00093107 | 0.0066083 | 0.015689 | 0.11733 | 0.18308
|  | 811.2209 | 0 | 0 | -0.0063018 | -0.010466 | 0.0084153 | 0.027307 | 4.5499 | 0.089533 | 0.10856 | 0.23328 | 0 | 0 | 6.2082e-05 | -9.7859e-05 | 0.0019874 | 0.0081108 | 0.015443 | 0.1166 | 0.18132
|  | 811.4589 | 0 | 0 | 0.0045391 | 0.0021298 | 0.018598 | 0.041544 | 4.6287 | 0.094051 | 0.11326 | 0.24031 | 0 | 0 | 0.00035332 | 0.00234 | 0.0022838 | 0.0057984 | 0.017236 | 0.11677 | 0.18054
|  | 811.697 | 0 | 0 | -0.00431 | -0.010309 | 0.0021634 | -0.0095191 | 4.6923 | 0.093976 | 0.10937 | 0.24111 | 0 | 0 | 0.00074434 | 0.0027909 | 0.0021362 | 0.006714 | 0.017766 | 0.11622 | 0.18001
|  | 811.9351 | 0 | 0 | -0.0058437 | -0.00030365 | 0.0073933 | 0.025155 | 4.7611 | 0.091622 | 0.10772 | 0.23912 | 0 | 0 | 0.00072075 | 0.0026625 | 0.0022888 | 0.0091401 | 0.017419 | 0.11535 | 0.17833
|  | 812.1732 | 0 | 0 | -0.011372 | -0.0079849 | 0.0017872 | 0.039244 | 4.8362 | 0.088845 | 0.1078 | 0.23291 | 0 | 0 | 0.0013842 | 0.0035331 | 0.0023126 | 0.0074724 | 0.017924 | 0.11445 | 0.17632
|  | 812.4113 | 0 | 0 | -0.012265 | 0.0060816 | 0.0048057 | 0.048333 | 4.9186 | 0.091955 | 0.11364 | 0.23128 | 0 | 0 | 0.0011187 | 0.0024282 | 0.00088667 | 0.0052692 | 0.017938 | 0.11334 | 0.17486
|  | 812.6494 | 0 | 0 | -0.0010527 | 0.0095838 | 0.005044 | 0.030981 | 5.0021 | 0.091098 | 0.11155 | 0.23178 | 0 | 0 | 0.001296 | 0.0029527 | 0.00075464 | 0.0066149 | 0.018128 | 0.11255 | 0.17392
|  | 812.8875 | 0 | 0 | 0.017778 | 0.013627 | 0.0090913 | 0.022349 | 5.0871 | 0.092212 | 0.11387 | 0.23184 | 0 | 0 | 0.00034253 | 0.0035401 | 0.00068065 | 0.0049451 | 0.018395 | 0.11159 | 0.17208
|  | 813.1256 | 0 | 0 | 0.014624 | 0.00064899 | 0.007959 | 0.036052 | 5.1509 | 0.092359 | 0.11137 | 0.22634 | 0 | 0 | 0.00028792 | 0.0026754 | -4.4632e-05 | 0.0056997 | 0.018804 | 0.11126 | 0.17115
|  | 813.3638 | 0 | 0 | -0.00036587 | -0.020313 | 0.012469 | 0.05708 | 5.2112 | 0.088 | 0.10638 | 0.22291 | 0 | 0 | -2.9679e-05 | 0.00056155 | 0.00020355 | 0.0077997 | 0.018863 | 0.11099 | 0.16991
|  | 813.6019 | 0 | 0 | 0.0048141 | 0.014484 | 0.017997 | 0.070232 | 5.2954 | 0.092506 | 0.11174 | 0.2249 | 0 | 0 | 0.00084707 | 0.0018707 | 0.0021731 | 0.00732 | 0.019078 | 0.11031 | 0.16827
|  | 813.84 | 0 | 0 | 0.00095038 | 0.0045055 | 0.0047766 | 0.039161 | 5.3701 | 0.093908 | 0.11138 | 0.22563 | 0 | 0 | 0.002778 | 0.0036599 | 0.0025616 | 0.0052717 | 0.019036 | 0.10971 | 0.1672
|  | 814.0782 | 0 | 0 | 0.0038521 | -0.0079685 | 0.017598 | 0.060169 | 5.4544 | 0.094008 | 0.11214 | 0.22497 | 0 | 0 | 0.0025157 | 0.0024791 | 0.0022384 | 0.0058583 | 0.01914 | 0.10883 | 0.16618
|  | 814.3164 | 0 | 0 | -0.0067655 | -0.022533 | 0.0039018 | 0.02053 | 5.533 | 0.083655 | 0.10564 | 0.21729 | 0 | 0 | 0.00090046 | 0.00019492 | 0.0014028 | 0.0060184 | 0.018979 | 0.1075 | 0.16404
|  | 814.5545 | 0 | 0 | 0.012168 | 0.014331 | 0.0063645 | 0.048846 | 5.6288 | 0.090133 | 0.11174 | 0.22591 | 0 | 0 | -0.00022264 | -0.00075749 | 0.0009826 | 0.0061859 | 0.019043 | 0.10655 | 0.16194
|  | 814.7927 | 0 | 0 | 0.040798 | 0.070403 | 0.040994 | 0.15467 | 5.7908 | 0.10097 | 0.12197 | 0.23014 | 0 | 0 | -7.3636e-05 | -0.00097118 | 0.0005568 | 0.0060313 | 0.019245 | 0.10579 | 0.16025
|  | 815.0309 | 0 | 0 | -0.0065076 | -0.011279 | -0.0037225 | 0.0085724 | 5.8633 | 0.081875 | 0.1044 | 0.20816 | 0 | 0 | 0.00083231 | 0.0010678 | 0.00088529 | 0.0075355 | 0.019332 | 0.10518 | 0.15897
|  | 815.2691 | 0 | 0 | 0.0085627 | 0.040925 | 0.01103 | 0.066953 | 5.9579 | 0.087189 | 0.1058 | 0.2149 | 0 | 0 | -0.00010929 | 0.0016877 | 0.0012297 | 0.0081241 | 0.01922 | 0.10425 | 0.1582
|  | 815.5073 | 0 | 0 | -0.0017511 | 0.0043392 | 0.0038838 | 0.014047 | 6.0353 | 0.086676 | 0.10033 | 0.21497 | 0 | 0 | 0.00024628 | 0.0011729 | 0.0016742 | 0.0086517 | 0.019973 | 0.10376 | 0.15777
|  | 815.7455 | 0 | 0 | 0.02041 | 0.0225 | 0.027645 | 0.10085 | 6.1432 | 0.094919 | 0.11159 | 0.22009 | 0 | 0 | 0.00081099 | 0.00019681 | 0.0019088 | 0.0072514 | 0.020621 | 0.10321 | 0.15664
|  | 815.9837 | 0 | 0 | -0.0085569 | -0.020884 | 0.00050391 | 0.014608 | 6.2106 | 0.087655 | 0.098051 | 0.2137 | 0 | 0 | 0.00073408 | 0.0014357 | 0.0021595 | 0.0076867 | 0.021315 | 0.10273 | 0.15516
|  | 816.2219 | 0 | 0 | 0.029511 | 0.025593 | 0.024678 | 0.093062 | 6.3195 | 0.096305 | 0.11252 | 0.2181 | 0 | 0 | -0.00012072 | 0.002419 | 0.0017906 | 0.0073635 | 0.021246 | 0.10174 | 0.15338
|  | 816.4601 | 0 | 0 | -0.0043042 | -0.03146 | -0.008151 | 0.041984 | 6.381 | 0.079511 | 0.098331 | 0.20432 | 0 | 0 | -0.00041964 | 0.001402 | 0.0018487 | 0.0066102 | 0.021016 | 0.10019 | 0.15167
|  | 816.6984 | 0 | 0 | 0.0087053 | 0.035364 | 0.017489 | 0.093571 | 6.5125 | 0.084779 | 0.10434 | 0.21328 | 0 | 0 | 0.00050676 | 0.00049177 | 0.0018486 | 0.0057567 | 0.021609 | 0.099401 | 0.15067
|  | 816.9366 | 0 | 0 | -0.0056265 | -0.018033 | -0.0066473 | -0.032822 | 6.5729 | 0.081657 | 0.091928 | 0.20251 | 0 | 0 | 0.0022854 | 0.0015917 | 0.0021081 | 0.0089287 | 0.022817 | 0.099501 | 0.15056
|  | 817.1749 | 0 | 0 | 0.016404 | 0.035613 | 0.028992 | 0.078922 | 6.6929 | 0.093361 | 0.10906 | 0.20372 | 0 | 0 | 0.0021256 | 0.00073998 | 0.001763 | 0.0082281 | 0.022739 | 0.099308 | 0.14966
|  | 817.4131 | 0 | 0 | -0.017846 | -0.030463 | -0.010991 | -6.2556e-05 | 6.7612 | 0.079958 | 0.096236 | 0.19384 | 0 | 0 | 0.0015372 | 0.0017391 | 0.0014378 | 0.0049568 | 0.022378 | 0.099102 | 0.14842
|  | 817.6514 | 0 | 0 | 0.025544 | 0.044778 | 0.019706 | 0.071606 | 6.9071 | 0.085511 | 0.10584 | 0.20215 | 0 | 0 | 0.00065592 | 0.0024156 | 0.00081263 | 0.0028565 | 0.022358 | 0.098276 | 0.14698
|  | 817.8897 | 0 | 0 | -0.010423 | -0.023233 | -0.010367 | -0.018673 | 6.9875 | 0.077175 | 0.089089 | 0.19427 | 0 | 0 | -5.6705e-05 | 0.0015815 | 0.0010161 | 0.0026817 | 0.022413 | 0.096767 | 0.1454
|  | 818.128 | 0 | 0 | 0.01934 | 0.028788 | 0.027542 | 0.079852 | 7.1183 | 0.091302 | 0.11353 | 0.20275 | 0 | 0 | 0.00098058 | 0.001347 | 0.0012301 | 0.0035901 | 0.022616 | 0.095875 | 0.14456
|  | 818.3663 | 0 | 0 | -0.0096049 | -0.023892 | -0.015215 | -0.044277 | 7.181 | 0.080155 | 0.093951 | 0.19172 | 0 | 0 | 0.0023528 | 0.0029428 | 0.0012697 | 0.0065522 | 0.023701 | 0.095817 | 0.1439
|  | 818.6046 | 0 | 0 | 0.024766 | 0.041368 | 0.023328 | 0.1068 | 7.3396 | 0.094065 | 0.10668 | 0.20009 | 0 | 0 | 0.001476 | 0.0028968 | 0.00096462 | 0.0073675 | 0.023787 | 0.094652 | 0.1422
|  | 818.8429 | 0 | 0 | -0.0047622 | -0.023525 | -0.010524 | -0.029107 | 7.4084 | 0.083191 | 0.093455 | 0.1922 | 0 | 0 | 0.0001802 | 0.0023807 | 0.0013465 | 0.0069416 | 0.023449 | 0.093548 | 0.14101
|  | 819.0812 | 0 | 0 | 0.024119 | 0.03813 | 0.026724 | 0.11135 | 7.5619 | 0.093862 | 0.11278 | 0.20184 | 0 | 0 | -0.0011746 | 0.00194 | 0.0014757 | 0.0067265 | 0.023597 | 0.093354 | 0.14049
|  | 819.3195 | 0 | 0 | -0.013067 | -0.046794 | -0.019649 | -0.025639 | 7.6379 | 0.075136 | 0.092619 | 0.19077 | 0 | 0 | -0.001313 | 0.0012613 | 0.0011812 | 0.0078559 | 0.024529 | 0.093669 | 0.13989
|  | 819.5578 | 0 | 0 | 0.035286 | 0.039962 | 0.034313 | 0.093026 | 7.7995 | 0.090557 | 0.10658 | 0.20262 | 0 | 0 | -0.00017354 | -0.00015647 | 0.001302 | 0.0062906 | 0.02556 | 0.093543 | 0.13877
|  | 819.7962 | 0 | 0 | -0.030432 | -0.040654 | -0.015174 | -0.053465 | 7.8631 | 0.077251 | 0.090233 | 0.1877 | 0 | 0 | 0.0012961 | 0.00046724 | 0.0018651 | 0.0051595 | 0.02635 | 0.093083 | 0.13759
|  | 820.0345 | 0 | 0 | 0.025665 | 0.044983 | 0.044683 | 0.1177 | 8.0301 | 0.094302 | 0.11038 | 0.20034 | 0 | 0 | 0.0015432 | 0.00081102 | 0.0014422 | 0.0025249 | 0.026298 | 0.092259 | 0.13622
|  | 820.2729 | 0 | 0 | -0.030427 | -0.067241 | -0.016043 | -0.051983 | 8.0994 | 0.070776 | 0.086128 | 0.17957 | 0 | 0 | 0.00064139 | 0.0013681 | 0.0015047 | 0.0026289 | 0.026497 | 0.091069 | 0.13539
|  | 820.5112 | 0 | 0 | 0.026718 | 0.051982 | 0.027968 | 0.12366 | 8.2762 | 0.088734 | 0.1066 | 0.19366 | 0 | 0 | -0.00066028 | 0.0013858 | 0.0016335 | 0.0055961 | 0.026724 | 0.090011 | 0.13455
|  | 820.7496 | 0 | 0 | -0.027439 | -0.045304 | -0.023426 | -0.076126 | 8.3504 | 0.07016 | 0.082597 | 0.17981 | 0 | 0 | -0.00052593 | 0.0013569 | 0.0014152 | 0.0077626 | 0.027352 | 0.08952 | 0.13346
|  | 820.988 | 0 | 0 | 0.032219 | 0.057692 | 0.02341 | 0.13409 | 8.5272 | 0.090794 | 0.11096 | 0.19198 | 0 | 0 | -0.00062992 | 0.0011664 | 0.00064639 | 0.0060865 | 0.027713 | 0.088892 | 0.13206
|  | 821.2264 | 0 | 0 | -0.027285 | -0.05429 | -0.030335 | -0.062128 | 8.5942 | 0.069352 | 0.08277 | 0.18312 | 0 | 0 | -0.00092571 | 0.0015664 | 0.00069995 | 0.0057534 | 0.027593 | 0.088245 | 0.13082
|  | 821.4647 | 0 | 0 | 0.021686 | 0.037313 | 0.024224 | 0.13458 | 8.7692 | 0.080353 | 0.097676 | 0.18498 | 0 | 0 | -0.0011419 | 0.00023071 | 0.00055352 | 0.006571 | 0.027582 | 0.087506 | 0.12959
|  | 821.7032 | 0 | 0 | -0.016387 | -0.075826 | -0.029374 | -0.061967 | 8.8411 | 0.071167 | 0.084405 | 0.17598 | 0 | 0 | -0.0004558 | -0.00076513 | 0.00018523 | 0.0081926 | 0.028441 | 0.087082 | 0.12887
|  | 821.9416 | 0 | 0 | 0.039556 | 0.064751 | 0.03218 | 0.10913 | 9.0446 | 0.08835 | 0.10685 | 0.18615 | 0 | 0 | 0.00060913 | -0.00056357 | 0.00033177 | 0.0087261 | 0.029144 | 0.08694 | 0.12837
|  | 822.18 | 0 | 0 | -0.044668 | -0.047863 | -0.027815 | -0.040006 | 9.0996 | 0.069355 | 0.079067 | 0.16875 | 0 | 0 | 0.00083342 | 0.00020358 | 0.0013757 | 0.0087216 | 0.029544 | 0.086646 | 0.12718
|  | 822.4184 | 0 | 0 | 0.039476 | 0.056633 | 0.031602 | 0.12358 | 9.29 | 0.090587 | 0.11001 | 0.18844 | 0 | 0 | 9.5319e-05 | 6.0873e-05 | 0.0011574 | 0.0068937 | 0.029666 | 0.085733 | 0.12563
|  | 822.6568 | 0 | 0 | -0.033066 | -0.049592 | -0.032874 | -0.0817 | 9.3398 | 0.070356 | 0.077721 | 0.16422 | 0 | 0 | -0.00043959 | 0.0012185 | 0.00042494 | 0.0052765 | 0.029939 | 0.084449 | 0.12469
|  | 822.8953 | 0 | 0 | 0.036746 | 0.061652 | 0.048784 | 0.12271 | 9.5467 | 0.083348 | 0.11005 | 0.18113 | 0 | 0 | -0.00060444 | 0.0015166 | 0.00033019 | 0.0052142 | 0.03018 | 0.0842 | 0.12439
|  | 823.1337 | 0 | 0 | -0.029586 | -0.054889 | -0.026946 | -0.062558 | 9.6053 | 0.071682 | 0.080969 | 0.17002 | 0 | 0 | 0.00133 | 0.002122 | 0.0010081 | 0.0082841 | 0.031646 | 0.084647 | 0.12433
|  | 823.3722 | 0 | 0 | 0.033471 | 0.054915 | 0.04068 | 0.16892 | 9.8382 | 0.084635 | 0.10265 | 0.17735 | 0 | 0 | 0.00185 | 0.0022459 | 0.00096751 | 0.0071603 | 0.032662 | 0.084152 | 0.12296
|  | 823.6106 | 0 | 0 | -0.022854 | -0.05902 | -0.032232 | -0.056946 | 9.8868 | 0.068275 | 0.078183 | 0.17252 | 0 | 0 | 0.0014313 | 0.0017819 | 0.0013378 | 0.0059268 | 0.032967 | 0.083614 | 0.12168
|  | 823.8491 | 0 | 0 | 0.044627 | 0.080516 | 0.038536 | 0.14791 | 10.131 | 0.084784 | 0.11453 | 0.18188 | 0 | 0 | 0.00057563 | 0.00086435 | 0.00099322 | 0.0064126 | 0.032947 | 0.082771 | 0.12046
|  | 824.0876 | 0 | 0 | -0.031726 | -0.066206 | -0.017789 | -0.088427 | 10.1802 | 0.061835 | 0.07401 | 0.15784 | 0 | 0 | 0.00020344 | 0.001842 | 0.00067055 | 0.0094812 | 0.033071 | 0.081857 | 0.11948
|  | 824.326 | 0 | 0 | 0.03868 | 0.075115 | 0.061063 | 0.14695 | 10.4422 | 0.090111 | 0.11173 | 0.1803 | 0 | 0 | 0.00022436 | 0.0030427 | 0.00065803 | 0.0083988 | 0.03371 | 0.081453 | 0.11889
|  | 824.5645 | 0 | 0 | -0.028967 | -0.042022 | -0.035992 | -0.045584 | 10.5059 | 0.062652 | 0.073014 | 0.16094 | 0 | 0 | 0.0002514 | 0.0022662 | 0.0010978 | 0.0055957 | 0.034717 | 0.081059 | 0.11818
|  | 824.803 | 0 | 0 | 0.041033 | 0.063791 | 0.031018 | 0.16801 | 10.7497 | 0.085539 | 0.10228 | 0.16956 | 0 | 0 | 0.0012276 | -0.00026814 | 0.0012811 | 0.0051048 | 0.035473 | 0.080453 | 0.11752
|  | 825.0415 | 0 | 0 | -0.01641 | -0.061859 | -0.020213 | -0.042457 | 10.8318 | 0.065574 | 0.06993 | 0.15646 | 0 | 0 | -0.0025747 | -0.0082353 | -0.0034654 | -0.00696 | 0.032951 | 0.078347 | 0.11478
|  | 825.28 | 0 | 0 | 0.04291 | 0.074183 | 0.045354 | 0.1416 | 11.0503 | 0.087621 | 0.099601 | 0.17644 | 0 | 0 | -0.0010621 | -0.0023066 | -0.00068338 | 0.0028504 | 0.034899 | 0.078264 | 0.1148
|  | 825.5186 | 0 | 0 | -0.014372 | -0.050857 | -0.018893 | -0.072577 | 11.1454 | 0.066496 | 0.080554 | 0.16016 | 0 | 0 | -0.0011182 | 0.00010993 | 0.0012425 | 0.0046814 | 0.036167 | 0.078051 | 0.11389
|  | 825.7571 | 0 | 0 | 0.024891 | 0.062131 | 0.038077 | 0.16101 | 11.405 | 0.084691 | 0.10161 | 0.17234 | 0 | 0 | -0.00040204 | 0.0010203 | 0.0024943 | 0.0046748 | 0.037404 | 0.077823 | 0.1131
|  | 825.9956 | 0 | 0 | -0.02824 | -0.081723 | -0.024098 | -0.066188 | 11.4615 | 0.060296 | 0.075629 | 0.15182 | 0 | 0 | 0.00010406 | -3.6051e-05 | 0.001877 | 0.0047359 | 0.037653 | 0.077383 | 0.11251
|  | 826.2342 | 0 | 0 | 0.01985 | 0.064009 | 0.02715 | 0.11371 | 11.7135 | 0.080352 | 0.096121 | 0.16976 | 0 | 0 | 0.0007299 | 0.0014972 | 0.0013303 | 0.0058792 | 0.038348 | 0.077313 | 0.11148
|  | 826.4727 | 0 | 0 | -0.021372 | -0.049802 | -0.029625 | -0.029559 | 11.8056 | 0.064883 | 0.070636 | 0.1599 | 0 | 0 | 0.00033391 | 0.0033695 | 0.0007462 | 0.0077533 | 0.038702 | 0.076627 | 0.11036
|  | 826.7113 | 0 | 0 | 0.026272 | 0.05553 | 0.030606 | 0.1414 | 12.0684 | 0.074655 | 0.094441 | 0.16162 | 0 | 0 | 0.00076907 | 0.0041797 | 0.00083898 | 0.0080767 | 0.039886 | 0.076518 | 0.11008
|  | 826.9499 | 0 | 0 | -0.037398 | -0.052143 | -0.02104 | -0.048404 | 12.1909 | 0.060771 | 0.072865 | 0.15121 | 0 | 0 | 0.00025675 | 0.002499 | 0.0014504 | 0.0070566 | 0.04107 | 0.076302 | 0.10956
|  | 827.1884 | 0 | 0 | 0.036265 | 0.067245 | 0.037145 | 0.14656 | 12.4465 | 0.081339 | 0.095288 | 0.16856 | 0 | 0 | 0.00055349 | 0.0012179 | 0.0018438 | 0.0070597 | 0.041831 | 0.075851 | 0.10915
|  | 827.427 | 0 | 0 | -0.024674 | -0.057657 | -0.022708 | -0.0502 | 12.5328 | 0.063123 | 0.072331 | 0.14766 | 0 | 0 | 0.0014126 | -0.00018049 | 0.0013142 | 0.0064107 | 0.041981 | 0.075094 | 0.1082
|  | 827.6656 | 0 | 0 | 0.022414 | 0.036595 | 0.038841 | 0.11773 | 12.7947 | 0.082656 | 0.099416 | 0.16452 | 0 | 0 | -0.00072254 | -0.00089329 | 0.0013647 | 0.0060251 | 0.041543 | 0.074358 | 0.10682
|  | 827.9042 | 0 | 0 | -0.025121 | -0.063537 | -0.018238 | -0.038352 | 12.8866 | 0.064545 | 0.072182 | 0.14971 | 0 | 0 | -0.00049622 | -0.00074273 | 0.0014113 | 0.0047397 | 0.042428 | 0.073992 | 0.10594
|  | 828.1428 | 0 | 0 | 0.030718 | 0.036487 | 0.036144 | 0.097606 | 13.1505 | 0.082304 | 0.098348 | 0.16091 | 0 | 0 | 0.0012308 | -0.00032891 | 0.0020831 | 0.0049583 | 0.043575 | 0.073307 | 0.10524
|  | 828.3814 | 0 | 0 | -0.020737 | -0.039532 | -0.021822 | -0.057509 | 13.2745 | 0.06687 | 0.078656 | 0.15701 | 0 | 0 | 0.00060768 | -0.0016773 | 0.0013751 | 0.0044107 | 0.043561 | 0.072405 | 0.10397
|  | 828.62 | 0 | 0 | 0.033935 | 0.052073 | 0.030472 | 0.097193 | 13.5133 | 0.08004 | 0.0957 | 0.16013 | 0 | 0 | -0.00036026 | 0.00084734 | 0.0012919 | 0.010236 | 0.044306 | 0.072105 | 0.10328
|  | 828.8587 | 0 | 0 | -0.019197 | -0.049263 | -0.012543 | -0.021395 | 13.6345 | 0.063376 | 0.071701 | 0.14479 | 0 | 0 | -0.00026025 | 0.0016742 | 0.002389 | 0.0079822 | 0.046145 | 0.072619 | 0.10333
|  | 829.0973 | 0 | 0 | 0.03239 | 0.057929 | 0.030738 | 0.13009 | 13.8947 | 0.075588 | 0.091766 | 0.15627 | 0 | 0 | 0.00074431 | 0.0019008 | 0.0027355 | 0.0048971 | 0.047257 | 0.072285 | 0.10245
|  | 829.3359 | 0 | 0 | -0.0074293 | -0.026866 | -0.0085887 | -0.0040388 | 14.0241 | 0.063837 | 0.073211 | 0.14628 | 0 | 0 | 0.00060506 | 0.001482 | 0.0019649 | 0.0059139 | 0.047012 | 0.071257 | 0.10094
|  | 829.5746 | 0 | 0 | 0.026575 | 0.061926 | 0.037516 | 0.099111 | 14.2654 | 0.075853 | 0.090899 | 0.1517 | 0 | 0 | -0.0009587 | -0.00061979 | 0.00024231 | 0.0057 | 0.047033 | 0.070539 | 0.10045
|  | 829.8132 | 0 | 0 | -0.0075098 | -0.026716 | -0.011176 | -0.012687 | 14.4151 | 0.064084 | 0.073588 | 0.1421 | 0 | 0 | -0.0014922 | -0.00026836 | 0.00028073 | 0.005486 | 0.047449 | 0.069863 | 0.099792
|  | 830.0519 | 0 | 0 | 0.018693 | 0.023219 | 0.026838 | 0.10176 | 14.6699 | 0.073515 | 0.090624 | 0.15001 | 0 | 0 | 0.0009411 | 0.0020033 | 0.0017193 | 0.0061852 | 0.0491 | 0.070169 | 0.099266
|  | 830.2906 | 0 | 0 | -0.020806 | -0.043023 | -0.01001 | -0.025952 | 14.8142 | 0.055159 | 0.077709 | 0.13778 | 0 | 0 | 0.0010048 | 0.0015483 | 0.0018688 | 0.0072219 | 0.05026 | 0.069302 | 0.098482
|  | 830.5293 | 0 | 0 | 0.028109 | 0.028691 | 0.026236 | 0.084828 | 15.0918 | 0.069389 | 0.09166 | 0.1517 | 0 | 0 | -0.00031712 | -0.00097305 | 0.00089349 | 0.0055043 | 0.050033 | 0.068148 | 0.097263
|  | 830.768 | 0 | 0 | -0.022024 | -0.038554 | -0.0021749 | -0.017437 | 15.244 | 0.060303 | 0.074937 | 0.13688 | 0 | 0 | 0.00079521 | -0.00054325 | 0.001782 | 0.0046437 | 0.050356 | 0.068649 | 0.096702
|  | 831.0066 | 0 | 0 | 0.026294 | 0.021285 | 0.026134 | 0.075277 | 15.525 | 0.074621 | 0.092508 | 0.14597 | 0 | 0 | 0.00026441 | -0.0021062 | 0.002017 | 0.0052369 | 0.051242 | 0.068242 | 0.095392
|  | 831.2453 | 0 | 0 | -0.0054319 | -0.023325 | -0.01504 | -0.025562 | 15.6942 | 0.063794 | 0.076373 | 0.14037 | 0 | 0 | 3.3969e-06 | -0.00064448 | 0.0016062 | 0.0072737 | 0.052477 | 0.067518 | 0.094876
|  | 831.4841 | 0 | 0 | 0.010743 | 0.024302 | 0.010523 | 0.092176 | 15.9481 | 0.071219 | 0.082114 | 0.14839 | 0 | 0 | 0.001049 | 1.4069e-05 | 0.0013553 | 0.0068353 | 0.052859 | 0.067404 | 0.095244
|  | 831.7228 | 0 | 0 | -0.016879 | -0.026149 | -0.013246 | 0.018695 | 16.11 | 0.063506 | 0.07282 | 0.13798 | 0 | 0 | 0.0015097 | 8.3942e-05 | 0.0012449 | 0.0079197 | 0.053725 | 0.067236 | 0.095045
|  | 831.9615 | 0 | 0 | 0.018642 | 0.019604 | 0.017325 | 0.097165 | 16.3671 | 0.071783 | 0.088624 | 0.14333 | 0 | 0 | 0.00081306 | 0.0012268 | 0.00077288 | 0.0071197 | 0.054475 | 0.066309 | 0.093736
|  | 832.2002 | 0 | 0 | -0.0056377 | -0.032143 | -0.0078225 | -0.013176 | 16.5512 | 0.064724 | 0.077815 | 0.13659 | 0 | 0 | 0.0014738 | 0.0008786 | 0.0011997 | 0.0070111 | 0.05602 | 0.065736 | 0.092811
|  | 832.439 | 0 | 0 | 0.014201 | 0.016496 | 0.010697 | 0.061646 | 16.7959 | 0.07357 | 0.087152 | 0.13916 | 0 | 0 | 0.00091723 | 0.00015203 | 0.0015788 | 0.0061031 | 0.057365 | 0.06495 | 0.092297
|  | 832.6777 | 0 | 0 | -0.010577 | -0.015733 | -0.0057732 | 0.016468 | 16.9848 | 0.066058 | 0.075706 | 0.13376 | 0 | 0 | 0.00052757 | 0.00078768 | 0.00151 | 0.0076171 | 0.057989 | 0.065148 | 0.091496
|  | 832.9165 | 0 | 0 | 0.015843 | 0.010261 | 0.018688 | 0.085265 | 17.2269 | 0.072078 | 0.080765 | 0.13887 | 0 | 0 | 0.00033071 | 0.00036132 | 0.0013627 | 0.0074967 | 0.058724 | 0.065182 | 0.090417
|  | 833.1552 | 0 | 0 | -0.00091583 | -0.024263 | -0.0053349 | 0.021933 | 17.4489 | 0.064303 | 0.074846 | 0.13701 | 0 | 0 | 0.00041736 | 0.00030735 | 0.0014704 | 0.0054266 | 0.059345 | 0.064374 | 0.089801
|  | 833.394 | 0 | 0 | 0.012111 | 0.017016 | 0.020501 | 0.057455 | 17.698 | 0.067286 | 0.079147 | 0.14045 | 0 | 0 | 0.0002584 | -0.00034264 | 0.0014123 | 0.0042461 | 0.05958 | 0.063872 | 0.089194
|  | 833.6328 | 0 | 0 | 0.0038118 | -0.010047 | -0.0026433 | 0.0031045 | 17.8795 | 0.06119 | 0.07332 | 0.131 | 0 | 0 | 0.00025569 | 0.00069201 | 0.0019396 | 0.0040932 | 0.061199 | 0.063506 | 0.089017
|  | 833.8716 | 0 | 0 | 0.01483 | 0.001205 | 0.012701 | 0.075808 | 18.1461 | 0.065471 | 0.08029 | 0.13094 | 0 | 0 | 0.00095527 | 0.0018944 | 0.0019908 | 0.0047262 | 0.062386 | 0.063122 | 0.08877
|  | 834.1104 | 0 | 0 | 0.0064615 | -0.003861 | 0.005096 | 0.036985 | 18.3622 | 0.063593 | 0.079227 | 0.13526 | 0 | 0 | 0.00042491 | 0.0011999 | 0.0014182 | 0.0068412 | 0.062906 | 0.06274 | 0.088137
|  | 834.3492 | 0 | 0 | 0.015923 | 0.027406 | 0.014051 | 0.054733 | 18.6522 | 0.067409 | 0.081151 | 0.13766 | 0 | 0 | 0.0002334 | -8.58e-05 | 0.0015091 | 0.0075036 | 0.063529 | 0.062195 | 0.087277
|  | 834.588 | 0 | 0 | -0.0074464 | -0.0069057 | -0.0010675 | 0.020158 | 18.9161 | 0.063557 | 0.069866 | 0.12684 | 0 | 0 | 0.0012158 | 6.6041e-05 | 0.0019538 | 0.010413 | 0.064415 | 0.062428 | 0.086825
|  | 834.8268 | 0 | 0 | -0.00048657 | -0.0006533 | 0.013942 | 0.054369 | 19.1808 | 0.069584 | 0.076828 | 0.13227 | 0 | 0 | 0.0012111 | 7.7526e-05 | 0.00072547 | 0.011062 | 0.065234 | 0.062612 | 0.08614
|  | 835.0656 | 0 | 0 | -0.004539 | -0.016465 | 0.01047 | 0.021383 | 19.4378 | 0.064086 | 0.074148 | 0.13009 | 0 | 0 | 0.0005501 | 0.0011156 | 0.00012562 | 0.0096117 | 0.065998 | 0.061842 | 0.085092
|  | 835.3044 | 0 | 0 | 0.000383 | 0.015306 | 0.012271 | 0.033289 | 19.6995 | 0.060449 | 0.07311 | 0.12858 | 0 | 0 | -0.00061988 | 0.00047844 | 0.00015846 | 0.0054579 | 0.066348 | 0.060916 | 0.084098
|  | 835.5433 | 0 | 0 | -0.0052433 | -0.00096223 | 0.0063776 | 0.02422 | 19.9525 | 0.060388 | 0.068439 | 0.12769 | 0 | 0 | -0.0011059 | 0.00044214 | 0.0011479 | 0.0034558 | 0.067481 | 0.060421 | 0.083439
|  | 835.7821 | 0 | 0 | -6.3299e-05 | -0.0022806 | 0.0020103 | 0.042889 | 20.2418 | 0.059141 | 0.069965 | 0.12474 | 0 | 0 | -0.00134 | 0.00049265 | 0.0010604 | 0.0047554 | 0.069043 | 0.060202 | 0.082954
|  | 836.0209 | 0 | 0 | -0.0013622 | -0.0031775 | 0.00011643 | 0.029623 | 20.5186 | 0.059432 | 0.0707 | 0.1269 | 0 | 0 | -0.0010909 | 0.0004237 | 0.0008484 | 0.0083714 | 0.06993 | 0.060359 | 0.082542
|  | 836.2598 | 0 | 0 | -0.0042295 | -0.0028484 | 0.0019576 | 0.012793 | 20.7797 | 0.061926 | 0.070616 | 0.12396 | 0 | 0 | -0.00010764 | 0.00036738 | 0.00076482 | 0.0073949 | 0.070662 | 0.060029 | 0.082037
|  | 836.4987 | 0 | 0 | 0.0044356 | -0.0011908 | 0.0070812 | 0.026069 | 21.053 | 0.059716 | 0.072079 | 0.12083 | 0 | 0 | 7.3039e-05 | -0.00016623 | 0.00065567 | 0.0062066 | 0.071793 | 0.059596 | 0.081823
|  | 836.7376 | 0 | 0 | 0.0095406 | -0.00024684 | 0.012025 | 0.033353 | 21.3291 | 0.06281 | 0.076 | 0.12672 | 0 | 0 | -0.00033173 | -0.0011564 | 0.00077856 | 0.006206 | 0.073048 | 0.059356 | 0.081168
|  | 836.9764 | 0 | 0 | 0.0096039 | 0.013598 | 0.016172 | 0.055163 | 21.6077 | 0.065421 | 0.077455 | 0.13045 | 0 | 0 | 1.2108e-05 | -0.00070461 | 0.0016034 | 0.0058851 | 0.074292 | 0.058757 | 0.080392
|  | 837.2153 | 0 | 0 | -0.0037945 | 0.00083236 | 0.0040277 | 0.035998 | 21.8775 | 0.059003 | 0.071904 | 0.1228 | 0 | 0 | -0.0001902 | -0.00042181 | 0.0020771 | 0.0022099 | 0.075043 | 0.057956 | 0.079692
|  | 837.4542 | 0 | 0 | -0.00021747 | 0.0041043 | 0.0067933 | 0.046923 | 22.1667 | 0.062369 | 0.073504 | 0.12082 | 0 | 0 | 0.00081037 | 0.0013482 | 0.0025777 | 0.0014444 | 0.076991 | 0.057864 | 0.079696
|  | 837.6931 | 0 | 0 | -0.0013795 | -0.008268 | 0.00090807 | 0.022785 | 22.4307 | 0.05802 | 0.070797 | 0.12081 | 0 | 0 | 0.001511 | 0.001458 | 0.0022942 | 0.0048439 | 0.0785 | 0.058029 | 0.079697
|  | 837.932 | 0 | 0 | 0.0099192 | 0.0082739 | 0.011449 | 0.060234 | 22.7031 | 0.061029 | 0.072623 | 0.12099 | 0 | 0 | 0.0010521 | 0.00069661 | 0.0017253 | 0.006691 | 0.079068 | 0.057771 | 0.078855
|  | 838.1709 | 0 | 0 | -0.0040408 | -0.027602 | 0.00297 | 0.031881 | 22.9672 | 0.056751 | 0.065779 | 0.11582 | 0 | 0 | -0.00016318 | -0.0003057 | 0.001084 | 0.0054615 | 0.07943 | 0.056963 | 0.077547
|  | 838.4099 | 0 | 0 | 0.012667 | -0.0030128 | 0.0060783 | 0.047896 | 23.308 | 0.059581 | 0.069409 | 0.12032 | 0 | 0 | -6.8444e-05 | -9.8201e-05 | 0.0012467 | 0.0068074 | 0.080508 | 0.056653 | 0.077199
|  | 838.6488 | 0 | 0 | -0.000566 | -0.0072909 | -0.0068868 | -0.0004486 | 23.5892 | 0.054621 | 0.066074 | 0.11803 | 0 | 0 | -0.00055116 | -0.00030403 | 0.0011015 | 0.0066359 | 0.081561 | 0.056405 | 0.076704
|  | 838.8877 | 0 | 0 | 0.017629 | 0.026013 | 0.011516 | 0.076222 | 23.8739 | 0.062208 | 0.073126 | 0.12394 | 0 | 0 | -0.00097232 | 0.0011348 | 0.00082329 | 0.0073929 | 0.082971 | 0.056138 | 0.07616
|  | 839.1267 | 0 | 0 | 0.0017178 | -0.012852 | 0.00024883 | 0.01954 | 24.132 | 0.061664 | 0.070138 | 0.12219 | 0 | 0 | -0.00096553 | 0.0017819 | 0.00053087 | 0.0061591 | 0.084065 | 0.05577 | 0.075978
|  | 839.3656 | 0 | 0 | 0.0099769 | 0.013284 | 0.019386 | 0.068801 | 24.4807 | 0.063086 | 0.076441 | 0.12146 | 0 | 0 | -0.0010171 | 0.0014339 | 0.00071841 | 0.0044363 | 0.085332 | 0.05557 | 0.075879
|  | 839.6046 | 0 | 0 | -0.014881 | -0.025957 | -0.0024279 | 1.7669e-06 | 24.7093 | 0.054885 | 0.064907 | 0.1137 | 0 | 0 | -0.00066497 | 0.0013616 | 0.00090101 | 0.0041617 | 0.086933 | 0.055224 | 0.075311
|  | 839.8436 | 0 | 0 | 0.012923 | 0.014045 | 0.016739 | 0.064373 | 25.0193 | 0.062528 | 0.074163 | 0.1208 | 0 | 0 | 0.00040837 | 0.0021419 | 0.0016117 | 0.0073408 | 0.088689 | 0.055168 | 0.075032
|  | 840.0825 | 0 | 0 | -0.0063879 | -0.017755 | -0.0027842 | -0.012763 | 25.2689 | 0.052165 | 0.059932 | 0.11498 | 0 | 0 | -3.9872e-05 | 0.0017764 | 0.001392 | 0.0079892 | 0.08909 | 0.054776 | 0.074635
|  | 840.3215 | 0 | 0 | 0.018418 | 0.025721 | 0.027091 | 0.054307 | 25.6474 | 0.062931 | 0.073323 | 0.12035 | 0 | 0 | 0.000168 | 0.0016212 | 0.0011569 | 0.0071292 | 0.089993 | 0.054187 | 0.073907
|  | 840.5605 | 0 | 0 | -0.0045159 | -0.029224 | -0.0043709 | -0.018653 | 25.8999 | 0.052932 | 0.063198 | 0.11148 | 0 | 0 | 0.00076862 | 0.0012583 | 0.00089856 | 0.0053489 | 0.092012 | 0.054101 | 0.073462
|  | 840.7995 | 0 | 0 | 0.0084375 | 0.024783 | 0.013869 | 0.088019 | 26.2429 | 0.05806 | 0.07016 | 0.11473 | 0 | 0 | 0.00022887 | 0.0016405 | 0.0015041 | 0.0057236 | 0.093615 | 0.053854 | 0.073223
|  | 841.0385 | 0 | 0 | -0.022167 | -0.03089 | -0.013787 | -0.001394 | 26.5228 | 0.052396 | 0.063092 | 0.10951 | 0 | 0 | -1.4294e-05 | 0.0011184 | 0.0017671 | 0.0083122 | 0.094371 | 0.05317 | 0.072147
|  | 841.2775 | 0 | 0 | 0.02262 | 0.033637 | 0.024617 | 0.070278 | 26.9144 | 0.065916 | 0.081169 | 0.11866 | 0 | 0 | 0.00060479 | 0.0010188 | 0.0015411 | 0.010365 | 0.095923 | 0.053159 | 0.071672
|  | 841.5166 | 0 | 0 | -0.0055631 | -0.01945 | -0.0030617 | -0.0040946 | 27.2016 | 0.054377 | 0.063775 | 0.11101 | 0 | 0 | -0.00018626 | -8.2364e-05 | 0.00079474 | 0.0078333 | 0.097555 | 0.052826 | 0.071335
|  | 841.7556 | 0 | 0 | 0.03014 | 0.036591 | 0.03648 | 0.1004 | 27.6118 | 0.069526 | 0.081906 | 0.1246 | 0 | 0 | -7.924e-05 | -0.00036063 | 0.00090896 | 0.0070235 | 0.099092 | 0.052387 | 0.070489
|  | 841.9946 | 0 | 0 | -0.0079275 | -0.034089 | -0.012017 | -0.022322 | 27.8422 | 0.055398 | 0.064 | 0.11071 | 0 | 0 | 0.00088059 | 9.4798e-07 | 0.00096596 | 0.007343 | 0.10053 | 0.052867 | 0.070216
|  | 842.2337 | 0 | 0 | 0.028091 | 0.048987 | 0.023024 | 0.10079 | 28.2026 | 0.064703 | 0.076622 | 0.11985 | 0 | 0 | 0.0011929 | 0.0011111 | 0.0013211 | 0.0085895 | 0.10213 | 0.053337 | 0.07064
|  | 842.4727 | 0 | 0 | -0.0052257 | -0.02426 | -0.016144 | -0.0092132 | 28.4443 | 0.046514 | 0.061346 | 0.10678 | 0 | 0 | -0.00012471 | -0.00034353 | 0.0017962 | 0.006534 | 0.10321 | 0.052687 | 0.070222
|  | 842.7118 | 0 | 0 | 0.024926 | 0.040772 | 0.025719 | 0.11681 | 28.8616 | 0.061802 | 0.077984 | 0.11726 | 0 | 0 | 0.00011781 | -0.0013267 | 0.0023692 | 0.006859 | 0.10464 | 0.052116 | 0.069298
|  | 842.9508 | 0 | 0 | -0.020416 | -0.049631 | -0.0094836 | -0.036504 | 29.1108 | 0.049918 | 0.062706 | 0.10432 | 0 | 0 | 0.00065778 | -0.0017447 | 0.0010251 | 0.0067556 | 0.10541 | 0.051428 | 0.068644
|  | 843.1899 | 0 | 0 | 0.020708 | 0.026346 | 0.027209 | 0.078808 | 29.5055 | 0.066393 | 0.076069 | 0.12191 | 0 | 0 | 0.0012222 | 0.00046742 | 0.00067738 | 0.0087465 | 0.10667 | 0.051212 | 0.068896
|  | 843.429 | 0 | 0 | -0.025888 | -0.042251 | -0.017409 | -0.047089 | 29.7394 | 0.049656 | 0.060318 | 0.10794 | 0 | 0 | 0.0010352 | 0.0025435 | 0.0018008 | 0.007611 | 0.10821 | 0.050969 | 0.068246
|  | 843.6681 | 0 | 0 | 0.025917 | 0.027969 | 0.024092 | 0.097248 | 30.1637 | 0.061534 | 0.077245 | 0.11359 | 0 | 0 | -0.00035509 | 0.0015124 | 0.0026018 | 0.0070763 | 0.10919 | 0.050328 | 0.067487
|  | 843.9072 | 0 | 0 | -0.0072291 | -0.039692 | -0.018833 | 0.013223 | 30.3662 | 0.048182 | 0.058503 | 0.10457 | 0 | 0 | 0.00018496 | 0.000448 | 0.0017349 | 0.0081573 | 0.11043 | 0.049467 | 0.067231
|  | 844.1463 | 0 | 0 | 0.017795 | 0.070815 | 0.037224 | 0.12556 | 30.8034 | 0.064647 | 0.077067 | 0.1201 | 0 | 0 | 0.0018091 | 0.0016225 | 0.001158 | 0.0076667 | 0.11292 | 0.049285 | 0.067049
|  | 844.3854 | 0 | 0 | -0.019603 | -0.041196 | -0.01053 | -0.023713 | 31.0488 | 0.04889 | 0.054763 | 0.099566 | 0 | 0 | 0.0010889 | 0.0009432 | 0.0014544 | 0.0060408 | 0.11455 | 0.049427 | 0.066487
|  | 844.6245 | 0 | 0 | 0.028086 | 0.045393 | 0.025877 | 0.1187 | 31.4933 | 0.064714 | 0.073567 | 0.10883 | 0 | 0 | 0.00046015 | 0.00088087 | 0.0016873 | 0.0059378 | 0.11616 | 0.049222 | 0.065746
|  | 844.8636 | 0 | 0 | -0.017263 | -0.043064 | -0.015476 | -0.024688 | 31.7139 | 0.049466 | 0.0567 | 0.10191 | 0 | 0 | 0.00077727 | 0.001313 | 0.001941 | 0.005843 | 0.11803 | 0.049034 | 0.065305
|  | 845.1027 | 0 | 0 | 0.032854 | 0.06272 | 0.037326 | 0.13002 | 32.1714 | 0.064486 | 0.080981 | 0.1142 | 0 | 0 | 0.0014198 | 0.001402 | 0.002891 | 0.0084895 | 0.12008 | 0.049289 | 0.065715
|  | 845.3419 | 0 | 0 | -0.025476 | -0.057888 | -0.016143 | -0.064402 | 32.3575 | 0.0473 | 0.057829 | 0.10101 | 0 | 0 | 0.0013677 | 0.00040186 | 0.0023157 | 0.0090143 | 0.12064 | 0.048753 | 0.065259
|  | 845.581 | 0 | 0 | 0.034468 | 0.038879 | 0.037422 | 0.14045 | 32.8283 | 0.067358 | 0.080938 | 0.11172 | 0 | 0 | 0.001445 | 0.0010048 | 0.0026718 | 0.010419 | 0.12187 | 0.047746 | 0.064482
|  | 845.8202 | 0 | 0 | -0.023839 | -0.053457 | -0.028744 | -0.028673 | 33.0682 | 0.045459 | 0.054091 | 0.095165 | 0 | 0 | -0.00021552 | 0.0016047 | 0.0026285 | 0.0095128 | 0.12428 | 0.047558 | 0.063702
|  | 846.0593 | 0 | 0 | 0.029557 | 0.055128 | 0.030366 | 0.12144 | 33.551 | 0.063633 | 0.078684 | 0.10896 | 0 | 0 | -0.00017153 | 0.0013563 | 0.0015326 | 0.0080517 | 0.12655 | 0.04806 | 0.063062
|  | 846.2985 | 0 | 0 | -0.019844 | -0.047885 | -0.027213 | -0.03247 | 33.7576 | 0.047853 | 0.056938 | 0.09259 | 0 | 0 | -0.00099507 | 0.0013434 | -0.00022498 | 0.0077679 | 0.12738 | 0.047354 | 0.061979
|  | 846.5377 | 0 | 0 | 0.032802 | 0.039485 | 0.035106 | 0.12313 | 34.1597 | 0.066826 | 0.080391 | 0.11517 | 0 | 0 | -0.00063235 | 0.0026532 | -0.00026656 | 0.0060461 | 0.12828 | 0.047045 | 0.061639
|  | 846.7768 | 0 | 0 | -0.025744 | -0.058446 | -0.029222 | -0.054385 | 34.4179 | 0.04428 | 0.044384 | 0.09239 | 0 | 0 | 0.00044343 | 0.0020488 | 0.00055495 | 0.0053564 | 0.13068 | 0.047251 | 0.06239
|  | 847.016 | 0 | 0 | 0.028401 | 0.041167 | 0.042878 | 0.11492 | 34.8531 | 0.064295 | 0.072939 | 0.10627 | 0 | 0 | -0.00096395 | 0.0010162 | 0.0002968 | 0.0082711 | 0.13261 | 0.046917 | 0.06213
|  | 847.2552 | 0 | 0 | -0.029007 | -0.067268 | -0.023738 | -0.097548 | 35.0457 | 0.043429 | 0.051985 | 0.091257 | 0 | 0 | -0.0029964 | -0.00049127 | 0.00011571 | 0.0054086 | 0.13353 | 0.046471 | 0.061182
|  | 847.4944 | 0 | 0 | 0.035166 | 0.05393 | 0.036387 | 0.15016 | 35.5108 | 0.06104 | 0.076773 | 0.10678 | 0 | 0 | -0.0016989 | -0.00060702 | 0.0017947 | 0.0037831 | 0.13631 | 0.04663 | 0.061343
|  | 847.7337 | 0 | 0 | -0.029975 | -0.046042 | -0.030669 | -0.073983 | 35.6843 | 0.042212 | 0.050861 | 0.095672 | 0 | 0 | 0.00096545 | 3.3278e-06 | 0.0024214 | 0.0048135 | 0.13765 | 0.045775 | 0.060329
|  | 847.9729 | 0 | 0 | 0.027943 | 0.059134 | 0.045592 | 0.14819 | 36.1531 | 0.061203 | 0.077621 | 0.10944 | 0 | 0 | -0.00012812 | 0.000144 | 0.0020022 | 0.0071995 | 0.13945 | 0.044854 | 0.059435
|  | 848.2121 | 0 | 0 | -0.025195 | -0.04432 | -0.031546 | -0.043802 | 36.3378 | 0.042681 | 0.049549 | 0.092886 | 0 | 0 | -0.00052745 | -0.0019824 | 0.00076748 | 0.0062723 | 0.14261 | 0.045483 | 0.059388
|  | 848.4513 | 0 | 0 | 0.043065 | 0.052762 | 0.03667 | 0.11869 | 36.8011 | 0.063575 | 0.072536 | 0.1049 | 0 | 0 | -3.4108e-06 | -0.0018387 | 0.0010926 | 0.0058771 | 0.14359 | 0.045447 | 0.059226
|  | 848.6906 | 0 | 0 | -0.006273 | -0.049884 | -0.023902 | -0.1031 | 36.9849 | 0.050231 | 0.057337 | 0.097996 | 0 | 0 | -0.0020843 | 0.00029165 | 0.0014029 | 0.0060468 | 0.14438 | 0.044749 | 0.059237
|  | 848.9298 | 0 | 0 | 0.029728 | 0.055336 | 0.04699 | 0.14837 | 37.4535 | 0.06758 | 0.072435 | 0.10725 | 0 | 0 | -0.0016531 | 0.0021798 | 0.0015879 | 0.0065497 | 0.14722 | 0.044322 | 0.05848
|  | 849.1691 | 0 | 0 | -0.032939 | -0.056228 | -0.032287 | -0.044776 | 37.5885 | 0.039595 | 0.047208 | 0.091391 | 0 | 0 | -0.00057565 | 0.0014157 | 0.001614 | 0.0028639 | 0.14998 | 0.044048 | 0.057397
|  | 849.4083 | 0 | 0 | 0.060677 | 0.06602 | 0.044396 | 0.13741 | 38.0286 | 0.068387 | 0.083234 | 0.11463 | 0 | 0 | 0.00088977 | 0.0033467 | 0.0013534 | 0.0056635 | 0.15266 | 0.044754 | 0.057728
|  | 849.6476 | 0 | 0 | -0.03646 | -0.067173 | -0.024963 | -0.058797 | 38.1591 | 0.041725 | 0.050554 | 0.089876 | 0 | 0 | 0.00077037 | 0.0013925 | -0.00013701 | 0.0076652 | 0.15411 | 0.044205 | 0.057183
|  | 849.8869 | 0 | 0 | 0.036556 | 0.070717 | 0.041173 | 0.1607 | 38.633 | 0.06259 | 0.082701 | 0.1062 | 0 | 0 | 0.00011862 | -0.00075096 | 0.00039609 | 0.0060482 | 0.15657 | 0.043887 | 0.057335
|  | 850.1261 | 0 | 0 | -0.03314 | -0.062472 | -0.030343 | -0.046156 | 38.8224 | 0.045697 | 0.048508 | 0.091606 | 0 | 0 | 0.00040818 | 0.00031679 | 0.0019705 | 0.0057167 | 0.15871 | 0.043847 | 0.057132
|  | 850.3654 | 0 | 0 | 0.020216 | 0.071324 | 0.038669 | 0.14836 | 39.2707 | 0.06059 | 0.074722 | 0.10116 | 0 | 0 | 0.0023968 | 0.0032642 | 0.0019511 | 0.011059 | 0.16054 | 0.044003 | 0.056821
|  | 850.6047 | 0 | 0 | -0.037404 | -0.066841 | -0.018816 | -0.042469 | 39.4615 | 0.039357 | 0.043481 | 0.081192 | 0 | 0 | 0.0015776 | 0.0022254 | 0.0016258 | 0.01139 | 0.16204 | 0.044035 | 0.056052
|  | 850.844 | 0 | 0 | 0.025888 | 0.049287 | 0.03624 | 0.1305 | 39.9016 | 0.059832 | 0.072149 | 0.10625 | 0 | 0 | -0.00017903 | 0.0014774 | 0.0018808 | 0.0050312 | 0.16381 | 0.043186 | 0.055442
|  | 851.0833 | 0 | 0 | -0.01598 | -0.060191 | -0.014897 | -0.057956 | 40.0447 | 0.046638 | 0.056588 | 0.091862 | 0 | 0 | 2.5771e-05 | 0.00096888 | 0.0013144 | 0.0050806 | 0.16579 | 0.042363 | 0.056031
|  | 851.3226 | 0 | 0 | 0.038205 | 0.052902 | 0.039476 | 0.13822 | 40.5298 | 0.062686 | 0.07716 | 0.10347 | 0 | 0 | -0.00040087 | -0.00022034 | 0.0014372 | 0.0048045 | 0.16856 | 0.042302 | 0.055355
|  | 851.562 | 0 | 0 | -0.023662 | -0.067193 | -0.022889 | -0.041582 | 40.7243 | 0.041403 | 0.055915 | 0.087825 | 0 | 0 | 0.0026245 | 0.0024167 | 0.0025145 | 0.0094079 | 0.17225 | 0.043045 | 0.055448
|  | 851.8013 | 0 | 0 | 0.022351 | 0.054834 | 0.040756 | 0.12685 | 41.169 | 0.057837 | 0.06855 | 0.099202 | 0 | 0 | 0.0028126 | 0.0020145 | 0.002399 | 0.0099458 | 0.1737 | 0.042294 | 0.054647
|  | 852.0407 | 0 | 0 | -0.021016 | -0.037441 | -0.0131 | -0.025278 | 41.3808 | 0.043929 | 0.050783 | 0.085708 | 0 | 0 | -0.0006037 | 4.3005e-05 | 0.0010957 | 0.0050857 | 0.17463 | 0.041091 | 0.053628
|  | 852.28 | 0 | 0 | 0.023307 | 0.054436 | 0.031633 | 0.12025 | 41.805 | 0.057631 | 0.070064 | 0.091082 | 0 | 0 | 0.00072252 | -0.0014008 | 0.00073286 | 0.0052507 | 0.17743 | 0.041068 | 0.053335
|  | 852.5194 | 0 | 0 | -0.027737 | -0.042044 | -0.013278 | -0.047444 | 42.0248 | 0.037947 | 0.047511 | 0.082175 | 0 | 0 | 0.0024023 | 0.00072746 | 0.0019284 | 0.0081183 | 0.18117 | 0.041188 | 0.052951
|  | 852.7587 | 0 | 0 | 0.015482 | 0.041709 | 0.02519 | 0.099547 | 42.4525 | 0.056189 | 0.070169 | 0.098055 | 0 | 0 | 0.0015123 | 0.0016941 | 0.00096029 | 0.0069239 | 0.18391 | 0.0415 | 0.053284
|  | 852.9981 | 0 | 0 | -0.017737 | -0.041076 | -0.018453 | -0.056516 | 42.6675 | 0.042635 | 0.051523 | 0.083489 | 0 | 0 | 0.0011608 | 0.0025797 | 0.0009706 | 0.005454 | 0.1866 | 0.041694 | 0.053453
|  | 853.2374 | 0 | 0 | 0.022488 | 0.046674 | 0.037924 | 0.10953 | 43.0696 | 0.058738 | 0.069413 | 0.096981 | 0 | 0 | 0.0015714 | 0.0014285 | 0.0010654 | 0.0037279 | 0.18893 | 0.041248 | 0.05315
|  | 853.4768 | 0 | 0 | -0.017044 | -0.033386 | -0.0089921 | -0.042866 | 43.3104 | 0.047939 | 0.050758 | 0.085783 | 0 | 0 | 0.0028621 | 0.00090434 | 0.0016432 | 0.0040489 | 0.19125 | 0.041548 | 0.053345
|  | 853.7162 | 0 | 0 | 0.015672 | 0.03462 | 0.027551 | 0.096774 | 43.6852 | 0.058203 | 0.060799 | 0.092815 | 0 | 0 | 0.0035753 | 0.0023701 | 0.0023766 | 0.0043203 | 0.19409 | 0.041652 | 0.052953
|  | 853.9556 | 0 | 0 | -0.022201 | -0.026943 | -0.013232 | -0.020188 | 43.9021 | 0.044933 | 0.052081 | 0.085482 | 0 | 0 | 0.0031499 | 0.00077554 | 0.0019533 | 0.005513 | 0.19705 | 0.040987 | 0.052535
|  | 854.195 | 0 | 0 | 0.034314 | 0.056975 | 0.033275 | 0.11265 | 44.2544 | 0.063843 | 0.069116 | 0.093258 | 0 | 0 | 0.00033666 | -0.001011 | 0.0012037 | 0.0063302 | 0.19965 | 0.039728 | 0.051059
|  | 854.4344 | 0 | 0 | -0.019346 | -0.038216 | -0.015283 | -0.023687 | 44.4766 | 0.041533 | 0.053434 | 0.080786 | 0 | 0 | 0.00041676 | 0.0013964 | 0.00040965 | 0.0069281 | 0.20333 | 0.039643 | 0.050821
|  | 854.6738 | 0 | 0 | 0.027187 | 0.051041 | 0.023752 | 0.10128 | 44.9033 | 0.05204 | 0.066638 | 0.091137 | 0 | 0 | 0.0012603 | 0.00097031 | 0.00022041 | 0.009307 | 0.20604 | 0.039627 | 0.050868
|  | 854.9133 | 0 | 0 | -0.0010297 | -0.028293 | -0.01057 | -0.0058948 | 45.1275 | 0.049875 | 0.055636 | 0.088799 | 0 | 0 | 0.00070984 | 0.00028651 | 0.0011119 | 0.010019 | 0.2081 | 0.039595 | 0.049956
|  | 855.1527 | 0 | 0 | 0.0075158 | 0.025078 | 0.023348 | 0.09268 | 45.5062 | 0.056764 | 0.066231 | 0.092416 | 0 | 0 | -8.6922e-05 | 0.00037531 | 0.001574 | 0.0083445 | 0.21065 | 0.03943 | 0.050114
|  | 855.3921 | 0 | 0 | -0.01871 | -0.033191 | -0.0096349 | -0.018352 | 45.7493 | 0.044814 | 0.049609 | 0.081797 | 0 | 0 | 0.00040861 | -3.0645e-06 | 0.0026114 | 0.010178 | 0.21416 | 0.039347 | 0.050344
|  | 855.6316 | 0 | 0 | 0.02535 | 0.036108 | 0.024944 | 0.079337 | 46.1717 | 0.056918 | 0.069413 | 0.088534 | 0 | 0 | 0.00048397 | -0.0015733 | 0.0017424 | 0.0075768 | 0.21716 | 0.038615 | 0.049407
|  | 855.871 | 0 | 0 | -0.0047562 | -0.027811 | -0.007791 | -0.026493 | 46.3832 | 0.047592 | 0.061937 | 0.087626 | 0 | 0 | -0.00095837 | -0.0023909 | 0.00066404 | 0.0071 | 0.21961 | 0.037172 | 0.048312
|  | 856.1105 | 0 | 0 | 0.019163 | 0.027125 | 0.025209 | 0.089353 | 46.7973 | 0.056171 | 0.068631 | 0.091372 | 0 | 0 | -0.0020241 | -0.0021662 | 0.00019998 | 0.0075848 | 0.2217 | 0.036708 | 0.047792
|  | 856.35 | 0 | 0 | -0.012592 | -0.050526 | -0.013141 | 0.021327 | 47.0413 | 0.042335 | 0.053324 | 0.07737 | 0 | 0 | -0.0008478 | 0.0005082 | 0.00088309 | 0.0094686 | 0.22587 | 0.037707 | 0.048166
|  | 856.5894 | 0 | 0 | 0.012484 | 0.012025 | 0.013153 | 0.087146 | 47.4418 | 0.050813 | 0.06345 | 0.085128 | 0 | 0 | -0.00090965 | -0.0010304 | 0.00081445 | 0.0094688 | 0.23004 | 0.037612 | 0.048281
|  | 856.8289 | 0 | 0 | -0.01574 | -0.03233 | -0.014593 | -0.01149 | 47.7326 | 0.039076 | 0.049994 | 0.07615 | 0 | 0 | -0.0013061 | -0.002822 | 0.0014899 | 0.0084928 | 0.23307 | 0.036612 | 0.047838
|  | 857.0684 | 0 | 0 | 0.013525 | 0.017382 | 0.0191 | 0.074818 | 48.1553 | 0.048718 | 0.063164 | 0.084461 | 0 | 0 | -0.00054985 | -0.0012657 | 0.0016182 | 0.0075194 | 0.23637 | 0.036803 | 0.047081
|  | 857.3079 | 0 | 0 | -0.0069597 | -0.024354 | -0.0044723 | 0.014144 | 48.4528 | 0.04562 | 0.05466 | 0.082786 | 0 | 0 | 0.00088122 | 0.0013739 | 0.0019178 | 0.0063214 | 0.24037 | 0.037207 | 0.046795
|  | 857.5474 | 0 | 0 | 0.0085682 | 0.016493 | 0.01812 | 0.094954 | 48.862 | 0.054226 | 0.064037 | 0.085663 | 0 | 0 | -0.00021864 | 0.0010191 | 0.0020059 | 0.0038252 | 0.2432 | 0.036526 | 0.046363
|  | 857.7869 | 0 | 0 | -0.0048026 | -0.010855 | 0.0055429 | -0.0022985 | 49.1959 | 0.048417 | 0.056786 | 0.081557 | 0 | 0 | -0.0004257 | -0.00061329 | 0.0018576 | 0.010227 | 0.24661 | 0.036019 | 0.046459
|  | 858.0264 | 0 | 0 | 0.018647 | 0.011928 | 0.017172 | 0.056533 | 49.5945 | 0.054469 | 0.065798 | 0.086447 | 0 | 0 | -0.00023353 | -0.00096 | 0.0011065 | 0.011053 | 0.24975 | 0.035852 | 0.046054
|  | 858.2659 | 0 | 0 | -0.001986 | -0.01497 | -0.0055388 | 0.03284 | 49.8625 | 0.048788 | 0.058992 | 0.084097 | 0 | 0 | 0.00039789 | 0.0020606 | 0.00066959 | 0.0088267 | 0.25342 | 0.036 | 0.045491
|  | 858.5055 | 0 | 0 | 0.010337 | 0.015985 | 0.017042 | 0.09766 | 50.2716 | 0.051947 | 0.059736 | 0.08951 | 0 | 0 | 0.0008419 | 0.0015342 | 0.00039825 | 0.010287 | 0.25678 | 0.035653 | 0.045308
|  | 858.745 | 0 | 0 | -0.0056781 | -0.023326 | -0.003027 | 0.026485 | 50.5215 | 0.045595 | 0.0497 | 0.087577 | 0 | 0 | 0.00037004 | -0.00050469 | 0.00075978 | 0.012395 | 0.2598 | 0.03528 | 0.045254
|  | 858.9846 | 0 | 0 | 0.0039775 | 0.0052825 | 0.0063739 | 0.070736 | 50.8842 | 0.046772 | 0.057923 | 0.086202 | 0 | 0 | -0.00037487 | -0.0025073 | 0.0013795 | 0.011196 | 0.26276 | 0.034738 | 0.044689
|  | 859.2241 | 0 | 0 | -0.011574 | -0.027516 | 0.00046609 | 0.04426 | 51.1784 | 0.038714 | 0.054119 | 0.077658 | 0 | 0 | -0.0017677 | -0.0024098 | 0.0024251 | 0.010658 | 0.26653 | 0.034396 | 0.043897
|  | 859.4637 | 0 | 0 | 0.0028614 | 0.00022537 | 0.01418 | 0.090415 | 51.5493 | 0.045039 | 0.057369 | 0.082233 | 0 | 0 | -0.0022432 | -0.0011926 | 0.0016907 | 0.010548 | 0.27078 | 0.034482 | 0.043642
|  | 859.7032 | 0 | 0 | -0.0055918 | -0.011194 | -0.00055981 | 0.037924 | 51.888 | 0.045888 | 0.05046 | 0.078679 | 0 | 0 | -0.00082718 | 1.3868e-05 | 0.0011022 | 0.0094663 | 0.2758 | 0.034775 | 0.044061
|  | 859.9428 | 0 | 0 | 0.0011621 | 0.009446 | 0.0050735 | 0.054739 | 52.2762 | 0.046065 | 0.053896 | 0.077292 | 0 | 0 | -0.00091147 | -0.00059594 | 0.0014308 | 0.0060562 | 0.28033 | 0.034975 | 0.043912
|  | 860.1824 | 0 | 0 | -0.0035311 | -0.013621 | 0.0035913 | 0.036083 | 52.551 | 0.043991 | 0.052388 | 0.074644 | 0 | 0 | -0.00070576 | -0.00040173 | 0.001871 | 0.0043271 | 0.28489 | 0.035482 | 0.044115
|  | 860.422 | 0 | 0 | 0.0054894 | 0.0067665 | 0.011111 | 0.059864 | 52.9071 | 0.048353 | 0.057264 | 0.079468 | 0 | 0 | -0.00052105 | -0.00098575 | 0.0015637 | 0.0054694 | 0.28906 | 0.034952 | 0.043913
|  | 860.6616 | 0 | 0 | -0.0050935 | -0.0082765 | -0.0069093 | 0.031513 | 53.2176 | 0.046011 | 0.054007 | 0.081168 | 0 | 0 | 0.00036949 | -0.00096041 | 0.002579 | 0.0086038 | 0.29268 | 0.034187 | 0.043454
|  | 860.9012 | 0 | 0 | -0.0065077 | -0.015454 | 0.0023763 | 0.035165 | 53.5665 | 0.044737 | 0.052475 | 0.076094 | 0 | 0 | 0.00098491 | 0.00038051 | 0.003294 | 0.0073033 | 0.2965 | 0.03451 | 0.043308
|  | 861.1408 | 0 | 0 | -0.0021585 | -0.021191 | 0.0083121 | 0.036103 | 53.9296 | 0.044091 | 0.050393 | 0.074111 | 0 | 0 | 0.0015868 | 0.0019793 | 0.0030426 | 0.0089373 | 0.30162 | 0.034319 | 0.043096
|  | 861.3804 | 0 | 0 | 0.010108 | -0.0067582 | 0.0090249 | 0.031917 | 54.244 | 0.051698 | 0.058705 | 0.081216 | 0 | 0 | 0.0008341 | 0.0011428 | 0.0015311 | 0.011916 | 0.30538 | 0.03342 | 0.042823
|  | 861.62 | 0 | 0 | 0.014601 | 0.0063403 | 0.0038525 | 0.023249 | 54.6001 | 0.04995 | 0.057149 | 0.078321 | 0 | 0 | -0.00071 | 0.0010811 | 0.00049998 | 0.012936 | 0.30862 | 0.033491 | 0.042497
|  | 861.8596 | 0 | 0 | 0.010978 | -0.0055402 | 0.0030354 | 0.030565 | 54.9651 | 0.045635 | 0.054381 | 0.075903 | 0 | 0 | -0.0012976 | 0.0010473 | 0.00055164 | 0.0096266 | 0.31351 | 0.03385 | 0.041792
|  | 862.0993 | 0 | 0 | 0.0028557 | -0.0059266 | 0.0073268 | 0.032319 | 55.2963 | 0.045626 | 0.05658 | 0.078732 | 0 | 0 | -0.0011095 | 0.00095421 | 0.0015399 | 0.007843 | 0.31936 | 0.034015 | 0.042292
|  | 862.3389 | 0 | 0 | -0.0027995 | -0.0051907 | 0.0040653 | 0.013215 | 55.6024 | 0.046752 | 0.056028 | 0.077894 | 0 | 0 | -0.0017434 | -0.00066543 | 0.001187 | 0.005464 | 0.32326 | 0.033913 | 0.042837
|  | 862.5786 | 0 | 0 | 0.017291 | 0.010831 | 0.012708 | 0.035639 | 55.9739 | 0.055117 | 0.061577 | 0.084215 | 0 | 0 | -0.00034443 | 0.0001472 | 0.0015691 | 0.0091004 | 0.32877 | 0.034457 | 0.043554
|  | 862.8182 | 0 | 0 | 0.00084098 | -0.001359 | 0.0082479 | 0.01554 | 56.2863 | 0.047108 | 0.056798 | 0.080976 | 0 | 0 | 0.00056875 | 0.0010984 | 0.001699 | 0.01051 | 0.33464 | 0.034137 | 0.042579
|  | 863.0579 | 0 | 0 | 0.0023978 | 0.010125 | 0.013514 | 0.047414 | 56.6364 | 0.049929 | 0.059284 | 0.079905 | 0 | 0 | -7.3344e-05 | 4.3846e-05 | 0.0014105 | 0.0064958 | 0.3385 | 0.032799 | 0.040457
|  | 863.2976 | 0 | 0 | -0.013124 | 0.0011211 | -0.00010802 | 0.026877 | 56.9526 | 0.046857 | 0.05323 | 0.076032 | 0 | 0 | 6.5301e-05 | -0.0015985 | 0.00071668 | 0.004382 | 0.34275 | 0.03249 | 0.040869
|  | 863.5372 | 0 | 0 | -0.0071149 | 0.010623 | 0.005016 | 0.062548 | 57.337 | 0.044891 | 0.053021 | 0.075901 | 0 | 0 | 0.0023607 | 0.00084122 | 0.0010999 | 0.0078985 | 0.34874 | 0.033247 | 0.042175
|  | 863.7769 | 0 | 0 | -0.0074579 | -0.011694 | -0.0051428 | -0.0013469 | 57.6696 | 0.047313 | 0.051987 | 0.079339 | 0 | 0 | 0.0030117 | 0.0023008 | 0.0013211 | 0.009206 | 0.3535 | 0.032974 | 0.041348
|  | 864.0166 | 0 | 0 | 0.0095017 | 0.0024604 | 0.015394 | 0.039147 | 57.9819 | 0.054366 | 0.062509 | 0.082464 | 0 | 0 | 0.003342 | 0.0029904 | 0.0019213 | 0.013184 | 0.35872 | 0.032845 | 0.04077
|  | 864.2563 | 0 | 0 | -0.0081217 | -0.030051 | -0.0027667 | 0.026362 | 58.2088 | 0.045104 | 0.055161 | 0.073909 | 0 | 0 | 0.0029649 | 0.0023859 | 0.0019049 | 0.014109 | 0.36375 | 0.032593 | 0.040589
|  | 864.496 | 0 | 0 | 0.0043044 | 0.012213 | 0.013725 | 0.076676 | 58.5152 | 0.048083 | 0.055836 | 0.07784 | 0 | 0 | 0.0025199 | 0.00094208 | 0.0024548 | 0.010524 | 0.36964 | 0.032717 | 0.041042
|  | 864.7357 | 0 | 0 | -0.012323 | -0.025123 | -0.0039087 | 0.012814 | 58.688 | 0.043098 | 0.050404 | 0.07357 | 0 | 0 | 0.0017717 | -0.00056943 | 0.0030232 | 0.0059112 | 0.37566 | 0.032276 | 0.041101
|  | 864.9754 | 0 | 0 | 0.011058 | 0.018453 | 0.020079 | 0.10404 | 59.0317 | 0.049325 | 0.064071 | 0.07645 | 0 | 0 | 0.0015774 | -8.4067e-05 | 0.0038409 | 0.0067037 | 0.38043 | 0.031522 | 0.040089
|  | 865.2152 | 0 | 0 | -0.009513 | -0.0013085 | -0.0040403 | 0.023704 | 59.2758 | 0.0416 | 0.053653 | 0.073736 | 0 | 0 | 0.0020104 | -2.7342e-05 | 0.0032562 | 0.007022 | 0.385 | 0.031793 | 0.038889
|  | 865.4549 | 0 | 0 | 0.021103 | 0.032738 | 0.021296 | 0.053801 | 59.5415 | 0.052797 | 0.061772 | 0.086149 | 0 | 0 | 0.0013091 | 0.00032536 | 0.0025403 | 0.0052619 | 0.39089 | 0.031765 | 0.038254
|  | 865.6946 | 0 | 0 | 0.0023415 | -0.008911 | -0.0015652 | 0.01873 | 59.6921 | 0.049323 | 0.052007 | 0.07785 | 0 | 0 | -0.00055531 | -0.0011616 | 0.0023407 | 0.0064541 | 0.39633 | 0.030958 | 0.037775
|  | 865.9344 | 0 | 0 | 0.0084833 | 0.023282 | 0.018926 | 0.071602 | 59.9746 | 0.052015 | 0.059842 | 0.07578 | 0 | 0 | 0.00040652 | 0.00065266 | 0.0031771 | 0.010076 | 0.40245 | 0.031224 | 0.038322
|  | 866.1741 | 0 | 0 | -0.026758 | -0.028345 | -0.0097347 | -0.019676 | 60.0553 | 0.04278 | 0.050691 | 0.066628 | 0 | 0 | 0.0019469 | 0.0021563 | 0.0031464 | 0.010507 | 0.40822 | 0.031732 | 0.038913
|  | 866.4139 | 0 | 0 | 0.01808 | 0.027096 | 0.022733 | 0.079808 | 60.3612 | 0.056487 | 0.071697 | 0.087226 | 0 | 0 | 0.0013025 | 0.00058099 | 0.0020759 | 0.010555 | 0.41406 | 0.031191 | 0.038925
|  | 866.6537 | 0 | 0 | -0.014704 | -0.012727 | -0.017557 | -0.011371 | 60.4472 | 0.044864 | 0.05642 | 0.073252 | 0 | 0 | -0.0017566 | -0.00056963 | 0.0012469 | 0.0081211 | 0.42027 | 0.029868 | 0.037632
|  | 866.8934 | 0 | 0 | 0.021555 | 0.046259 | 0.02684 | 0.078935 | 60.7217 | 0.051423 | 0.068089 | 0.082535 | 0 | 0 | -0.0033829 | 0.00097731 | 0.00095971 | 0.0079165 | 0.42644 | 0.028905 | 0.035613
|  | 867.1332 | 0 | 0 | -0.011133 | -0.046711 | -0.0070001 | -0.021039 | 60.7428 | 0.036756 | 0.048858 | 0.072984 | 0 | 0 | -0.0029622 | 0.00057457 | 0.00050586 | 0.006282 | 0.43166 | 0.028936 | 0.035388
|  | 867.373 | 0 | 0 | 0.02717 | 0.034867 | 0.024175 | 0.09161 | 60.9426 | 0.049885 | 0.06664 | 0.079152 | 0 | 0 | -0.0020029 | 0.001006 | 0.001655 | 0.0074617 | 0.43767 | 0.029597 | 0.036343
|  | 867.6128 | 0 | 0 | 0.0010252 | -0.028399 | -0.0021695 | -0.012335 | 61.0046 | 0.047571 | 0.055834 | 0.075542 | 0 | 0 | -0.00056228 | 0.0010484 | 0.0021579 | 0.0080639 | 0.44444 | 0.029792 | 0.036556
|  | 867.8526 | 0 | 0 | 0.020548 | 0.044033 | 0.029958 | 0.096285 | 61.1434 | 0.056072 | 0.066346 | 0.081988 | 0 | 0 | 0.0022886 | 0.0013638 | 0.0029446 | 0.009649 | 0.45195 | 0.030635 | 0.037283
|  | 868.0924 | 0 | 0 | -0.02705 | -0.044883 | -0.010526 | -0.01003 | 61.1183 | 0.038469 | 0.053539 | 0.070926 | 0 | 0 | 0.00157 | 9.6701e-05 | 0.0030228 | 0.0086919 | 0.45953 | 0.030517 | 0.037449
|  | 868.3322 | 0 | 0 | 0.018493 | 0.0288 | 0.034998 | 0.09725 | 61.2745 | 0.053454 | 0.065007 | 0.081328 | 0 | 0 | 0.0010315 | -0.00036412 | 0.0026518 | 0.0078208 | 0.46717 | 0.029428 | 0.037317
|  | 868.572 | 0 | 0 | -0.032407 | -0.035795 | -0.005475 | -0.022378 | 61.2254 | 0.040954 | 0.052567 | 0.071525 | 0 | 0 | 0.0019087 | 0.0014539 | 0.0027368 | 0.0068738 | 0.47356 | 0.029537 | 0.036999
|  | 868.8119 | 0 | 0 | 0.025407 | 0.047972 | 0.033169 | 0.10174 | 61.3394 | 0.051653 | 0.067004 | 0.077779 | 0 | 0 | 0.0039115 | 0.0046433 | 0.0039255 | 0.013856 | 0.48072 | 0.030064 | 0.036815
|  | 869.0517 | 0 | 0 | -0.028887 | -0.041211 | -0.017636 | -0.037486 | 61.2412 | 0.044891 | 0.055347 | 0.06784 | 0 | 0 | 0.0046965 | 0.0045771 | 0.0032972 | 0.014689 | 0.48755 | 0.029748 | 0.035896
|  | 869.2916 | 0 | 0 | 0.031961 | 0.06476 | 0.032918 | 0.098931 | 61.3143 | 0.058604 | 0.069866 | 0.081867 | 0 | 0 | 0.0038568 | 0.0031684 | 0.0032824 | 0.0084555 | 0.49521 | 0.029185 | 0.034957
|  | 869.5314 | 0 | 0 | -0.0051453 | -0.042512 | -0.0088697 | 0.0012974 | 61.2308 | 0.043756 | 0.048455 | 0.068381 | 0 | 0 | 0.002764 | 0.0008828 | 0.0018595 | 0.0072702 | 0.50331 | 0.028697 | 0.034821
|  | 869.7713 | 0 | 0 | 0.044878 | 0.037206 | 0.036095 | 0.1447 | 61.2767 | 0.056685 | 0.074058 | 0.084236 | 0 | 0 | 0.0014357 | -0.00076118 | 0.0006963 | 0.0069007 | 0.50997 | 0.028704 | 0.034899
|  | 870.0111 | 0 | 0 | -0.018505 | -0.051825 | -0.020242 | -0.030583 | 61.0714 | 0.041617 | 0.049426 | 0.064112 | 0 | 0 | 0.0010345 | -0.0016343 | 0.0016343 | 0.0095979 | 0.51577 | 0.028266 | 0.034938
|  | 870.251 | 0 | 0 | 0.031812 | 0.050408 | 0.045284 | 0.13047 | 61.0667 | 0.05458 | 0.063296 | 0.079053 | 0 | 0 | 0.0026275 | 0.00045185 | 0.0030357 | 0.01443 | 0.52334 | 0.028605 | 0.035747
|  | 870.4909 | 0 | 0 | -0.024789 | -0.050187 | -0.020167 | -0.030134 | 60.8698 | 0.036814 | 0.047127 | 0.06435 | 0 | 0 | 0.00024819 | 0.00041452 | 0.0030365 | 0.0056012 | 0.53078 | 0.028522 | 0.034745
|  | 870.7307 | 0 | 0 | 0.025837 | 0.051884 | 0.027375 | 0.13817 | 60.8119 | 0.057847 | 0.067693 | 0.082232 | 0 | 0 | -0.0013523 | -0.0016875 | 0.0023997 | 0.0056978 | 0.53862 | 0.027926 | 0.034516
|  | 870.9706 | 0 | 0 | -0.022797 | -0.047352 | -0.014261 | -0.042404 | 60.6371 | 0.041888 | 0.046147 | 0.07416 | 0 | 0 | 5.9934e-05 | -0.0025025 | 0.0024148 | 0.010028 | 0.54713 | 0.028222 | 0.034633
|  | 871.2105 | 0 | 0 | 0.024137 | 0.056419 | 0.027648 | 0.1525 | 60.5491 | 0.052936 | 0.070702 | 0.078691 | 0 | 0 | 0.00013678 | -0.0014048 | 0.0031562 | 0.013333 | 0.5548 | 0.028025 | 0.033708
|  | 871.4504 | 0 | 0 | -0.032149 | -0.059368 | -0.028574 | -0.056567 | 60.2676 | 0.034424 | 0.045397 | 0.061037 | 0 | 0 | -0.0016395 | -0.0018373 | 0.0010618 | 0.011538 | 0.56144 | 0.026474 | 0.03308
|  | 871.6903 | 0 | 0 | 0.018247 | 0.069464 | 0.041705 | 0.13826 | 60.1807 | 0.058027 | 0.069521 | 0.080003 | 0 | 0 | -0.00041367 | 0.0019945 | 0.0012289 | 0.007578 | 0.57038 | 0.026667 | 0.032795
|  | 871.9303 | 0 | 0 | -0.039642 | -0.049937 | -0.030304 | -0.037355 | 59.8776 | 0.034069 | 0.044471 | 0.067663 | 0 | 0 | 0.00037005 | 0.0037276 | 0.002009 | 0.0087844 | 0.5791 | 0.0276 | 0.033472
|  | 872.1702 | 0 | 0 | 0.022763 | 0.049256 | 0.030892 | 0.15327 | 59.6986 | 0.055242 | 0.069594 | 0.080548 | 0 | 0 | -0.00039664 | 0.0024156 | 0.0014722 | 0.010414 | 0.58727 | 0.027415 | 0.034097
|  | 872.4101 | 0 | 0 | -0.026151 | -0.077743 | -0.034146 | -0.057563 | 59.1754 | 0.03511 | 0.042742 | 0.058395 | 0 | 0 | -0.0015682 | 0.00018388 | 0.0011436 | 0.0076999 | 0.59619 | 0.02638 | 0.033196
|  | 872.6501 | 0 | 0 | 0.026935 | 0.062896 | 0.044228 | 0.14233 | 59.144 | 0.054132 | 0.070476 | 0.079343 | 0 | 0 | 0.00052257 | 0.00080789 | 0.0020699 | 0.010319 | 0.6064 | 0.026427 | 0.032548
|  | 872.89 | 0 | 0 | -0.03176 | -0.050053 | -0.022245 | -0.063537 | 58.696 | 0.041202 | 0.050688 | 0.061603 | 0 | 0 | 0.001797 | 0.00094879 | 0.0026643 | 0.013066 | 0.61504 | 0.026544 | 0.03205
|  | 873.13 | 0 | 0 | 0.038039 | 0.083903 | 0.048932 | 0.15381 | 58.6214 | 0.063711 | 0.073449 | 0.08602 | 0 | 0 | 0.0010941 | -0.0017546 | 0.0018357 | 0.0097922 | 0.62649 | 0.026355 | 0.032369
|  | 873.3699 | 0 | 0 | -0.026334 | -0.061577 | -0.029242 | -0.066127 | 58.0822 | 0.033398 | 0.044044 | 0.063338 | 0 | 0 | 0.0014216 | -0.0024511 | 0.0011409 | 0.0080613 | 0.63789 | 0.026408 | 0.03316
|  | 873.6099 | 0 | 0 | 0.030656 | 0.060228 | 0.045535 | 0.16707 | 57.959 | 0.065011 | 0.072572 | 0.087128 | 0 | 0 | -0.0009384 | -0.0043063 | 0.00089234 | 0.0083546 | 0.64617 | 0.026105 | 0.033098
|  | 873.8499 | 0 | 0 | -0.018412 | -0.068058 | -0.028788 | -0.069681 | 57.4937 | 0.044676 | 0.054694 | 0.068793 | 0 | 0 | 0.0008016 | -0.0035803 | 0.0018875 | 0.010264 | 0.65546 | 0.026713 | 0.03273
|  | 874.0898 | 0 | 0 | 0.048902 | 0.075957 | 0.050846 | 0.19201 | 57.2809 | 0.067826 | 0.080352 | 0.094024 | 0 | 0 | 0.0015067 | -0.004001 | 0.0007001 | 0.012279 | 0.66418 | 0.02619 | 0.031841
|  | 874.3298 | 0 | 0 | -0.060281 | -0.087778 | -0.039573 | -0.088042 | 56.6706 | 0.025821 | 0.04217 | 0.05473 | 0 | 0 | 7.6221e-05 | -0.0029352 | 0.0013276 | 0.013631 | 0.67468 | 0.025707 | 0.031998
|  | 874.5698 | 0 | 0 | 0.025928 | 0.086403 | 0.0421 | 0.16882 | 56.35 | 0.061372 | 0.077071 | 0.083195 | 0 | 0 | -0.0008133 | -6.1349e-05 | 0.0018411 | 0.0086305 | 0.68459 | 0.025557 | 0.031637
|  | 874.8098 | 0 | 0 | -0.040111 | -0.071684 | -0.03696 | -0.097268 | 55.7742 | 0.030723 | 0.036046 | 0.06297 | 0 | 0 | 0.00022334 | 0.0010038 | 0.00091186 | 0.010214 | 0.6949 | 0.026867 | 0.031754
|  | 875.0498 | 0 | 0 | 0.050511 | 0.098521 | 0.048796 | 0.19706 | 55.4512 | 0.068091 | 0.075043 | 0.086828 | 0 | 0 | 0.00042882 | 0.00027513 | 0.00015514 | 0.013682 | 0.7049 | 0.027717 | 0.032372
|  | 875.2898 | 0 | 0 | -0.034193 | -0.078296 | -0.029491 | -0.071573 | 54.643 | 0.034334 | 0.042954 | 0.062053 | 0 | 0 | -0.00064798 | 0.00055144 | 0.0025903 | 0.013951 | 0.71517 | 0.026314 | 0.032488
|  | 875.5299 | 0 | 0 | -0.0469 | -0.07599 | -0.045005 | -0.13798 | 53.2742 | 0.02956 | 0.045381 | 0.056483 | 0 | 0 | -0.00056015 | -0.00024858 | 0.0044792 | 0.011056 | 0.72524 | 0.025702 | 0.031801
|  | 875.7699 | 0 | 0 | 0.046773 | 0.066295 | 0.056255 | 0.17708 | 52.8081 | 0.068942 | 0.08558 | 0.085733 | 0 | 0 | 0.0011034 | 0.0014124 | 0.0040209 | 0.012621 | 0.73558 | 0.026512 | 0.031838
|  | 876.0099 | 0 | 0 | -0.037433 | -0.077956 | -0.035442 | -0.085899 | 52.077 | 0.031497 | 0.042522 | 0.057114 | 0 | 0 | 0.0018243 | 0.0026335 | 0.0025709 | 0.010419 | 0.74525 | 0.026956 | 0.031656
|  | 876.25 | 0 | 0 | 0.03512 | 0.068973 | 0.055414 | 0.15922 | 51.5119 | 0.062007 | 0.076285 | 0.085136 | 0 | 0 | 0.0012546 | 2.2543e-05 | 0.00071489 | 0.0068452 | 0.75479 | 0.02654 | 0.03085
|  | 876.49 | 0 | 0 | -0.038989 | -0.068578 | -0.035958 | -0.10041 | 50.7233 | 0.04005 | 0.053628 | 0.069589 | 0 | 0 | 0.00075914 | -0.0025363 | 0.00021672 | 0.011838 | 0.76411 | 0.025185 | 0.029841
|  | 876.7301 | 0 | 0 | 0.026363 | 0.061435 | 0.051073 | 0.18429 | 50.1899 | 0.053975 | 0.073726 | 0.078446 | 0 | 0 | 0.0016761 | -0.00053126 | 0.0020259 | 0.014052 | 0.77461 | 0.024965 | 0.029918
|  | 876.9701 | 0 | 0 | -0.034902 | -0.10525 | -0.04845 | -0.071128 | 49.3358 | 0.03185 | 0.0455 | 0.053614 | 0 | 0 | 0.002818 | 0.0010652 | 0.0024704 | 0.0080119 | 0.78739 | 0.025343 | 0.030782
|  | 877.2102 | 0 | 0 | 0.031245 | 0.08261 | 0.047281 | 0.18372 | 48.7608 | 0.069826 | 0.078586 | 0.08688 | 0 | 0 | 0.0027308 | 0.0027142 | 0.0025299 | 0.0084478 | 0.79985 | 0.025183 | 0.031647
|  | 877.4502 | 0 | 0 | -0.030679 | -0.06172 | -0.03073 | -0.060197 | 47.867 | 0.037705 | 0.045773 | 0.063466 | 0 | 0 | 0.00072789 | 0.0035844 | 0.0039103 | 0.0089884 | 0.81153 | 0.025147 | 0.031252
|  | 877.6903 | 0 | 0 | 0.045188 | 0.056433 | 0.042977 | 0.13503 | 47.2409 | 0.063558 | 0.077478 | 0.087026 | 0 | 0 | -0.0001225 | 0.003124 | 0.0045385 | 0.01682 | 0.82421 | 0.025384 | 0.030956
|  | 877.9304 | 0 | 0 | -0.024674 | -0.043263 | -0.021537 | -0.026785 | 46.3474 | 0.047798 | 0.05302 | 0.073689 | 0 | 0 | 0.0012794 | 0.00029252 | 0.0017828 | 0.01537 | 0.83657 | 0.024615 | 0.031047
|  | 878.1705 | 0 | 0 | 0.034753 | 0.067839 | 0.046231 | 0.15151 | 45.7117 | 0.056976 | 0.069602 | 0.072123 | 0 | 0 | 0.0030286 | -0.0014967 | -0.0001225 | 0.0075443 | 0.84788 | 0.024095 | 0.030043
|  | 878.4106 | 0 | 0 | -0.021584 | -0.070794 | -0.023688 | -0.073119 | 44.8216 | 0.043961 | 0.048678 | 0.064232 | 0 | 0 | 0.001703 | -0.0015805 | -9.4942e-05 | 0.012163 | 0.858 | 0.023541 | 0.029102
|  | 878.6507 | 0 | 0 | 0.032414 | 0.090367 | 0.037599 | 0.15235 | 44.1661 | 0.061016 | 0.074934 | 0.083387 | 0 | 0 | 0.001125 | 0.00086386 | 0.0010087 | 0.01287 | 0.8702 | 0.023423 | 0.028976
|  | 878.8908 | 0 | 0 | -0.043207 | -0.062988 | -0.031212 | -0.089914 | 43.3205 | 0.036992 | 0.046747 | 0.066102 | 0 | 0 | 0.0015976 | 0.0033927 | 0.0014854 | 0.0027087 | 0.88515 | 0.024152 | 0.029242
|  | 879.131 | 0 | 0 | 0.023823 | 0.053787 | 0.031307 | 0.15866 | 42.6505 | 0.053935 | 0.068642 | 0.073387 | 0 | 0 | 0.0023554 | 0.0046097 | 0.0024762 | 0.0049417 | 0.90025 | 0.02458 | 0.029837
|  | 879.3711 | 0 | 0 | -0.049372 | -0.071129 | -0.025308 | -0.058868 | 41.7565 | 0.033206 | 0.045613 | 0.059485 | 0 | 0 | 0.0013891 | 0.0011435 | 0.0021595 | 0.017656 | 0.91358 | 0.024189 | 0.029564
|  | 879.6112 | 0 | 0 | 0.033438 | 0.041998 | 0.034853 | 0.15877 | 41.0735 | 0.06066 | 0.068861 | 0.080495 | 0 | 0 | 0.00085403 | -0.00083671 | 0.0019523 | 0.021445 | 0.92823 | 0.023398 | 0.028783
|  | 879.8514 | 0 | 0 | -0.02891 | -0.074643 | -0.019615 | -0.052858 | 40.2574 | 0.039475 | 0.043651 | 0.062493 | 0 | 0 | 0.0001234 | -0.0016903 | 0.0014387 | 0.015407 | 0.94171 | 0.023228 | 0.028522
|  | 880.0915 | 0 | 0 | 0.016026 | 0.066051 | 0.037614 | 0.13877 | 39.5772 | 0.055595 | 0.07667 | 0.081733 | 0 | 0 | 0.00072475 | -0.00032623 | 0.0021011 | 0.014826 | 0.95519 | 0.023684 | 0.029229
|  | 880.3317 | 0 | 0 | -0.020856 | -0.043337 | -0.020148 | -0.029667 | 38.7259 | 0.03788 | 0.044157 | 0.069058 | 0 | 0 | 0.00098611 | 0.00023926 | 0.0018933 | 0.011043 | 0.96873 | 0.022913 | 0.028786
|  | 880.5718 | 0 | 0 | 0.016164 | 0.018679 | 0.024368 | 0.13669 | 38.0205 | 0.053781 | 0.071806 | 0.078732 | 0 | 0 | 4.2079e-05 | 0.00027385 | 0.0010389 | 0.0091428 | 0.98162 | 0.021807 | 0.02742
|  | 880.812 | 0 | 0 | -0.034629 | -0.090296 | -0.024011 | -0.082385 | 37.2056 | 0.034991 | 0.043496 | 0.064179 | 0 | 0 | -0.0017936 | -0.0016237 | 0.00021685 | 0.0069151 | 0.99624 | 0.021553 | 0.026558
|  | 881.0522 | 0 | 0 | 0.012694 | 0.021306 | 0.030921 | 0.12176 | 36.5268 | 0.055294 | 0.066691 | 0.076735 | 0 | 0 | -0.0029122 | -0.0028942 | -0.00015999 | 0.0056017 | 1.0128 | 0.021705 | 0.02661
|  | 881.2923 | 0 | 0 | -0.029888 | -0.04336 | -0.026209 | -0.053278 | 35.6851 | 0.044015 | 0.057138 | 0.069406 | 0 | 0 | -0.0032998 | -0.0040787 | -0.00015153 | 0.0031477 | 1.0272 | 0.021353 | 0.026392
|  | 881.5325 | 0 | 0 | 0.027131 | 0.048046 | 0.028392 | 0.16008 | 34.955 | 0.059575 | 0.083633 | 0.079711 | 0 | 0 | -0.0012603 | -0.002654 | 0.0014404 | 0.0059121 | 1.0432 | 0.021961 | 0.027022
|  | 881.7727 | 0 | 0 | -0.031164 | -0.05035 | -0.017542 | -0.028321 | 34.1329 | 0.037786 | 0.056505 | 0.060214 | 0 | 0 | 0.00097545 | -0.001334 | 0.0022911 | 0.010953 | 1.0604 | 0.022495 | 0.027172
|  | 882.0129 | 0 | 0 | 0.022877 | 0.045515 | 0.035475 | 0.15733 | 33.3032 | 0.060934 | 0.075102 | 0.079643 | 0 | 0 | 0.00081881 | -0.00022334 | 0.0030116 | 0.012635 | 1.0768 | 0.022132 | 0.026688
|  | 882.2531 | 0 | 0 | -0.033249 | -0.047942 | -0.010045 | 0.0013893 | 32.4922 | 0.044558 | 0.047968 | 0.066568 | 0 | 0 | -0.00020981 | -0.00099227 | 0.0032154 | 0.0081954 | 1.0925 | 0.021852 | 0.026404
|  | 882.4933 | 0 | 0 | 0.019718 | 0.036268 | 0.046036 | 0.10866 | 31.7411 | 0.059557 | 0.073809 | 0.074803 | 0 | 0 | 2.7281e-05 | -0.00097364 | 0.0024714 | 0.0038123 | 1.1096 | 0.022383 | 0.026502
|  | 882.7336 | 0 | 0 | -0.011218 | -0.034687 | -0.0029359 | -0.054842 | 30.9223 | 0.040983 | 0.050875 | 0.062879 | 0 | 0 | -0.0012087 | -0.0012633 | 0.0011376 | 0.0018612 | 1.1253 | 0.022094 | 0.025842
|  | 882.9738 | 0 | 0 | 0.017308 | 0.035804 | 0.030934 | 0.094395 | 30.1864 | 0.05671 | 0.067023 | 0.076804 | 0 | 0 | -0.0020495 | -0.00098672 | 0.0010929 | 0.0076663 | 1.1425 | 0.021484 | 0.025657
|  | 883.214 | 0 | 0 | -0.044164 | -0.068469 | -0.02356 | -0.021015 | 29.3736 | 0.038748 | 0.053442 | 0.060562 | 0 | 0 | -0.002814 | -0.00022659 | 0.00078489 | 0.010426 | 1.1613 | 0.021524 | 0.026363
|  | 883.4543 | 0 | 0 | 0.0033943 | 0.020276 | 0.024365 | 0.11963 | 28.6811 | 0.056066 | 0.072544 | 0.073966 | 0 | 0 | -0.0015855 | 0.001865 | 0.0011726 | 0.0094423 | 1.1811 | 0.021792 | 0.02681
|  | 883.6945 | 0 | 0 | -0.022975 | -0.028871 | -0.015063 | -0.046451 | 27.9205 | 0.043487 | 0.048943 | 0.064231 | 0 | 0 | 0.0019913 | 0.0027635 | 0.001683 | 0.0063495 | 1.2012 | 0.021825 | 0.026839
|  | 883.9348 | 0 | 0 | 0.0068173 | 0.036015 | 0.027785 | 0.09726 | 27.2639 | 0.051594 | 0.065004 | 0.075489 | 0 | 0 | 0.0038577 | 0.0016997 | 0.00203 | 0.0069531 | 1.2189 | 0.021975 | 0.026817
|  | 884.175 | 0 | 0 | -0.021503 | -0.035624 | -0.0027363 | 0.020582 | 26.5224 | 0.045091 | 0.05035 | 0.066854 | 0 | 0 | 0.0016976 | -0.0023413 | 0.0024323 | 0.011089 | 1.2338 | 0.021474 | 0.025926
|  | 884.4153 | 0 | 0 | 0.03488 | 0.027587 | 0.044824 | 0.13059 | 25.8815 | 0.061262 | 0.072232 | 0.086943 | 0 | 0 | 0.00052963 | -0.0006941 | 0.0036274 | 0.015158 | 1.251 | 0.021492 | 0.025971
|  | 884.6556 | 0 | 0 | 0.0075948 | -0.040586 | -0.004618 | -0.015983 | 25.146 | 0.0443 | 0.05353 | 0.072298 | 0 | 0 | 0.0006864 | 0.0022611 | 0.0027117 | 0.013026 | 1.27 | 0.022197 | 0.026568
|  | 884.8958 | 0 | 0 | 0.025984 | 0.0057521 | 0.017061 | 0.10692 | 24.4745 | 0.047904 | 0.064824 | 0.069171 | 0 | 0 | 0.00057185 | -0.00041235 | 0.0026642 | 0.011828 | 1.2889 | 0.022376 | 0.026614
|  | 885.1361 | 0 | 0 | -0.019266 | -0.053431 | -0.018998 | 0.027987 | 23.7909 | 0.039949 | 0.054409 | 0.059675 | 0 | 0 | -0.00034693 | -0.0036322 | 0.0025602 | 0.0096097 | 1.3084 | 0.021156 | 0.025933
|  | 885.3764 | 0 | 0 | -0.0079965 | 0.0049025 | 0.022852 | 0.10623 | 23.204 | 0.05248 | 0.062253 | 0.068564 | 0 | 0 | 0.00064339 | -0.0009768 | 0.0012226 | 0.0082616 | 1.3292 | 0.020696 | 0.025887
|  | 885.6167 | 0 | 0 | -0.022334 | -0.036842 | 0.00083702 | 0.024998 | 22.5593 | 0.045776 | 0.056723 | 0.067432 | 0 | 0 | 0.0063075 | 0.010091 | 0.0056397 | 0.024236 | 1.3599 | 0.022758 | 0.027831
|  | 885.857 | 0 | 0 | 5.171e-05 | 0.0079537 | 0.022398 | 0.085689 | 21.9676 | 0.049684 | 0.070345 | 0.072916 | 0 | 0 | 0.0040838 | 0.0070414 | 0.0044389 | 0.019442 | 1.3879 | 0.021776 | 0.026959
|  | 886.0973 | 0 | 0 | -0.024743 | -0.025841 | -0.0074799 | 0.00953 | 21.3348 | 0.044455 | 0.05886 | 0.068391 | 0 | 0 | 0.00024476 | 0.0035307 | 0.00087032 | 0.0089946 | 1.4078 | 0.020135 | 0.025034
|  | 886.3377 | 0 | 0 | 0.021189 | 0.040689 | 0.034298 | 0.13601 | 20.7955 | 0.064688 | 0.073868 | 0.080844 | 0 | 0 | 0.00081126 | 0.005391 | 0.0017763 | 0.0096471 | 1.4284 | 0.020707 | 0.02455
|  | 886.578 | 0 | 0 | 0.0010644 | -0.0083381 | 0.018207 | 0.064318 | 20.2137 | 0.056167 | 0.067953 | 0.076219 | 0 | 0 | 0.0022223 | 0.0031966 | 0.0037551 | 0.013684 | 1.4505 | 0.021628 | 0.025241
|  | 886.8183 | 0 | 0 | 0.017285 | 0.0064703 | 0.023334 | 0.078976 | 19.6308 | 0.051566 | 0.067858 | 0.077304 | 0 | 0 | 0.0014118 | 0.00019248 | 0.0033528 | 0.013752 | 1.4715 | 0.021746 | 0.024971
|  | 887.0587 | 0 | 0 | -0.010995 | -0.022493 | -0.0049282 | 0.037897 | 19.0577 | 0.04439 | 0.055441 | 0.068397 | 0 | 0 | 0.0024958 | 0.00056085 | 0.0029994 | 0.012825 | 1.4925 | 0.021912 | 0.025081
|  | 887.299 | 0 | 0 | 0.0012531 | 0.013824 | 0.018192 | 0.10721 | 18.5458 | 0.057953 | 0.070173 | 0.077043 | 0 | 0 | 0.0030025 | -0.00069887 | 0.0019686 | 0.016086 | 1.5128 | 0.020942 | 0.025115
|  | 887.5394 | 0 | 0 | -0.0020777 | -0.019952 | -0.00053923 | 0.04561 | 17.9975 | 0.054235 | 0.067235 | 0.075904 | 0 | 0 | 0.00052425 | 0.00046501 | 0.0011124 | 0.016147 | 1.5359 | 0.01957 | 0.024143
|  | 887.7797 | 0 | 0 | 0.0061821 | -0.0071073 | 0.013009 | 0.083977 | 17.491 | 0.055004 | 0.069416 | 0.073668 | 0 | 0 | 0.00036675 | 0.0020645 | 0.0012915 | 0.0072364 | 1.5587 | 0.019826 | 0.02338
|  | 888.0201 | 0 | 0 | -0.014709 | -0.036012 | -0.0045044 | 0.053929 | 16.9505 | 0.051736 | 0.066632 | 0.078174 | 0 | 0 | 0.0012839 | 0.0020943 | 0.0026619 | 0.0054919 | 1.5804 | 0.02085 | 0.023943
|  | 888.2604 | 0 | 0 | -0.0045553 | -0.017645 | 0.0027832 | 0.089475 | 16.462 | 0.049356 | 0.065276 | 0.075127 | 0 | 0 | -0.00017186 | 0.0006135 | 0.0021444 | 0.0093945 | 1.6028 | 0.020648 | 0.024457
|  | 888.5008 | 0 | 0 | -0.014807 | -0.036726 | -0.0021023 | 0.040976 | 15.9987 | 0.044157 | 0.0612 | 0.066339 | 0 | 0 | 0.00091707 | 0.0017054 | 0.0010382 | 0.0085233 | 1.6284 | 0.019713 | 0.024075
|  | 888.7412 | 0 | 0 | -0.0025244 | 0.0074955 | 0.01172 | 0.052839 | 15.5353 | 0.051019 | 0.07519 | 0.06892 | 0 | 0 | 0.0018014 | 0.0025668 | 0.0011126 | 0.0063062 | 1.6553 | 0.019382 | 0.023223
|  | 888.9816 | 0 | 0 | -0.0078239 | 0.0022038 | 0.015433 | 0.055675 | 15.0709 | 0.05029 | 0.06749 | 0.066395 | 0 | 0 | 0.0010624 | 0.00066184 | 0.0020463 | 0.0072893 | 1.6806 | 0.020073 | 0.024141
|  | 889.222 | 0 | 0 | -0.015161 | -0.0019344 | 0.015977 | 0.094499 | 14.6224 | 0.048938 | 0.060793 | 0.068386 | 0 | 0 | 0.0011599 | 0.00058334 | 0.0014687 | 0.0042387 | 1.7037 | 0.020428 | 0.02472
|  | 889.4624 | 0 | 0 | -0.015453 | -0.01974 | 0.0117 | 0.072023 | 14.1894 | 0.047776 | 0.062501 | 0.065511 | 0 | 0 | 0.0018065 | 0.0020823 | 0.00096663 | 0.0074499 | 1.7301 | 0.020758 | 0.023905
|  | 889.7028 | 0 | 0 | 0.0083508 | -0.015038 | 0.019224 | 0.057385 | 13.799 | 0.053496 | 0.071097 | 0.073451 | 0 | 0 | 0.0023835 | 0.002126 | 0.0015256 | 0.0092574 | 1.7572 | 0.02112 | 0.023846
|  | 889.9432 | 0 | 0 | -0.0011045 | -0.003034 | 0.019235 | 0.075245 | 13.3936 | 0.05103 | 0.065355 | 0.073346 | 0 | 0 | 0.0023066 | 0.0017403 | 0.0019304 | 0.0098003 | 1.7839 | 0.021098 | 0.024575
|  | 890.1837 | 0 | 0 | -0.026804 | -0.013365 | 0.011599 | 0.064818 | 12.9892 | 0.045433 | 0.060375 | 0.06239 | 0 | 0 | 0.001317 | -0.0010324 | 0.00084308 | 0.010214 | 1.8112 | 0.020138 | 0.024476
|  | 890.4241 | 0 | 0 | -0.0027533 | 0.0040902 | 0.014806 | 0.083614 | 12.6192 | 0.055399 | 0.068423 | 0.072056 | 0 | 0 | 0.0026477 | -0.00081416 | 0.0017475 | 0.0080301 | 1.8396 | 0.019745 | 0.023738
|  | 890.6645 | 0 | 0 | -0.0028676 | -0.0087627 | -0.0022234 | 0.055642 | 12.2379 | 0.055749 | 0.068345 | 0.07212 | 0 | 0 | 0.00057836 | -8.2483e-05 | 0.0022809 | 0.0047144 | 1.8665 | 0.019998 | 0.023454
|  | 890.905 | 0 | 0 | 0.016426 | 0.01605 | 0.0025374 | 0.073415 | 11.8989 | 0.062342 | 0.078954 | 0.074908 | 0 | 0 | -0.00056815 | 0.00051587 | 0.0035167 | 0.0076549 | 1.894 | 0.020444 | 0.023907
|  | 891.1454 | 0 | 0 | 0.0038636 | -0.0013393 | 0.0099118 | 0.019216 | 11.5337 | 0.058532 | 0.07416 | 0.07075 | 0 | 0 | -0.00056752 | -0.0026527 | 0.0034134 | 0.0078321 | 1.9223 | 0.019674 | 0.02342
|  | 891.3859 | 0 | 0 | 0.007939 | 0.0049035 | 0.022071 | 0.074883 | 11.1888 | 0.05811 | 0.072271 | 0.076156 | 0 | 0 | -0.00044206 | -0.0018186 | 0.0014213 | 0.0085426 | 1.9516 | 0.01901 | 0.022969
|  | 891.6263 | 0 | 0 | -0.0052546 | -0.017184 | -0.0098943 | 0.042873 | 10.8406 | 0.052239 | 0.058321 | 0.070429 | 0 | 0 | -8.5961e-05 | 0.00079582 | 0.00054138 | 0.0056655 | 1.9816 | 0.018938 | 0.022549
|  | 891.8668 | 0 | 0 | -0.00082477 | 0.026814 | 0.0099308 | 0.047431 | 10.5113 | 0.054312 | 0.060333 | 0.069092 | 0 | 0 | 0.00056968 | 0.0014764 | -1.9194e-06 | 0.0069079 | 2.0116 | 0.019183 | 0.02307
|  | 892.1073 | 0 | 0 | -0.022018 | -0.010834 | 0.0022681 | 0.032491 | 10.1682 | 0.047905 | 0.055449 | 0.066866 | 0 | 0 | 0.0005881 | 0.00040554 | -0.00082546 | 0.0085771 | 2.0408 | 0.019089 | 0.023092
|  | 892.3478 | 0 | 0 | 0.01028 | 0.021837 | 0.016958 | 0.095832 | 9.867 | 0.057132 | 0.067971 | 0.075927 | 0 | 0 | -0.00066732 | -0.0020235 | -0.0007284 | 0.0086359 | 2.0696 | 0.017844 | 0.021508
|  | 892.5883 | 0 | 0 | -0.019254 | -0.0305 | -0.010128 | 0.024579 | 9.5398 | 0.046395 | 0.059291 | 0.067746 | 0 | 0 | 0.0006316 | -0.0045907 | -0.00061379 | 0.0086554 | 2.0991 | 0.018061 | 0.021704
|  | 892.8288 | 0 | 0 | 0.0022727 | 0.013265 | 0.016794 | 0.12084 | 9.2538 | 0.051728 | 0.06891 | 0.072262 | 0 | 0 | 0.0027617 | -0.0013201 | 0.00033453 | 0.0056215 | 2.132 | 0.019014 | 0.022798
|  | 893.0693 | 0 | 0 | -0.014744 | -0.027608 | -0.00078831 | 0.016348 | 8.944 | 0.044196 | 0.060564 | 0.06695 | 0 | 0 | -0.0006094 | 0.0020132 | 0.00052039 | 0.00824 | 2.163 | 0.0188 | 0.022163
|  | 893.3098 | 0 | 0 | 0.021709 | 0.024824 | 0.022329 | 0.11304 | 8.6872 | 0.063425 | 0.078245 | 0.081522 | 0 | 0 | -0.0006189 | 0.0010455 | 0.00045144 | 0.0099624 | 2.1922 | 0.019067 | 0.02254
|  | 893.5503 | 0 | 0 | -0.0096499 | -0.038142 | -0.016208 | 0.018637 | 8.3904 | 0.054727 | 0.065648 | 0.075334 | 0 | 0 | 0.00076414 | 0.00083943 | -0.00015165 | 0.0049922 | 2.221 | 0.019187 | 0.022381
|  | 893.7908 | 0 | 0 | 0.011716 | 0.038433 | 0.012127 | 0.095296 | 8.1521 | 0.057199 | 0.074387 | 0.074356 | 0 | 0 | 0.0004387 | 0.0014379 | 0.0018968 | 0.0048897 | 2.2516 | 0.018325 | 0.022386
|  | 894.0313 | 0 | 0 | -0.020444 | -0.016803 | -0.011742 | -0.023328 | 7.8965 | 0.049316 | 0.062845 | 0.06953 | 0 | 0 | 0.00085362 | 0.00080634 | 0.0026035 | 0.0071718 | 2.2833 | 0.018483 | 0.022774
|  | 894.2719 | 0 | 0 | 0.012678 | 0.028242 | 0.030174 | 0.084322 | 7.6727 | 0.063131 | 0.076303 | 0.075497 | 0 | 0 | 0.00046326 | 3.1319e-06 | 0.0016376 | 0.012682 | 2.3183 | 0.018638 | 0.021893
|  | 894.5124 | 0 | 0 | -0.026386 | -0.054427 | -0.0093353 | 0.0095376 | 7.4151 | 0.05109 | 0.064938 | 0.068526 | 0 | 0 | 0.0012659 | -0.00048938 | 0.0010073 | 0.013351 | 2.3518 | 0.018231 | 0.02156
|  | 894.753 | 0 | 0 | 0.014612 | 0.032741 | 0.043093 | 0.16512 | 7.2197 | 0.065966 | 0.086247 | 0.085779 | 0 | 0 | 0.002596 | 0.002563 | 0.0007517 | 0.010845 | 2.3867 | 0.018249 | 0.022977
|  | 894.9935 | 0 | 0 | -0.030952 | -0.05163 | -0.0037195 | 0.032331 | 6.9574 | 0.04643 | 0.062993 | 0.07208 | 0 | 0 | 0.0015384 | 0.0017063 | 0.0024739 | 0.0070923 | 2.4219 | 0.017483 | 0.022482
|  | 895.2341 | 0 | 0 | 0.011929 | 0.022402 | 0.024879 | 0.10079 | 6.7735 | 0.059497 | 0.070451 | 0.083566 | 0 | 0 | 0.00082922 | 0.0010623 | 0.00516 | 0.0069779 | 2.459 | 0.018118 | 0.022148
|  | 895.4746 | 0 | 0 | -0.023958 | -0.056807 | -0.002648 | -0.019789 | 6.5483 | 0.050295 | 0.065441 | 0.073781 | 0 | 0 | 0.0011582 | 0.0039461 | 0.0029895 | 0.012087 | 2.498 | 0.018216 | 0.02203
|  | 895.7152 | 0 | 0 | 0.021778 | 0.032867 | 0.038618 | 0.11684 | 6.3661 | 0.064655 | 0.094509 | 0.082651 | 0 | 0 | 0.0014389 | 0.0025959 | -0.00059317 | 0.014599 | 2.5347 | 0.017672 | 0.020904
|  | 895.9558 | 0 | 0 | -0.025624 | -0.064186 | -0.026393 | -0.032909 | 6.132 | 0.046939 | 0.063189 | 0.062231 | 0 | 0 | 0.0029364 | 0.00023034 | 0.0012886 | 0.014972 | 2.5737 | 0.018021 | 0.020537
|  | 896.1964 | 0 | 0 | 0.0046704 | 0.030451 | 0.023154 | 0.14259 | 5.9885 | 0.054083 | 0.07614 | 0.073192 | 0 | 0 | 0.0031602 | 0.0014697 | 0.0029982 | 0.011823 | 2.6096 | 0.018269 | 0.020217
|  | 896.437 | 0 | 0 | -0.022346 | -0.054724 | -0.021667 | -0.01842 | 5.7708 | 0.038208 | 0.060827 | 0.067573 | 0 | 0 | 0.0034034 | 0.0027819 | 0.0031558 | 0.0082318 | 2.6471 | 0.01838 | 0.021485
|  | 896.6776 | 0 | 0 | 0.024697 | 0.04633 | 0.045546 | 0.14014 | 5.6275 | 0.06478 | 0.092132 | 0.079982 | 0 | 0 | 0.0012546 | 0.0013447 | 0.002288 | 0.010547 | 2.6895 | 0.018031 | 0.021726
|  | 896.9182 | 0 | 0 | -0.036161 | -0.062262 | -0.0091318 | -0.010653 | 5.4238 | 0.050967 | 0.067333 | 0.063502 | 0 | 0 | -0.00039936 | -0.0023367 | 0.0016673 | 0.01131 | 2.7273 | 0.017293 | 0.021139
|  | 897.1588 | 0 | 0 | 0.015963 | 0.052772 | 0.039412 | 0.19022 | 5.3112 | 0.067034 | 0.081184 | 0.081933 | 0 | 0 | -0.0010007 | -0.0021127 | 0.00036403 | 0.0056677 | 2.7641 | 0.016775 | 0.020485
|  | 897.3994 | 0 | 0 | -0.051548 | -0.069793 | -0.021408 | -0.01514 | 5.1121 | 0.04261 | 0.057661 | 0.065066 | 0 | 0 | -0.00018155 | 0.0016946 | -0.00029523 | 0.010037 | 2.8052 | 0.017323 | 0.01989
|  | 897.64 | 0 | 0 | 0.012402 | 0.047417 | 0.036314 | 0.15223 | 4.9938 | 0.066272 | 0.084627 | 0.081274 | 0 | 0 | 0.00058453 | 0.00068318 | 0.00011693 | 0.01334 | 2.8477 | 0.016644 | 0.01969
|  | 897.8806 | 0 | 0 | -0.033198 | -0.071729 | -0.028497 | -0.021999 | 4.8129 | 0.041999 | 0.061099 | 0.06383 | 0 | 0 | -0.0013272 | 0.00040394 | 0.001141 | 0.011093 | 2.8938 | 0.016154 | 0.019957
|  | 898.1213 | 0 | 0 | 0.017194 | 0.066461 | 0.035011 | 0.19082 | 4.708 | 0.062223 | 0.092502 | 0.080564 | 0 | 0 | -0.00013518 | 0.0018015 | 0.0019211 | 0.011708 | 2.9389 | 0.016952 | 0.020058
|  | 898.3619 | 0 | 0 | -0.04817 | -0.025088 | -0.03862 | -0.013977 | 4.5331 | 0.050513 | 0.068837 | 0.075071 | 0 | 0 | 0.0013827 | 0.0011438 | 0.0017221 | 0.011495 | 2.9798 | 0.017233 | 0.019995
|  | 898.6026 | 0 | 0 | 0.034501 | 0.070119 | 0.044261 | 0.18498 | 4.4457 | 0.077036 | 0.092481 | 0.089555 | 0 | 0 | -0.00026954 | -0.0025126 | 0.0019245 | 0.0080565 | 3.0214 | 0.017391 | 0.020489
|  | 898.8432 | 0 | 0 | -0.010325 | -0.071545 | -0.020836 | -0.0063265 | 4.2657 | 0.059961 | 0.074179 | 0.071608 | 0 | 0 | -0.00032297 | -0.0032142 | 0.0024579 | 0.0094703 | 3.0638 | 0.017561 | 0.020472
|  | 899.0839 | 0 | 0 | 0.04872 | 0.05943 | 0.049444 | 0.24923 | 4.1876 | 0.074863 | 0.093795 | 0.085338 | 0 | 0 | 0.00066766 | -0.0032271 | 0.0021362 | 0.007069 | 3.1062 | 0.017519 | 0.020344
|  | 899.3246 | 0 | 0 | -0.059463 | -0.069865 | -0.028368 | -0.056594 | 4.0254 | 0.042411 | 0.051386 | 0.067716 | 0 | 0 | 0.0011908 | -0.00036329 | 0.0017088 | 0.0047838 | 3.1526 | 0.017797 | 0.021117
|  | 899.5652 | 0 | 0 | 0.046796 | 0.086849 | 0.037734 | 0.194 | 3.9496 | 0.076113 | 0.093022 | 0.096427 | 0 | 0 | 0.0015747 | 0.0014962 | 0.0010321 | 0.0047348 | 3.1961 | 0.017528 | 0.020802
|  | 899.8059 | 0 | 0 | -0.03022 | -0.09037 | -0.038258 | -0.04798 | 3.7754 | 0.045172 | 0.053931 | 0.068311 | 0 | 0 | 0.0017585 | 0.00033525 | 0.0021392 | 0.0090439 | 3.2391 | 0.017112 | 0.019973
|  | 900.0466 | 0 | 0 | 0.055765 | 0.077504 | 0.042216 | 0.23686 | 3.7141 | 0.067933 | 0.082945 | 0.078611 | 0 | 0 | 0.0015742 | 0.001034 | 0.002171 | 0.012969 | 3.2848 | 0.016581 | 0.019505
|  | 900.2873 | 0 | 0 | -0.040059 | -0.069373 | -0.043236 | -0.060209 | 3.5451 | 0.038361 | 0.051732 | 0.05868 | 0 | 0 | 0.0029783 | 0.0037064 | 0.0026429 | 0.01504 | 3.3313 | 0.016636 | 0.019685
|  | 900.528 | 0 | 0 | 0.04192 | 0.0992 | 0.042239 | 0.2107 | 3.52 | 0.068554 | 0.091687 | 0.092938 | 0 | 0 | 0.0022845 | 0.0041835 | 0.0034518 | 0.011344 | 3.3756 | 0.016669 | 0.019582
|  | 900.7687 | 0 | 0 | -0.041663 | -0.089857 | -0.021538 | -0.052892 | 3.3774 | 0.054348 | 0.070552 | 0.079385 | 0 | 0 | 0.0022749 | 0.0042015 | 0.003143 | 0.010313 | 3.4223 | 0.016698 | 0.019627
|  | 901.0094 | 0 | 0 | 0.041188 | 0.10925 | 0.066094 | 0.19788 | 3.319 | 0.072165 | 0.095462 | 0.090701 | 0 | 0 | 0.0013346 | -0.00041728 | 0.001869 | 0.01063 | 3.4709 | 0.01642 | 0.019596
|  | 901.2501 | 0 | 0 | -0.062143 | -0.061707 | -0.047351 | -0.048968 | 3.1497 | 0.043409 | 0.055748 | 0.064824 | 0 | 0 | -0.00025211 | -0.0023634 | 0.0020082 | 0.0090467 | 3.5185 | 0.015355 | 0.020088
|  | 901.4909 | 0 | 0 | 0.060864 | 0.084727 | 0.066074 | 0.22788 | 3.1455 | 0.079735 | 0.093352 | 0.092102 | 0 | 0 | 0.00087151 | -0.0017104 | 0.0019365 | 0.0070263 | 3.569 | 0.014864 | 0.020213
|  | 901.7316 | 0 | 0 | -0.024641 | -0.062812 | -0.034953 | -0.12688 | 2.9689 | 0.049413 | 0.059648 | 0.064523 | 0 | 0 | 0.00072615 | -0.0011772 | 0.0028716 | 0.0080428 | 3.6204 | 0.015478 | 0.019883
|  | 901.9723 | 0 | 0 | 0.037742 | 0.09666 | 0.069691 | 0.25669 | 2.9475 | 0.076165 | 0.10016 | 0.097951 | 0 | 0 | 0.00050961 | -0.002061 | 0.0028595 | 0.0069029 | 3.6721 | 0.016102 | 0.019984
|  | 902.2131 | 0 | 0 | -0.056646 | -0.099676 | -0.033331 | -0.070332 | 2.8126 | 0.042105 | 0.053877 | 0.068189 | 0 | 0 | 0.0024899 | -0.00024339 | 0.0013241 | 0.0059334 | 3.726 | 0.01652 | 0.020156
|  | 902.4538 | 0 | 0 | 0.082259 | 0.075042 | 0.082825 | 0.23768 | 2.8099 | 0.089009 | 0.11952 | 0.11428 | 0 | 0 | 0.0006339 | 0.00011662 | -0.00053917 | 0.0079506 | 3.7767 | 0.016114 | 0.018916
|  | 902.6946 | 0 | 0 | -0.04216 | -0.11103 | -0.026392 | -0.047002 | 2.6687 | 0.054562 | 0.056426 | 0.070314 | 0 | 0 | -0.00073237 | -0.00022046 | -0.00032499 | 0.013234 | 3.8265 | 0.016081 | 0.018493
|  | 902.9353 | 0 | 0 | 0.038372 | 0.1127 | 0.061384 | 0.26933 | 2.6516 | 0.077903 | 0.10621 | 0.095238 | 0 | 0 | 0.00021041 | -0.00078118 | 0.00048692 | 0.013829 | 3.8765 | 0.016148 | 0.01927
|  | 903.1761 | 0 | 0 | -0.055113 | -0.10715 | -0.050843 | -0.082846 | 2.4995 | 0.042475 | 0.055507 | 0.066114 | 0 | 0 | 0.0015523 | -0.0014968 | 0.0011343 | 0.010026 | 3.9295 | 0.016295 | 0.019868
|  | 903.4169 | 0 | 0 | 0.035772 | 0.09678 | 0.051434 | 0.24147 | 2.5151 | 0.067232 | 0.085145 | 0.09266 | 0 | 0 | 0.0010221 | -0.0018678 | 0.00034313 | 0.0057858 | 3.9806 | 0.016508 | 0.019692
|  | 903.6577 | 0 | 0 | -0.074772 | -0.14398 | -0.060111 | -0.092147 | 2.3771 | 0.039111 | 0.046936 | 0.066495 | 0 | 0 | 0.00043252 | 9.0969e-05 | 0.00058775 | 0.0093245 | 4.0324 | 0.016667 | 0.01944
|  | 903.8985 | 0 | 0 | 0.055639 | 0.12209 | 0.076026 | 0.22834 | 2.405 | 0.077319 | 0.1042 | 0.10144 | 0 | 0 | 0.0006287 | -0.0006533 | 0.0015418 | 0.012145 | 4.0842 | 0.016491 | 0.018679
|  | 904.1393 | 0 | 0 | -0.044317 | -0.10881 | -0.047331 | -0.12164 | 2.2462 | 0.039786 | 0.052851 | 0.056779 | 0 | 0 | 0.0017821 | -0.0016716 | 0.0015942 | 0.012797 | 4.1396 | 0.016281 | 0.018577
|  | 904.3801 | 0 | 0 | 0.024583 | 0.10696 | 0.061567 | 0.21311 | 2.2566 | 0.0656 | 0.092244 | 0.088479 | 0 | 0 | 0.0013365 | -0.00086523 | 0.0018106 | 0.0094777 | 4.196 | 0.01571 | 0.018384
|  | 904.6209 | 0 | 0 | -0.08499 | -0.14838 | -0.044463 | -0.14112 | 2.1022 | 0.026893 | 0.035751 | 0.062224 | 0 | 0 | 0.001901 | 0.00083194 | 0.0021319 | 0.0072299 | 4.2474 | 0.015338 | 0.018202
|  | 904.8617 | 0 | 0 | 0.061636 | 0.122 | 0.067564 | 0.26235 | 2.1437 | 0.079969 | 0.10639 | 0.092028 | 0 | 0 | 0.0022257 | -0.0010557 | 0.0012008 | 0.0094218 | 4.3013 | 0.015123 | 0.01834
|  | 905.1025 | 0 | 0 | -0.06921 | -0.13018 | -0.074894 | -0.10729 | 2.0014 | 0.041504 | 0.049852 | 0.065085 | 0 | 0 | 0.002542 | -0.00031711 | 0.0021248 | 0.013467 | 4.3589 | 0.01541 | 0.019045
|  | 905.3433 | 0 | 0 | 0.065312 | 0.086265 | 0.08698 | 0.31083 | 2.0455 | 0.081729 | 0.10524 | 0.095317 | 0 | 0 | 0.0026727 | 0.0028113 | 0.0022862 | 0.010951 | 4.4195 | 0.015642 | 0.019149
|  | 905.5842 | 0 | 0 | -0.043157 | -0.15012 | -0.035125 | -0.13676 | 1.9147 | 0.05069 | 0.0654 | 0.06657 | 0 | 0 | 0.0010121 | 0.0024479 | 0.0015503 | 0.0089423 | 4.4858 | 0.015638 | 0.018032
|  | 905.825 | 0 | 0 | 0.031893 | 0.11243 | 0.06616 | 0.31704 | 1.9326 | 0.065924 | 0.090229 | 0.085023 | 0 | 0 | -0.00094723 | -0.00090258 | 0.0015373 | 0.008899 | 4.549 | 0.015898 | 0.017516
|  | 906.0658 | 0 | 0 | -0.074738 | -0.14963 | -0.05053 | -0.10099 | 1.7903 | 0.035418 | 0.046443 | 0.054515 | 0 | 0 | -0.00060011 | -0.0020441 | 0.0029151 | 0.0090456 | 4.6115 | 0.015962 | 0.018028
|  | 906.3067 | 0 | 0 | 0.057647 | 0.10166 | 0.083444 | 0.32627 | 1.8417 | 0.074851 | 0.088683 | 0.087238 | 0 | 0 | -0.00049629 | -0.00013834 | 0.0027157 | 0.0065287 | 4.6736 | 0.014871 | 0.017585
|  | 906.5476 | 0 | 0 | -0.040919 | -0.0827 | -0.039111 | -0.098323 | 1.7144 | 0.051863 | 0.058508 | 0.071209 | 0 | 0 | -0.00058042 | 0.001713 | 0.0022271 | 0.0068677 | 4.7352 | 0.01443 | 0.016904
|  | 906.7884 | 0 | 0 | 0.080296 | 0.13771 | 0.080555 | 0.33907 | 1.7245 | 0.085331 | 0.10987 | 0.10271 | 0 | 0 | -0.00063372 | -0.00038726 | 0.0010017 | 0.0080141 | 4.8 | 0.014274 | 0.016528
|  | 907.0293 | 0 | 0 | -0.052263 | -0.086157 | -0.044821 | -0.12806 | 1.6312 | 0.051805 | 0.068307 | 0.063317 | 0 | 0 | -0.00017024 | -0.00065183 | 0.00025398 | 0.0086598 | 4.8678 | 0.014161 | 0.016799
|  | 907.2702 | 0 | 0 | 0.037518 | 0.10271 | 0.063238 | 0.27784 | 1.6557 | 0.081182 | 0.11035 | 0.097758 | 0 | 0 | -0.00066782 | -0.00071967 | 0.00024771 | 0.0050658 | 4.9323 | 0.014494 | 0.016877
|  | 907.511 | 0 | 0 | -0.059055 | -0.11748 | -0.055354 | -0.11849 | 1.5334 | 0.037397 | 0.050313 | 0.066439 | 0 | 0 | 2.4617e-05 | -0.0004824 | 0.0010795 | 0.0046413 | 4.9961 | 0.014528 | 0.017042
|  | 907.7519 | 0 | 0 | 0.026213 | 0.088498 | 0.076665 | 0.2939 | 1.5768 | 0.072343 | 0.10363 | 0.092651 | 0 | 0 | 0.0016693 | -0.00017171 | 0.002282 | 0.0070974 | 5.0621 | 0.014635 | 0.017686
|  | 907.9928 | 0 | 0 | -0.065134 | -0.14776 | -0.051829 | -0.094442 | 1.4465 | 0.030449 | 0.043486 | 0.049834 | 0 | 0 | 0.0022866 | 0.0015946 | 0.0033678 | 0.010572 | 5.1284 | 0.015316 | 0.018329
|  | 908.2337 | 0 | 0 | 0.045055 | 0.063819 | 0.07169 | 0.20711 | 1.5031 | 0.072387 | 0.1018 | 0.091037 | 0 | 0 | 0.0006939 | 0.0017236 | 0.0024128 | 0.010889 | 5.1941 | 0.014862 | 0.01784
|  | 908.4746 | 0 | 0 | -0.02095 | -0.092317 | -0.039637 | -0.047465 | 1.3946 | 0.04482 | 0.060649 | 0.079079 | 0 | 0 | -0.00047921 | 0.00058966 | 0.0012925 | 0.0099045 | 5.2609 | 0.014497 | 0.017368
|  | 908.7156 | 0 | 0 | 0.074385 | 0.12229 | 0.084043 | 0.28918 | 1.4207 | 0.080386 | 0.10963 | 0.10861 | 0 | 0 | -0.00019076 | -0.00049736 | 0.00091993 | 0.0083266 | 5.3272 | 0.01438 | 0.017237
|  | 908.9565 | 0 | 0 | -0.065295 | -0.10908 | -0.025046 | -0.10364 | 1.3089 | 0.045427 | 0.060664 | 0.076065 | 0 | 0 | 0.0010202 | 7.0922e-07 | 0.0014762 | 0.0099174 | 5.3917 | 0.014222 | 0.017133
|  | 909.1974 | 0 | 0 | 0.041341 | 0.090499 | 0.073931 | 0.27251 | 1.3584 | 0.078505 | 0.10495 | 0.099701 | 0 | 0 | 0.00070221 | -0.0023089 | 0.0017224 | 0.011004 | 5.4555 | 0.014069 | 0.016533
|  | 909.4383 | 0 | 0 | -0.03393 | -0.082931 | -0.035101 | -0.063162 | 1.2568 | 0.060322 | 0.067003 | 0.076637 | 0 | 0 | 0.0010305 | -0.0036574 | 0.001081 | 0.0095306 | 5.5283 | 0.013898 | 0.01615
|  | 909.6793 | 0 | 0 | 0.042749 | 0.083986 | 0.060466 | 0.19203 | 1.2937 | 0.078078 | 0.10482 | 0.097859 | 0 | 0 | 0.0014456 | -0.0012309 | -9.6585e-05 | 0.0056683 | 5.6026 | 0.013643 | 0.016185
|  | 909.9202 | 0 | 0 | -0.04437 | -0.10116 | -0.044544 | -0.088783 | 1.196 | 0.040759 | 0.062736 | 0.072296 | 0 | 0 | 0.0020385 | 0.0022367 | 0.00055302 | 0.0090527 | 5.6704 | 0.013958 | 0.01663
|  | 910.1612 | 0 | 0 | 0.049566 | 0.084621 | 0.068255 | 0.24609 | 1.2289 | 0.075567 | 0.10786 | 0.092221 | 0 | 0 | 0.0023115 | 0.0015724 | 0.0014056 | 0.011441 | 5.7355 | 0.0148 | 0.017116
|  | 910.4021 | 0 | 0 | -0.064608 | -0.10461 | -0.029124 | -0.047411 | 1.1298 | 0.037487 | 0.051153 | 0.063237 | 0 | 0 | 0.0013972 | 5.1692e-05 | 0.0023459 | 0.010555 | 5.808 | 0.014904 | 0.017513
|  | 910.6431 | 0 | 0 | 0.052343 | 0.080156 | 0.049771 | 0.25893 | 1.1735 | 0.078372 | 0.10628 | 0.096349 | 0 | 0 | -0.00058598 | -0.0015141 | 0.0020261 | 0.0082206 | 5.8772 | 0.014095 | 0.016888
|  | 910.8841 | 0 | 0 | -0.01914 | -0.089106 | -0.054894 | -0.10119 | 1.0736 | 0.0554 | 0.064425 | 0.073504 | 0 | 0 | -0.00023396 | -0.0014233 | 0.00171 | 0.0076918 | 5.9418 | 0.014029 | 0.016617
|  | 911.125 | 0 | 0 | 0.042745 | 0.069482 | 0.053755 | 0.21174 | 1.1203 | 0.077845 | 0.098997 | 0.10053 | 0 | 0 | 0.00078091 | -0.00044328 | 0.0016674 | 0.0061669 | 6.0089 | 0.013705 | 0.016023
|  | 911.366 | 0 | 0 | -0.035257 | -0.072625 | -0.02785 | -0.021782 | 1.0327 | 0.045099 | 0.069161 | 0.071294 | 0 | 0 | 0.0014375 | 0.00095188 | 0.0029044 | 0.0049642 | 6.084 | 0.013753 | 0.015923
|  | 911.607 | 0 | 0 | 0.051455 | 0.076764 | 0.08146 | 0.27792 | 1.0797 | 0.083176 | 0.10657 | 0.1058 | 0 | 0 | 0.0016613 | -0.00041856 | 0.0027149 | 0.0042605 | 6.1596 | 0.013845 | 0.016314
|  | 911.848 | 0 | 0 | -0.071844 | -0.087122 | -0.032898 | -0.026889 | 0.97832 | 0.042015 | 0.046437 | 0.055969 | 0 | 0 | 0.00046863 | -0.00053062 | 0.001135 | 0.0082892 | 6.2311 | 0.013264 | 0.015936
|  | 912.089 | 0 | 0 | -0.0073615 | 0.063174 | 0.045114 | 0.22493 | 1.0282 | 0.06904 | 0.086766 | 0.080463 | 0 | 0 | -0.0016407 | -0.00072979 | 9.7692e-06 | 0.010352 | 6.3058 | 0.0132 | 0.015924
|  | 912.33 | 0 | 0 | -0.04931 | -0.11424 | -0.031663 | -0.089763 | 0.93284 | 0.043187 | 0.060325 | 0.06575 | 0 | 0 | 5.419e-05 | 0.00032827 | 0.0012943 | 0.008232 | 6.386 | 0.014139 | 0.01724
|  | 912.571 | 0 | 0 | 0.030112 | 0.053236 | 0.058062 | 0.2091 | 0.98626 | 0.06965 | 0.088847 | 0.084856 | 0 | 0 | 0.0020385 | 0.0016956 | 0.0025761 | 0.0079095 | 6.4674 | 0.014376 | 0.017322
|  | 912.812 | 0 | 0 | -0.037033 | -0.088742 | -0.016168 | -0.018219 | 0.90169 | 0.057518 | 0.073014 | 0.07274 | 0 | 0 | 0.0029374 | 0.0020487 | 0.003994 | 0.01151 | 6.551 | 0.014808 | 0.017411
|  | 913.053 | 0 | 0 | 0.02033 | 0.067147 | 0.053809 | 0.16525 | 0.92482 | 0.065128 | 0.094739 | 0.079632 | 0 | 0 | 0.0026548 | 0.00029911 | 0.0029238 | 0.0093312 | 6.6276 | 0.01493 | 0.017438
|  | 913.2941 | 0 | 0 | -0.039287 | -0.11602 | -0.032435 | -0.032477 | 0.86307 | 0.042014 | 0.054662 | 0.067122 | 0 | 0 | 0.0024101 | 0.0017808 | 0.0013156 | 0.0093783 | 6.6988 | 0.014355 | 0.016808
|  | 913.5351 | 0 | 0 | 0.048524 | 0.067337 | 0.039068 | 0.22365 | 0.89162 | 0.072475 | 0.095699 | 0.084043 | 0 | 0 | 0.002733 | 0.0029555 | 0.00082227 | 0.010945 | 6.7707 | 0.013293 | 0.016491
|  | 913.7762 | 0 | 0 | -0.025647 | -0.069644 | -0.022041 | -0.010536 | 0.8199 | 0.048846 | 0.066733 | 0.068133 | 0 | 0 | 0.0023547 | 0.0019736 | 0.0011444 | 0.012861 | 6.8495 | 0.012946 | 0.016653
|  | 914.0172 | 0 | 0 | 0.020079 | 0.056467 | 0.060168 | 0.20803 | 0.8485 | 0.059458 | 0.085437 | 0.087063 | 0 | 0 | 0.00053914 | -0.001059 | 0.0019407 | 0.0096 | 6.9297 | 0.013355 | 0.016817
|  | 914.2583 | 0 | 0 | -0.055472 | -0.086107 | -0.015747 | 0.00083837 | 0.79004 | 0.049531 | 0.057353 | 0.068615 | 0 | 0 | 3.4941e-05 | -0.0027835 | 0.0021188 | 0.0050568 | 7.0067 | 0.013903 | 0.016588
|  | 914.4993 | 0 | 0 | 0.030983 | 0.06546 | 0.054134 | 0.23436 | 0.82174 | 0.081753 | 0.10495 | 0.095604 | 0 | 0 | -0.00061919 | -0.0019013 | 0.0011715 | 0.0037917 | 7.0821 | 0.013872 | 0.016304
|  | 914.7404 | 0 | 0 | -0.022075 | -0.061083 | -0.01105 | 0.043589 | 0.75583 | 0.063457 | 0.074806 | 0.078244 | 0 | 0 | 3.4281e-06 | -0.0017073 | 0.00079889 | 0.005996 | 7.1608 | 0.013292 | 0.016444
|  | 914.9815 | 0 | 0 | 0.011505 | 0.02759 | 0.053582 | 0.22134 | 0.77834 | 0.073218 | 0.088988 | 0.085134 | 0 | 0 | 0.0022341 | -0.0014015 | 0.00062865 | 0.013207 | 7.2364 | 0.013117 | 0.016229
|  | 915.2225 | 0 | 0 | -0.043746 | -0.051491 | -0.014272 | -0.018785 | 0.73057 | 0.053569 | 0.073233 | 0.071466 | 0 | 0 | 0.0012631 | 0.0037208 | 0.0021987 | 0.016591 | 7.3128 | 0.013489 | 0.016207
|  | 915.4636 | 0 | 0 | -0.016267 | 0.040475 | 0.025618 | 0.13691 | 0.75369 | 0.066901 | 0.091822 | 0.089361 | 0 | 0 | -0.00021624 | 0.0035411 | 0.0031914 | 0.012176 | 7.3947 | 0.013574 | 0.015761
|  | 915.7047 | 0 | 0 | -0.057717 | -0.099242 | -0.018969 | 0.020058 | 0.70062 | 0.053988 | 0.067599 | 0.0787 | 0 | 0 | 0.0010141 | 0.00050173 | 0.0018348 | 0.011356 | 7.4772 | 0.013582 | 0.015343
|  | 915.9458 | 0 | 0 | -0.0042234 | 0.0016189 | 0.015274 | 0.15793 | 0.70817 | 0.057601 | 0.079026 | 0.079229 | 0 | 0 | 0.0012939 | 0.00027841 | 0.0012435 | 0.01124 | 7.5571 | 0.013651 | 0.015575
|  | 916.1869 | 0 | 0 | -0.037272 | -0.052033 | -0.028218 | -0.011048 | 0.65814 | 0.043527 | 0.070108 | 0.073382 | 0 | 0 | 0.0018641 | 0.0023502 | 0.0026124 | 0.012594 | 7.6384 | 0.013625 | 0.016462
|  | 916.428 | 0 | 0 | 0.0079276 | 0.064828 | 0.032832 | 0.16141 | 0.67893 | 0.066389 | 0.095655 | 0.083979 | 0 | 0 | 0.00088213 | 0.00057775 | 0.0025328 | 0.0078462 | 7.7157 | 0.013366 | 0.016598
|  | 916.6691 | 0 | 0 | -0.032051 | -0.044629 | -0.0013215 | -0.021656 | 0.6428 | 0.045241 | 0.069696 | 0.072657 | 0 | 0 | 0.0010751 | -0.0022729 | 0.0025443 | 0.0090931 | 7.7943 | 0.01371 | 0.016592
|  | 916.9103 | 0 | 0 | 0.022969 | 0.048351 | 0.027651 | 0.17057 | 0.66119 | 0.05947 | 0.098069 | 0.089874 | 0 | 0 | 0.001271 | -0.0017432 | 0.0010378 | 0.013366 | 7.8799 | 0.013491 | 0.016147
|  | 917.1514 | 0 | 0 | -0.01219 | -0.041815 | -0.016577 | 0.031893 | 0.61908 | 0.05869 | 0.078084 | 0.083703 | 0 | 0 | 0.00068377 | 0.0001998 | 0.00019395 | 0.011093 | 7.9663 | 0.013045 | 0.015877
|  | 917.3925 | 0 | 0 | 0.033994 | 0.02212 | 0.045818 | 0.14511 | 0.64364 | 0.083684 | 0.098188 | 0.095133 | 0 | 0 | 0.0011615 | 0.00086604 | 0.00037702 | 0.010639 | 8.0488 | 0.013332 | 0.016218
|  | 917.6337 | 0 | 0 | -0.024514 | -0.053174 | 0.0019693 | -0.0059882 | 0.58762 | 0.059132 | 0.078111 | 0.072137 | 0 | 0 | 0.0015496 | -0.0010046 | 0.00094389 | 0.010841 | 8.1219 | 0.013714 | 0.016423
|  | 917.8748 | 0 | 0 | 0.01662 | 0.048596 | 0.039874 | 0.14051 | 0.60801 | 0.069768 | 0.086154 | 0.082923 | 0 | 0 | 0.00084406 | -0.0022676 | 0.00070359 | 0.0082209 | 8.2012 | 0.013287 | 0.014922
|  | 918.116 | 0 | 0 | -0.034652 | -0.033233 | -0.0074223 | 0.043418 | 0.57001 | 0.053279 | 0.064525 | 0.079094 | 0 | 0 | 0.00031777 | -0.0020665 | 0.0016331 | 0.0072394 | 8.2845 | 0.012985 | 0.014031
|  | 918.3571 | 0 | 0 | 0.0063134 | 0.00023733 | 0.029532 | 0.16714 | 0.59084 | 0.078991 | 0.095287 | 0.091685 | 0 | 0 | -7.2496e-05 | -0.0031217 | 0.0022891 | 0.0020774 | 8.3599 | 0.012884 | 0.014941
|  | 918.5983 | 0 | 0 | -0.018636 | -0.058124 | 0.0087638 | 0.027937 | 0.55907 | 0.071692 | 0.084128 | 0.082773 | 0 | 0 | 0.00073667 | -0.0015952 | 0.0015127 | 0.0062927 | 8.4386 | 0.012494 | 0.0154
|  | 918.8395 | 0 | 0 | 0.01748 | 0.030262 | 0.041695 | 0.13653 | 0.57693 | 0.08036 | 0.090887 | 0.095829 | 0 | 0 | 0.00062096 | 0.00094352 | 0.00068391 | 0.0091114 | 8.5153 | 0.012349 | 0.015266
|  | 919.0806 | 0 | 0 | -0.012454 | -0.023231 | -0.0015961 | 0.041562 | 0.53652 | 0.071054 | 0.08063 | 0.086262 | 0 | 0 | -0.00024304 | 0.0015659 | 0.0017849 | 0.0088761 | 8.5925 | 0.012369 | 0.015368
|  | 919.3218 | 0 | 0 | 0.0037036 | 0.01756 | 0.022721 | 0.11897 | 0.52594 | 0.070744 | 0.089403 | 0.082767 | 0 | 0 | 0.00032864 | 0.0017719 | 0.00168 | 0.012486 | 8.6706 | 0.012426 | 0.015211
|  | 919.563 | 0 | 0 | -0.022448 | -0.038078 | -0.014391 | 0.058102 | 0.49949 | 0.065748 | 0.072171 | 0.078102 | 0 | 0 | 0.0021375 | 0.0010098 | 0.00061289 | 0.0089579 | 8.7485 | 0.01271 | 0.014603
|  | 919.8042 | 0 | 0 | 0.013033 | 0.025895 | 0.027911 | 0.1549 | 0.52539 | 0.079115 | 0.089724 | 0.094175 | 0 | 0 | 0.004401 | 0.00034433 | 0.0015273 | 0.0018647 | 8.8263 | 0.013613 | 0.015535
|  | 920.0454 | 0 | 0 | -0.0073382 | -0.010566 | 0.01148 | 0.063138 | 0.5026 | 0.069535 | 0.091552 | 0.090474 | 0 | 0 | 0.0028057 | 0.00065222 | 0.0027618 | 0.0054152 | 8.9043 | 0.014093 | 0.015523
|  | 920.2866 | 0 | 0 | 0.01092 | 0.027256 | 0.034136 | 0.14687 | 0.51891 | 0.077265 | 0.10256 | 0.1003 | 0 | 0 | -0.00038403 | -0.00010671 | 0.0017589 | 0.012393 | 8.9773 | 0.012821 | 0.014313
|  | 920.5278 | 0 | 0 | 0.0015051 | -0.011006 | 0.0092721 | 0.055898 | 0.48993 | 0.066315 | 0.089166 | 0.08964 | 0 | 0 | 0.0033183 | 0.0011714 | 0.0014486 | 0.011082 | 9.0461 | 0.012918 | 0.015605
|  | 920.769 | 0 | 0 | 0.012271 | 0.0079392 | 0.025888 | 0.078409 | 0.4782 | 0.067635 | 0.088602 | 0.082546 | 0 | 0 | 0.0028971 | -0.00013796 | 0.0023248 | 0.0094047 | 9.1143 | 0.013173 | 0.016005
|  | 921.0103 | 0 | 0 | -0.026209 | -0.019354 | 0.012706 | 0.031494 | 0.44294 | 0.052843 | 0.077147 | 0.075329 | 0 | 0 | 1.1524e-05 | 0.00042399 | 0.0019394 | 0.012192 | 9.1874 | 0.01248 | 0.015943
|  | 921.2515 | 0 | 0 | -0.022815 | -0.013944 | 0.030147 | 0.11456 | 0.44037 | 0.05394 | 0.074243 | 0.080852 | 0 | 0 | 0.00040869 | 0.00098644 | 0.0012957 | 0.013704 | 9.2668 | 0.012955 | 0.015698
|  | 921.4927 | 0 | 0 | -0.01677 | -0.0089965 | 0.015004 | 0.075336 | 0.45211 | 0.062168 | 0.080215 | 0.0837 | 0 | 0 | -0.0015463 | 0.0010591 | 0.00099607 | 0.012229 | 9.3435 | 0.012717 | 0.014744
|  | 921.734 | 0 | 0 | 0.0022781 | 0.010188 | 0.019585 | 0.07301 | 0.4626 | 0.071951 | 0.097382 | 0.093856 | 0 | 0 | -0.0020565 | 0.00053635 | 0.0023753 | 0.01267 | 9.4199 | 0.011958 | 0.014142
|  | 921.9752 | 0 | 0 | -0.0098341 | -0.027682 | 0.020495 | 0.064697 | 0.43295 | 0.059807 | 0.080517 | 0.082431 | 0 | 0 | -0.001378 | -0.0021005 | 0.0020849 | 0.010534 | 9.4962 | 0.011868 | 0.013836
|  | 922.2165 | 0 | 0 | 0.012237 | -0.0041045 | 0.016866 | 0.095916 | 0.41707 | 0.061988 | 0.083468 | 0.078796 | 0 | 0 | 0.0011855 | -0.0013047 | 0.0025538 | 0.0086809 | 9.566 | 0.01274 | 0.015404
|  | 922.4577 | 0 | 0 | 0.0087342 | -0.0034693 | 0.015049 | 0.090919 | 0.41359 | 0.063169 | 0.086483 | 0.087611 | 0 | 0 | 0.0026593 | -0.0008721 | 0.002941 | 0.0096038 | 9.6411 | 0.013081 | 0.016004
|  | 922.699 | 0 | 0 | 0.0025234 | -0.0026682 | 0.025839 | 0.076148 | 0.41906 | 0.060872 | 0.091338 | 0.094434 | 0 | 0 | 0.0017403 | -0.0017101 | 0.0019849 | 0.011564 | 9.7233 | 0.012456 | 0.015924
|  | 922.9403 | 0 | 0 | 0.0033483 | 0.024443 | 0.025014 | 0.095696 | 0.4137 | 0.071754 | 0.097387 | 0.096137 | 0 | 0 | -0.00015682 | -0.001479 | 0.0021381 | 0.010204 | 9.7998 | 0.011876 | 0.014894
|  | 923.1816 | 0 | 0 | -0.012134 | 0.012033 | 0.0091881 | 0.087544 | 0.39803 | 0.068911 | 0.088277 | 0.084288 | 0 | 0 | 0.00015971 | 0.0020814 | 0.0033096 | 0.012155 | 9.8787 | 0.012178 | 0.014281
|  | 923.4229 | 0 | 0 | -0.012002 | -0.0049655 | 0.013951 | 0.076142 | 0.39382 | 0.06344 | 0.08847 | 0.081005 | 0 | 0 | 0.00027411 | 0.0020338 | 0.0022178 | 0.011365 | 9.9549 | 0.012154 | 0.014462
|  | 923.6641 | 0 | 0 | -0.016832 | -0.03062 | 0.026016 | 0.046403 | 0.38167 | 0.060578 | 0.09281 | 0.081675 | 0 | 0 | -0.00053015 | 0.0014832 | 0.0021967 | 0.0087136 | 10.0328 | 0.011439 | 0.014071
|  | 923.9054 | 0 | 0 | -0.028423 | -0.019746 | 0.023388 | 0.12629 | 0.38202 | 0.061018 | 0.092972 | 0.077522 | 0 | 0 | -0.0014667 | -4.0067e-05 | 0.0014256 | 0.0062358 | 10.1102 | 0.011266 | 0.014084
|  | 924.1467 | 0 | 0 | -0.035127 | -0.03707 | 0.018697 | 0.077647 | 0.36862 | 0.060013 | 0.086084 | 0.080394 | 0 | 0 | -0.00026989 | 7.5709e-05 | 0.0008063 | 0.0051499 | 10.1872 | 0.011827 | 0.014564
|  | 924.388 | 0 | 0 | -0.0025937 | -0.0029805 | 0.036241 | 0.092275 | 0.36571 | 0.074766 | 0.096261 | 0.097629 | 0 | 0 | 0.00056865 | 0.00066998 | 0.0023305 | 0.0063449 | 10.2619 | 0.012133 | 0.014475
|  | 924.6294 | 0 | 0 | 0.001614 | 0.0036324 | 0.014956 | 0.079042 | 0.35204 | 0.072643 | 0.095028 | 0.097633 | 0 | 0 | 0.00065155 | 0.0015904 | 0.0034629 | 0.0079787 | 10.3388 | 0.012768 | 0.014383
|  | 924.8707 | 0 | 0 | 0.015174 | 0.037481 | 0.035152 | 0.12506 | 0.36854 | 0.071184 | 0.09856 | 0.10151 | 0 | 0 | -0.00016429 | 0.0001476 | 0.0022214 | 0.0064525 | 10.4129 | 0.012705 | 0.013353
|  | 925.112 | 0 | 0 | -0.023913 | -0.015487 | 0.017677 | 0.039266 | 0.34935 | 0.068897 | 0.083653 | 0.095456 | 0 | 0 | -0.00078155 | 0.00091882 | 0.001714 | 0.009167 | 10.4838 | 0.012345 | 0.013511
|  | 925.3533 | 0 | 0 | -0.015391 | 0.014149 | 0.033871 | 0.087671 | 0.35769 | 0.068869 | 0.08663 | 0.093041 | 0 | 0 | 0.0014499 | 0.0035949 | 0.0023993 | 0.011069 | 10.5528 | 0.013021 | 0.014508
|  | 925.5947 | 0 | 0 | -0.039921 | -0.034795 | -0.0097741 | 0.0059396 | 0.33217 | 0.052942 | 0.070005 | 0.089686 | 0 | 0 | 0.0017917 | 0.0022455 | 0.0021537 | 0.01065 | 10.6215 | 0.012614 | 0.01467
|  | 925.836 | 0 | 0 | -0.0014012 | 0.026417 | 0.0082405 | 0.16588 | 0.34678 | 0.063963 | 0.087086 | 0.10117 | 0 | 0 | 0.00093862 | 0.0015352 | 0.0010138 | 0.0092887 | 10.6992 | 0.011201 | 0.014373
|  | 926.0774 | 0 | 0 | -0.027199 | -0.004406 | -0.0031076 | 0.039105 | 0.32113 | 0.054568 | 0.076838 | 0.079943 | 0 | 0 | 0.0031314 | 0.0027233 | 0.0015781 | 0.011419 | 10.778 | 0.012201 | 0.014638
|  | 926.3187 | 0 | 0 | 0.0014934 | 0.034383 | 0.044206 | 0.16282 | 0.33154 | 0.074075 | 0.091095 | 0.094934 | 0 | 0 | 0.00077648 | -0.00038489 | 0.0015298 | 0.010389 | 10.8502 | 0.012766 | 0.014589
|  | 926.5601 | 0 | 0 | -0.00081828 | -0.019349 | 0.015252 | 0.069252 | 0.32735 | 0.079576 | 0.086857 | 0.10594 | 0 | 0 | -0.0013402 | -0.00097121 | 0.0016418 | 0.0088986 | 10.9251 | 0.012161 | 0.013868
|  | 926.8015 | 0 | 0 | 0.025718 | 0.034523 | 0.051936 | 0.15518 | 0.33899 | 0.086824 | 0.10235 | 0.10653 | 0 | 0 | 0.00079486 | 0.00034931 | 0.0018328 | 0.0073011 | 11.0048 | 0.012179 | 0.014249
|  | 927.0428 | 0 | 0 | -0.027289 | -0.073152 | 0.0021407 | 0.079789 | 0.29866 | 0.064165 | 0.092467 | 0.085648 | 0 | 0 | 0.0024656 | 0.00099338 | 0.0020536 | 0.0063268 | 11.0811 | 0.012512 | 0.015726
|  | 927.2842 | 0 | 0 | 0.016123 | 0.019811 | 0.010668 | 0.19374 | 0.3297 | 0.076206 | 0.10084 | 0.097518 | 0 | 0 | 0.0017249 | -8.2111e-05 | 0.0020854 | 0.0075262 | 11.1565 | 0.012423 | 0.015633
|  | 927.5256 | 0 | 0 | -0.023135 | -0.068471 | -0.027093 | 0.031023 | 0.2935 | 0.061338 | 0.085296 | 0.077079 | 0 | 0 | 0.00078678 | -0.0028019 | 0.001445 | 0.013252 | 11.2358 | 0.011795 | 0.014602
|  | 927.767 | 0 | 0 | 0.0048197 | -0.0088325 | 0.02639 | 0.12522 | 0.30696 | 0.073595 | 0.094725 | 0.082735 | 0 | 0 | -1.2934e-05 | -0.0046099 | 1.4859e-06 | 0.012988 | 11.3129 | 0.011153 | 0.013982
|  | 928.0084 | 0 | 0 | -0.052915 | -0.097757 | -0.0033845 | 0.0068465 | 0.27461 | 0.059361 | 0.068713 | 0.077908 | 0 | 0 | -0.00038987 | -0.0024314 | -0.00017245 | 0.0090593 | 11.3967 | 0.010764 | 0.013584
|  | 928.2498 | 0 | 0 | -0.00043511 | 0.037436 | 0.044309 | 0.20068 | 0.30521 | 0.079986 | 0.096652 | 0.099426 | 0 | 0 | -0.00026517 | -0.0017898 | 0.00053962 | 0.0075829 | 11.4816 | 0.010512 | 0.01355
|  | 928.4912 | 0 | 0 | -0.040157 | -0.058082 | -0.02181 | 0.02625 | 0.25541 | 0.055914 | 0.069552 | 0.084186 | 0 | 0 | 0.00078621 | -0.00083492 | 0.0017516 | 0.010653 | 11.5688 | 0.011297 | 0.014109
|  | 928.7326 | 0 | 0 | 0.020731 | 0.028193 | 0.037416 | 0.18349 | 0.29425 | 0.083253 | 0.10127 | 0.10349 | 0 | 0 | 0.00019262 | -0.00094137 | 0.0016343 | 0.013064 | 11.6534 | 0.011957 | 0.014214
|  | 928.974 | 0 | 0 | -0.026695 | -0.044482 | 0.0033476 | -0.048281 | 0.26085 | 0.072077 | 0.083396 | 0.08856 | 0 | 0 | 0.00045095 | 0.00067518 | 0.0028338 | 0.011096 | 11.7429 | 0.012292 | 0.014469
|  | 929.2155 | 0 | 0 | 0.014945 | 0.038731 | 0.04702 | 0.13961 | 0.29458 | 0.072539 | 0.092595 | 0.097781 | 0 | 0 | 0.001658 | 0.00012848 | 0.0027202 | 0.0064948 | 11.8306 | 0.012321 | 0.01468
|  | 929.4569 | 0 | 0 | -0.060711 | -0.066001 | -0.013915 | -0.060195 | 0.25482 | 0.046612 | 0.077376 | 0.078189 | 0 | 0 | 0.0019954 | -0.00036441 | 0.0013932 | 0.010704 | 11.9115 | 0.012367 | 0.014945
|  | 929.6983 | 0 | 0 | -0.0031361 | 0.045459 | 0.047172 | 0.11285 | 0.27575 | 0.065779 | 0.089954 | 0.094686 | 0 | 0 | 0.0010001 | 0.00012155 | 0.0013777 | 0.015629 | 11.9926 | 0.012065 | 0.01422
|  | 929.9398 | 0 | 0 | -0.035172 | -0.084667 | -0.013935 | -0.07355 | 0.23314 | 0.050218 | 0.06961 | 0.078471 | 0 | 0 | 0.00055794 | -0.00087924 | 0.0016786 | 0.014869 | 12.072 | 0.011683 | 0.013107
|  | 930.1812 | 0 | 0 | 0.031154 | 0.036923 | 0.041638 | 0.1922 | 0.28512 | 0.080578 | 0.10413 | 0.098513 | 0 | 0 | -0.00020369 | -0.0021611 | 0.00040086 | 0.011644 | 12.1454 | 0.011063 | 0.01289
|  | 930.4227 | 0 | 0 | -0.060723 | -0.077452 | -0.041579 | 0.029465 | 0.22614 | 0.058605 | 0.085766 | 0.069755 | 0 | 0 | -0.00090983 | -0.002663 | 0.00081926 | 0.013774 | 12.2245 | 0.010239 | 0.01342
|  | 930.6641 | 0 | 0 | 0.019345 | 0.075848 | 0.039181 | 0.20061 | 0.2829 | 0.089486 | 0.11238 | 0.10998 | 0 | 0 | -0.0010436 | -0.0032689 | 0.0017543 | 0.016131 | 12.3047 | 0.010032 | 0.013354
|  | 930.9056 | 0 | 0 | -0.028676 | -0.089264 | -0.007171 | -0.0312 | 0.24684 | 0.07501 | 0.094576 | 0.10113 | 0 | 0 | -0.00032705 | -0.0013138 | 0.0016314 | 0.015372 | 12.3897 | 0.010891 | 0.012916
|  | 931.1471 | 0 | 0 | 0.01665 | 0.04837 | 0.061009 | 0.1979 | 0.2751 | 0.082238 | 0.10387 | 0.095607 | 0 | 0 | -0.00053062 | -0.00020937 | 0.0005407 | 0.0111 | 12.4778 | 0.011015 | 0.012501
|  | 931.3886 | 0 | 0 | -0.050465 | -0.063474 | -0.022522 | -0.021916 | 0.21308 | 0.047822 | 0.07578 | 0.069608 | 0 | 0 | -0.00028378 | -0.00050012 | 0.001038 | 0.01088 | 12.5572 | 0.010788 | 0.012732
|  | 931.63 | 0 | 0 | -0.0010587 | 0.065047 | 0.049769 | 0.18489 | 0.25945 | 0.071057 | 0.11213 | 0.091432 | 0 | 0 | 0.00023458 | -0.00082109 | 0.0017612 | 0.011493 | 12.6328 | 0.011062 | 0.013135
|  | 931.8715 | 0 | 0 | -0.033312 | -0.11676 | -0.020769 | -0.10058 | 0.20144 | 0.057621 | 0.079497 | 0.086986 | 0 | 0 | 4.7426e-05 | -0.00018088 | 0.00050338 | 0.010947 | 12.7132 | 0.011304 | 0.01333
|  | 932.113 | 0 | 0 | 0.045726 | 0.069023 | 0.058212 | 0.21921 | 0.26742 | 0.086649 | 0.10931 | 0.11206 | 0 | 0 | -0.0013898 | -0.0028429 | -0.00054305 | 0.007988 | 12.7927 | 0.010872 | 0.012757
|  | 932.3545 | 0 | 0 | -0.043213 | -0.06365 | -0.048821 | -0.04743 | 0.20632 | 0.054115 | 0.078418 | 0.079983 | 0 | 0 | -0.0010383 | -0.0043903 | 0.0012805 | 0.0085382 | 12.8786 | 0.010642 | 0.012324
|  | 932.596 | 0 | 0 | 0.044203 | 0.032158 | 0.043507 | 0.19164 | 0.25172 | 0.084511 | 0.11382 | 0.10109 | 0 | 0 | 0.00095241 | -0.0033486 | 0.0020771 | 0.0081495 | 12.9603 | 0.011477 | 0.013071
|  | 932.8375 | 0 | 0 | -0.039527 | -0.12614 | -0.024878 | -0.039339 | 0.19718 | 0.056073 | 0.085739 | 0.085354 | 0 | 0 | 0.0029604 | -5.0066e-05 | 0.0015428 | 0.0066094 | 13.0406 | 0.012179 | 0.013881
|  | 933.0791 | 0 | 0 | 0.042729 | 0.069326 | 0.044609 | 0.21357 | 0.23781 | 0.085158 | 0.11252 | 0.10621 | 0 | 0 | 0.0030647 | 9.5862e-05 | 0.00082526 | 0.0064476 | 13.1275 | 0.011453 | 0.013363
|  | 933.3206 | 0 | 0 | -0.059216 | -0.071371 | -0.046431 | -0.02725 | 0.18345 | 0.048921 | 0.068245 | 0.075761 | 0 | 0 | 0.0016574 | -0.0013739 | 0.0012415 | 0.0075344 | 13.211 | 0.010934 | 0.013295
|  | 933.5621 | 0 | 0 | 0.041314 | 0.086067 | 0.060711 | 0.28442 | 0.24168 | 0.07834 | 0.11884 | 0.10215 | 0 | 0 | 6.7345e-06 | -0.0013321 | 0.001365 | 0.0054559 | 13.2879 | 0.011069 | 0.013493
|  | 933.8036 | 0 | 0 | -0.050071 | -0.15443 | -0.03621 | -0.11016 | 0.17354 | 0.055122 | 0.087412 | 0.074969 | 0 | 0 | 0.0017364 | 0.00067587 | 0.0020098 | 0.005854 | 13.3696 | 0.012207 | 0.014092
|  | 934.0452 | 0 | 0 | 0.036661 | 0.10601 | 0.06563 | 0.30253 | 0.23217 | 0.079771 | 0.11755 | 0.10037 | 0 | 0 | 0.0021727 | 0.001135 | 0.0025111 | 0.0061329 | 13.4521 | 0.01225 | 0.014185
|  | 934.2867 | 0 | 0 | -0.040847 | -0.089998 | -0.030424 | -0.10918 | 0.16306 | 0.061013 | 0.08314 | 0.089003 | 0 | 0 | 0.0003881 | 0.0010504 | 0.0026077 | 0.0075439 | 13.5315 | 0.011628 | 0.01391
|  | 934.5283 | 0 | 0 | 0.040009 | 0.057898 | 0.069861 | 0.25458 | 0.23131 | 0.087789 | 0.1023 | 0.1088 | 0 | 0 | -0.0012854 | 0.0013477 | 0.0016065 | 0.0089027 | 13.6119 | 0.011598 | 0.013483
|  | 934.7699 | 0 | 0 | -0.063863 | -0.13659 | -0.042031 | -0.10875 | 0.16377 | 0.061007 | 0.085253 | 0.083171 | 0 | 0 | -0.0024255 | 0.0014075 | 0.00058818 | 0.010717 | 13.6965 | 0.010995 | 0.012733
|  | 935.0114 | 0 | 0 | 0.020869 | 0.050658 | 0.057926 | 0.24621 | 0.24294 | 0.090577 | 0.1239 | 0.11034 | 0 | 0 | -0.0017464 | -0.00012835 | -1.5192e-05 | 0.0073343 | 13.7824 | 0.01105 | 0.012584
|  | 935.253 | 0 | 0 | -0.079786 | -0.16274 | -0.016128 | -0.11259 | 0.16207 | 0.060238 | 0.082968 | 0.086179 | 0 | 0 | 0.00024494 | -0.0011067 | 0.0012286 | 0.0045301 | 13.8603 | 0.012186 | 0.013722
|  | 935.4946 | 0 | 0 | 0.070397 | 0.074292 | 0.07849 | 0.20862 | 0.23807 | 0.096604 | 0.12636 | 0.12939 | 0 | 0 | 0.00016539 | -0.0033068 | 0.0015134 | 0.0078512 | 13.9254 | 0.011921 | 0.014103
|  | 935.7362 | 0 | 0 | -0.048764 | -0.11585 | -0.063702 | -0.14 | 0.15962 | 0.064172 | 0.08256 | 0.085268 | 0 | 0 | -0.00045752 | -0.002138 | 0.0013134 | 0.01235 | 13.99 | 0.011169 | 0.013303
|  | 935.9777 | 0 | 0 | 0.076262 | 0.12188 | 0.10352 | 0.24688 | 0.24722 | 0.11779 | 0.14297 | 0.14055 | 0 | 0 | -0.00096102 | -0.0015473 | 0.0011766 | 0.010726 | 14.0474 | 0.010929 | 0.012733
|  | 936.2193 | 0 | 0 | -0.046785 | -0.11451 | -0.034335 | -0.13119 | 0.17795 | 0.069648 | 0.099004 | 0.10901 | 0 | 0 | -0.00015157 | -0.0007995 | 0.0019382 | 0.014006 | 14.1099 | 0.011078 | 0.013721
|  | 936.4609 | 0 | 0 | 0.070869 | 0.128 | 0.084524 | 0.22791 | 0.24233 | 0.10746 | 0.14333 | 0.12274 | 0 | 0 | 0.00018519 | 0.0020549 | 0.0019224 | 0.015311 | 14.1803 | 0.010898 | 0.01411
|  | 936.7025 | 0 | 0 | 0.063064 | 0.16572 | 0.089138 | 0.33896 | 0.25398 | 0.10319 | 0.14422 | 0.11788 | 0 | 0 | 0.0013892 | 0.0037673 | 0.0020684 | 0.0092901 | 14.242 | 0.011315 | 0.013835
|  | 936.9442 | 0 | 0 | -0.076856 | -0.13918 | -0.037922 | -0.14988 | 0.14983 | 0.066075 | 0.085824 | 0.089051 | 0 | 0 | 0.0028103 | 0.0028562 | 0.0023651 | 0.0086943 | 14.2925 | 0.012241 | 0.013639
|  | 937.1858 | 0 | 0 | 0.039402 | 0.085257 | 0.077591 | 0.29795 | 0.23496 | 0.097624 | 0.1301 | 0.12666 | 0 | 0 | 0.0012976 | 0.0017227 | 0.0020811 | 0.010829 | 14.345 | 0.012148 | 0.013408
|  | 937.4274 | 0 | 0 | -0.080967 | -0.14529 | -0.064132 | -0.1625 | 0.13208 | 0.057196 | 0.068103 | 0.093431 | 0 | 0 | -0.0021906 | -0.00060694 | 0.0011018 | 0.0062247 | 14.3886 | 0.011364 | 0.01325
|  | 937.669 | 0 | 0 | 0.057974 | 0.15738 | 0.082975 | 0.34023 | 0.22448 | 0.10174 | 0.1392 | 0.11475 | 0 | 0 | -0.0010403 | -0.00014974 | 0.0015582 | 0.0072087 | 14.4355 | 0.0119 | 0.014672
|  | 937.9107 | 0 | 0 | -0.094009 | -0.20389 | -0.060948 | -0.17212 | 0.12929 | 0.037244 | 0.080634 | 0.054434 | 0 | 0 | 0.0004047 | 0.0017226 | 0.00062059 | 0.0082047 | 14.4831 | 0.01215 | 0.015359
|  | 938.1523 | 0 | 0 | 0.044171 | 0.12783 | 0.086778 | 0.37866 | 0.23083 | 0.099353 | 0.12256 | 0.11251 | 0 | 0 | 0.00082128 | 0.00402 | 0.001113 | 0.0081 | 14.5263 | 0.011543 | 0.014927
|  | 938.394 | 0 | 0 | -0.13939 | -0.15676 | -0.068349 | -0.083565 | 0.09914 | 0.045642 | 0.06452 | 0.073088 | 0 | 0 | 0.0012495 | -5.414e-05 | 0.0023786 | 0.0069412 | 14.5624 | 0.010572 | 0.014021
|  | 938.6356 | 0 | 0 | 0.074081 | 0.073099 | 0.10844 | 0.41723 | 0.23265 | 0.097403 | 0.13439 | 0.11008 | 0 | 0 | 0.0019227 | -0.00142 | 0.0020592 | 0.008461 | 14.5895 | 0.010388 | 0.013848
|  | 938.8773 | 0 | 0 | -0.062663 | -0.14593 | -0.05545 | -0.12697 | 0.1105 | 0.077076 | 0.086232 | 0.094884 | 0 | 0 | 0.0033806 | 0.00077549 | 0.0026385 | 0.009505 | 14.6215 | 0.011685 | 0.014685
|  | 939.1189 | 0 | 0 | 0.061472 | 0.15021 | 0.10071 | 0.35606 | 0.24379 | 0.10717 | 0.13264 | 0.13026 | 0 | 0 | 0.0025866 | 0.0018745 | 0.0033319 | 0.010066 | 14.6455 | 0.012427 | 0.014649
|  | 939.3606 | 0 | 0 | -0.082862 | -0.18271 | -0.084906 | -0.16594 | 0.10507 | 0.057075 | 0.084503 | 0.067778 | 0 | 0 | -0.00077959 | -0.00010189 | 0.00233 | 0.010342 | 14.6598 | 0.011336 | 0.014375
|  | 939.6023 | 0 | 0 | 0.058501 | 0.15103 | 0.099488 | 0.40305 | 0.22008 | 0.10848 | 0.14456 | 0.12045 | 0 | 0 | -0.001026 | -0.0019284 | 0.0029343 | 0.010458 | 14.6755 | 0.011022 | 0.014214
|  | 939.8439 | 0 | 0 | -0.13143 | -0.19094 | -0.091581 | -0.21373 | 0.099275 | 0.034277 | 0.061633 | 0.063942 | 0 | 0 | -0.0016684 | -0.00083875 | 0.0035401 | 0.0089779 | 14.689 | 0.01132 | 0.014098
|  | 940.0856 | 0 | 0 | 0.067705 | 0.13181 | 0.12929 | 0.31237 | 0.24084 | 0.10933 | 0.15385 | 0.13037 | 0 | 0 | -0.00083941 | 0.0014603 | 0.003321 | 0.0095161 | 14.6974 | 0.011105 | 0.014338
|  | 940.3273 | 0 | 0 | -0.12979 | -0.17881 | -0.045817 | -0.2549 | 0.089668 | 0.05111 | 0.077278 | 0.078532 | 0 | 0 | -0.00041736 | 0.00081078 | 0.0018628 | 0.0077048 | 14.6999 | 0.011578 | 0.014672
|  | 940.569 | 0 | 0 | 0.12063 | 0.12524 | 0.12181 | 0.34597 | 0.22419 | 0.11703 | 0.14514 | 0.13828 | 0 | 0 | 0.00036856 | 0.0028239 | 0.0018327 | 0.0073684 | 14.6968 | 0.012411 | 0.015016
|  | 940.8107 | 0 | 0 | -0.11395 | -0.1654 | -0.08056 | -0.15529 | 0.11008 | 0.067354 | 0.076632 | 0.089198 | 0 | 0 | 0.0032158 | 0.0026681 | 0.002884 | 0.01202 | 14.6962 | 0.012276 | 0.01419
|  | 941.0524 | 0 | 0 | 0.092899 | 0.16433 | 0.11238 | 0.40641 | 0.22604 | 0.12201 | 0.15613 | 0.15052 | 0 | 0 | 0.0047651 | -0.00063636 | 0.0032651 | 0.01751 | 14.6923 | 0.012046 | 0.014693
|  | 941.2941 | 0 | 0 | -0.08686 | -0.16837 | -0.09319 | -0.28989 | 0.086844 | 0.077486 | 0.092269 | 0.10368 | 0 | 0 | 0.003163 | -0.0017532 | 0.0019012 | 0.013686 | 14.6732 | 0.011789 | 0.014809
|  | 941.5359 | 0 | 0 | 0.058448 | 0.11428 | 0.13577 | 0.49046 | 0.2225 | 0.12064 | 0.16368 | 0.14335 | 0 | 0 | 0.001596 | -0.00016993 | 0.0030034 | 0.01198 | 14.6486 | 0.011537 | 0.013519
|  | 941.7776 | 0 | 0 | -0.10463 | -0.1954 | -0.095417 | -0.27531 | 0.087569 | 0.064346 | 0.075507 | 0.089681 | 0 | 0 | 0.00084237 | 2.6496e-05 | 0.0030126 | 0.012034 | 14.6251 | 0.010962 | 0.013244
|  | 942.0193 | 0 | 0 | 0.082333 | 0.15978 | 0.098547 | 0.44786 | 0.21875 | 0.11321 | 0.15416 | 0.13573 | 0 | 0 | 0.00012573 | 0.00020356 | 0.00086453 | 0.012958 | 14.5945 | 0.011354 | 0.013771
|  | 942.2611 | 0 | 0 | -0.12063 | -0.20944 | -0.082257 | -0.24805 | 0.069877 | 0.044743 | 0.068605 | 0.072889 | 0 | 0 | 0.00036461 | 0.00054368 | 0.0015729 | 0.011486 | 14.5672 | 0.011963 | 0.013654
|  | 942.5028 | 0 | 0 | 0.099812 | 0.16584 | 0.14045 | 0.48245 | 0.23408 | 0.13899 | 0.18413 | 0.15091 | 0 | 0 | 0.00016064 | 0.0010876 | 0.0016057 | 0.013206 | 14.5363 | 0.011374 | 0.014016
|  | 942.7446 | 0 | 0 | -0.10464 | -0.2022 | -0.11183 | -0.25218 | 0.056895 | 0.045942 | 0.06787 | 0.078029 | 0 | 0 | -0.00096111 | -0.0003537 | -0.00011113 | 0.011507 | 14.492 | 0.010479 | 0.013926
|  | 942.9863 | 0 | 0 | 0.053093 | 0.15128 | 0.12037 | 0.5686 | 0.23122 | 0.12258 | 0.16868 | 0.12917 | 0 | 0 | -0.0016676 | 0.0012111 | 0.0015752 | 0.0097996 | 14.4484 | 0.01109 | 0.013785
|  | 943.2281 | 0 | 0 | -0.094255 | -0.20226 | -0.092917 | -0.26147 | 0.071433 | 0.059486 | 0.087469 | 0.089118 | 0 | 0 | -0.0025665 | 0.0023425 | 0.0013677 | 0.012105 | 14.4022 | 0.011048 | 0.013674
|  | 943.4698 | 0 | 0 | 0.11355 | 0.15614 | 0.14768 | 0.51628 | 0.22657 | 0.13638 | 0.1782 | 0.14734 | 0 | 0 | -0.0020249 | -8.1653e-05 | 7.053e-05 | 0.013906 | 14.345 | 0.010714 | 0.013684
|  | 943.7116 | 0 | 0 | -0.054428 | -0.198 | -0.092044 | -0.18206 | 0.094142 | 0.053122 | 0.090554 | 0.094402 | 0 | 0 | -0.00040648 | -0.0034174 | -0.00039036 | 0.011482 | 14.2607 | 0.010839 | 0.013476
|  | 943.9534 | 0 | 0 | 0.059079 | 0.17247 | 0.1295 | 0.43638 | 0.2225 | 0.12323 | 0.17459 | 0.12937 | 0 | 0 | 9.399e-05 | -0.0017811 | 0.0012095 | 0.010169 | 14.1948 | 0.010706 | 0.013583
|  | 944.1952 | 0 | 0 | -0.12455 | -0.21404 | -0.091091 | -0.18685 | 0.068114 | 0.04942 | 0.077364 | 0.086796 | 0 | 0 | -0.00057891 | 0.0015408 | 0.0026373 | 0.0094524 | 14.1373 | 0.011437 | 0.014536
|  | 944.4369 | 0 | 0 | 0.07475 | 0.21073 | 0.11677 | 0.39387 | 0.21259 | 0.11713 | 0.16004 | 0.13669 | 0 | 0 | 0.0007533 | 0.0040612 | 0.0032017 | 0.01083 | 14.0752 | 0.012587 | 0.014893
|  | 944.6787 | 0 | 0 | -0.13021 | -0.22671 | -0.080893 | -0.15888 | 0.055694 | 0.046347 | 0.070207 | 0.076557 | 0 | 0 | 0.0014043 | 0.0026787 | 0.0023624 | 0.01052 | 14.0021 | 0.011651 | 0.014097
|  | 944.9205 | 0 | 0 | 0.063845 | 0.23693 | 0.10431 | 0.45819 | 0.22109 | 0.13867 | 0.18544 | 0.14205 | 0 | 0 | 0.00051854 | -0.00016181 | 0.0019549 | 0.012112 | 13.9232 | 0.011808 | 0.013992
|  | 945.1623 | 0 | 0 | -0.080939 | -0.25913 | -0.091832 | -0.34285 | 0.047967 | 0.054009 | 0.089146 | 0.095921 | 0 | 0 | 0.001469 | -0.0009395 | 0.0020094 | 0.011686 | 13.8526 | 0.013161 | 0.01527
|  | 945.4041 | 0 | 0 | 0.080475 | 0.15272 | 0.097432 | 0.49302 | 0.20283 | 0.12255 | 0.16248 | 0.12785 | 0 | 0 | 0.0036584 | 0.00094776 | 0.0026467 | 0.014678 | 13.7718 | 0.013499 | 0.016204
|  | 945.646 | 0 | 0 | -0.10795 | -0.1892 | -0.08604 | -0.11712 | 0.084304 | 0.057355 | 0.09125 | 0.10388 | 0 | 0 | -0.0013654 | -0.0014184 | 0.0013526 | 0.012475 | 13.673 | 0.011237 | 0.014701
|  | 945.8878 | 0 | 0 | 0.042509 | 0.15566 | 0.094038 | 0.43569 | 0.20768 | 0.12884 | 0.16879 | 0.17134 | 0 | 0 | -0.0041223 | -0.00016496 | 0.00030317 | 0.0096934 | 13.5625 | 0.010463 | 0.014309
|  | 946.1296 | 0 | 0 | -0.098731 | -0.16798 | -0.10954 | -0.14163 | 0.068318 | 0.073483 | 0.094891 | 0.098217 | 0 | 0 | -0.001702 | 0.0017662 | 0.00061677 | 0.0085862 | 13.4549 | 0.011051 | 0.013574
|  | 946.3714 | 0 | 0 | 0.046834 | 0.10334 | 0.08236 | 0.4954 | 0.19377 | 0.11755 | 0.15101 | 0.12452 | 0 | 0 | 0.001248 | 0.0032204 | 0.0014203 | 0.011975 | 13.347 | 0.011858 | 0.013331
|  | 946.6133 | 0 | 0 | -0.093844 | -0.21747 | -0.11396 | -0.25062 | 0.057662 | 0.048573 | 0.077487 | 0.090528 | 0 | 0 | 0.0019583 | 0.002427 | 0.0023167 | 0.015059 | 13.2119 | 0.012291 | 0.01416
|  | 946.8551 | 0 | 0 | 0.074029 | 0.20671 | 0.11156 | 0.42369 | 0.19253 | 0.119 | 0.1672 | 0.12283 | 0 | 0 | -0.0097319 | -0.018516 | -0.0089402 | -0.025148 | 12.9511 | 0.0076679 | 0.010601
|  | 947.097 | 0 | 0 | -0.086582 | -0.21968 | -0.063459 | -0.16873 | 0.059942 | 0.072932 | 0.083476 | 0.09562 | 0 | 0 | -1.516e-05 | -0.0011636 | 0.0013502 | 0.0046925 | 12.7315 | 0.011822 | 0.015717
|  | 947.3388 | 0 | 0 | 0.097096 | 0.18382 | 0.15633 | 0.50807 | 0.22223 | 0.15781 | 0.21177 | 0.17222 | 0 | 0 | 0.001121 | -0.0013994 | 0.0024979 | 0.010943 | 12.5878 | 0.012054 | 0.015374
|  | 947.5807 | 0 | 0 | -0.054389 | -0.17871 | -0.038445 | -0.12016 | 0.12224 | 0.10139 | 0.13754 | 0.12608 | 0 | 0 | -0.00027755 | -0.0010781 | 0.002397 | 0.0087999 | 12.4327 | 0.011222 | 0.014259
|  | 947.8226 | 0 | 0 | 0.1136 | 0.18084 | 0.13389 | 0.40622 | 0.22135 | 0.15136 | 0.18377 | 0.1574 | 0 | 0 | -0.0004644 | 4.7457e-05 | 0.0023352 | 0.0070592 | 12.2708 | 0.012249 | 0.015593
|  | 948.0644 | 0 | 0 | -0.10528 | -0.1623 | -0.06721 | -0.19366 | 0.073024 | 0.075366 | 0.088317 | 0.10518 | 0 | 0 | -0.0015155 | -0.00085732 | 0.0018142 | 0.010068 | 12.1121 | 0.011285 | 0.015286
|  | 948.3063 | 0 | 0 | 0.10155 | 0.16503 | 0.10796 | 0.36532 | 0.21208 | 0.1479 | 0.18699 | 0.17733 | 0 | 0 | -0.001025 | -0.0052585 | 0.00031478 | 0.013583 | 11.9461 | 0.010302 | 0.014311
|  | 948.5482 | 0 | 0 | -0.16125 | -0.20031 | -0.084497 | -0.24418 | 0.033855 | 0.039815 | 0.070255 | 0.064381 | 0 | 0 | -0.00043905 | -0.002717 | -0.00014034 | 0.013515 | 11.775 | 0.012205 | 0.014895
|  | 948.7901 | 0 | 0 | 0.049714 | 0.11984 | 0.10506 | 0.36581 | 0.18455 | 0.11801 | 0.14948 | 0.12477 | 0 | 0 | 6.7946e-05 | 0.0025075 | 0.0019867 | 0.014827 | 11.5987 | 0.012908 | 0.014927
|  | 949.032 | 0 | 0 | -0.093308 | -0.1633 | -0.047709 | -0.19589 | 0.083985 | 0.069726 | 0.098866 | 0.11274 | 0 | 0 | 0.0017416 | -0.0006347 | 0.00147 | 0.0089825 | 11.4168 | 0.012156 | 0.014795
|  | 949.2739 | 0 | 0 | 0.086204 | 0.16637 | 0.098075 | 0.31302 | 0.17705 | 0.12667 | 0.168 | 0.15604 | 0 | 0 | 0.0024626 | 0.0015809 | 0.0025737 | 0.012994 | 11.2348 | 0.013368 | 0.015666
|  | 949.5158 | 0 | 0 | -0.092432 | -0.20856 | -0.091668 | -0.14252 | 0.066387 | 0.073373 | 0.087197 | 0.10888 | 0 | 0 | 0.0012099 | 0.0029502 | 0.0029644 | 0.014973 | 11.0512 | 0.012578 | 0.01472
|  | 949.7577 | 0 | 0 | 0.080096 | 0.10593 | 0.098173 | 0.43009 | 0.19139 | 0.12658 | 0.15742 | 0.15589 | 0 | 0 | 0.001581 | -0.00035469 | 0.0027062 | 0.0094112 | 10.8685 | 0.012117 | 0.0142
|  | 949.9996 | 0 | 0 | -0.096907 | -0.18338 | -0.073605 | -0.12704 | 0.081497 | 0.066988 | 0.09411 | 0.1032 | 0 | 0 | 0.0013002 | 0.0023499 | 0.00167 | 0.0095116 | 10.6834 | 0.012603 | 0.01484
|  | 950.2415 | 0 | 0 | 0.042961 | 0.088581 | 0.10679 | 0.3199 | 0.17545 | 0.11212 | 0.15937 | 0.1274 | 0 | 0 | -0.0012958 | 0.0032872 | 0.00076683 | 0.0074956 | 10.5036 | 0.011767 | 0.014609
|  | 950.4834 | 0 | 0 | -0.1038 | -0.20129 | -0.030406 | -0.16048 | 0.097663 | 0.071235 | 0.12675 | 0.1187 | 0 | 0 | -0.0023273 | -0.0011047 | 1.1432e-05 | 0.0082538 | 10.3217 | 0.010917 | 0.013854
|  | 950.7254 | 0 | 0 | 0.068953 | 0.3393 | 0.14457 | 0.42132 | 0.18797 | 0.13615 | 0.17038 | 0.15439 | 0 | 0 | -0.0030675 | -0.0020821 | 0.0007203 | 0.011981 | 10.1339 | 0.010462 | 0.013718
|  | 950.9673 | 0 | 0 | -0.090954 | -0.070368 | -0.046177 | -0.044109 | 0.07574 | 0.073864 | 0.10267 | 0.099015 | 0 | 0 | -0.0019132 | -0.0034977 | 0.0011461 | 0.011995 | 9.9454 | 0.011271 | 0.013745
|  | 951.2093 | 0 | 0 | 0.059435 | 0.15545 | 0.084015 | 0.32532 | 0.1576 | 0.11551 | 0.15948 | 0.13427 | 0 | 0 | 0.00054364 | -0.0039196 | 0.0018297 | 0.012716 | 9.7654 | 0.012023 | 0.013509
|  | 951.4512 | 0 | 0 | -0.10885 | -0.13103 | -0.068319 | -0.14092 | 0.058287 | 0.065182 | 0.085129 | 0.09167 | 0 | 0 | -0.001547 | -0.0010317 | 0.0021612 | 0.010315 | 9.5857 | 0.011415 | 0.014447
|  | 951.6932 | 0 | 0 | 0.045186 | 0.1178 | 0.08121 | 0.28106 | 0.15264 | 0.10695 | 0.12666 | 0.12044 | 0 | 0 | -0.00057999 | 0.0027275 | 0.0020973 | 0.013101 | 9.4026 | 0.011224 | 0.014509
|  | 951.9351 | 0 | 0 | -0.062788 | -0.1349 | -0.086546 | -0.18616 | 0.062086 | 0.084707 | 0.096289 | 0.10042 | 0 | 0 | -0.0005635 | -0.0029609 | 0.00050677 | 0.012851 | 9.2157 | 0.011007 | 0.013925
|  | 952.1771 | 0 | 0 | 0.048719 | 0.087291 | 0.071026 | 0.24468 | 0.17555 | 0.10361 | 0.15419 | 0.14099 | 0 | 0 | -0.0022174 | -0.0086001 | 4.2823e-05 | 0.0065213 | 9.0335 | 0.01066 | 0.013846
|  | 952.4191 | 0 | 0 | -0.09345 | -0.16184 | -0.052942 | -0.086204 | 0.069448 | 0.053626 | 0.10595 | 0.094312 | 0 | 0 | -0.002634 | -0.0082846 | 0.00082975 | 0.0047281 | 8.8542 | 0.010842 | 0.013232
|  | 952.661 | 0 | 0 | 0.04545 | 0.10219 | 0.095408 | 0.42145 | 0.14418 | 0.10501 | 0.16215 | 0.13115 | 0 | 0 | -0.0020648 | -0.0026484 | 0.00056586 | 0.0082238 | 8.6719 | 0.011926 | 0.014871
|  | 952.903 | 0 | 0 | -0.095367 | -0.12726 | -0.041156 | -0.054647 | 0.083618 | 0.064198 | 0.093038 | 0.10053 | 0 | 0 | -0.00033118 | 0.00056277 | 0.00026217 | 0.012827 | 8.4835 | 0.012441 | 0.016906
|  | 953.145 | 0 | 0 | 0.049 | 0.11062 | 0.086856 | 0.29437 | 0.16843 | 0.1296 | 0.16282 | 0.1394 | 0 | 0 | -0.00048444 | -0.00027666 | 0.0013031 | 0.015824 | 8.2971 | 0.011693 | 0.01683
|  | 953.387 | 0 | 0 | -0.068643 | -0.16419 | -0.050883 | -0.072673 | 0.06945 | 0.074582 | 0.10754 | 0.092321 | 0 | 0 | -0.00099533 | -0.00058063 | 0.0021538 | 0.015494 | 8.0991 | 0.011856 | 0.015806
|  | 953.629 | 0 | 0 | 0.015917 | 0.020736 | 0.081426 | 0.31215 | 0.15341 | 0.097717 | 0.13273 | 0.12535 | 0 | 0 | -0.0012457 | -0.00029148 | 0.0030543 | 0.019063 | 7.9024 | 0.01267 | 0.014781
|  | 953.871 | 0 | 0 | -0.075528 | -0.16952 | -0.03734 | -0.052708 | 0.054059 | 0.065757 | 0.088945 | 0.096165 | 0 | 0 | -0.0016251 | -0.0014021 | 0.0043227 | 0.013217 | 7.7147 | 0.012505 | 0.014626
|  | 954.113 | 0 | 0 | 0.02779 | 0.052487 | 0.076864 | 0.26224 | 0.13083 | 0.093202 | 0.13829 | 0.11747 | 0 | 0 | 0.001021 | 0.00018998 | 0.0051768 | 0.006464 | 7.5265 | 0.012076 | 0.014976
|  | 954.355 | 0 | 0 | -0.065404 | -0.10375 | -0.030451 | -0.064647 | 0.072403 | 0.066939 | 0.091097 | 0.10241 | 0 | 0 | 0.00073153 | 0.00013426 | 0.0033629 | 0.0047509 | 7.3401 | 0.011734 | 0.014161
|  | 954.597 | 0 | 0 | 0.049108 | 0.070345 | 0.11589 | 0.31523 | 0.15025 | 0.12276 | 0.1492 | 0.14476 | 0 | 0 | -0.0032257 | -0.0039236 | 0.00088566 | 0.008814 | 7.154 | 0.011466 | 0.01447
|  | 954.8391 | 0 | 0 | -0.068597 | -0.14663 | -0.046368 | -0.078239 | 0.073009 | 0.076901 | 0.098321 | 0.10212 | 0 | 0 | -0.0048972 | -0.0057891 | 9.6707e-05 | 0.011845 | 6.9735 | 0.011389 | 0.015133
|  | 955.0811 | 0 | 0 | -0.0027024 | 0.039554 | 0.072764 | 0.24163 | 0.15286 | 0.10429 | 0.13118 | 0.11839 | 0 | 0 | -0.0023521 | -0.0010325 | 0.0011175 | 0.0087905 | 6.7993 | 0.011959 | 0.014594
|  | 955.3231 | 0 | 0 | -0.061667 | -0.12082 | -0.01778 | 0.018555 | 0.084072 | 0.078012 | 0.10836 | 0.11223 | 0 | 0 | -0.0019409 | 0.00085811 | 0.0015282 | 0.0061035 | 6.629 | 0.011422 | 0.013688
|  | 955.5652 | 0 | 0 | 0.0094212 | 0.038784 | 0.057621 | 0.28386 | 0.13699 | 0.10756 | 0.15086 | 0.13402 | 0 | 0 | -0.0017642 | 4.69e-05 | 0.0030091 | 0.014156 | 6.4614 | 0.011615 | 0.013858
|  | 955.8072 | 0 | 0 | -0.076272 | -0.11097 | -0.050825 | 0.015539 | 0.069432 | 0.066292 | 0.098905 | 0.091169 | 0 | 0 | 0.001607 | -0.00096549 | 0.0050563 | 0.018161 | 6.2955 | 0.012777 | 0.014726
|  | 956.0493 | 0 | 0 | 0.023341 | 0.093604 | 0.064433 | 0.26925 | 0.13529 | 0.099335 | 0.14661 | 0.13572 | 0 | 0 | 0.0051027 | -0.0015616 | 0.0048302 | 0.013768 | 6.1302 | 0.012682 | 0.015108
|  | 956.2913 | 0 | 0 | -0.09934 | -0.11205 | -0.024384 | -0.051472 | 0.069368 | 0.069855 | 0.10198 | 0.11097 | 0 | 0 | 0.0040342 | -0.004185 | 0.0014949 | 0.010925 | 5.9614 | 0.011077 | 0.014219
|  | 956.5334 | 0 | 0 | 0.025208 | 0.12203 | 0.10919 | 0.23735 | 0.14086 | 0.11339 | 0.13786 | 0.13435 | 0 | 0 | 0.00080713 | -0.0057283 | -0.00023268 | 0.016208 | 5.7988 | 0.010555 | 0.014325
|  | 956.7755 | 0 | 0 | -0.063239 | -0.049996 | -0.0085897 | -0.091589 | 0.058839 | 0.081732 | 0.10778 | 0.1076 | 0 | 0 | -0.0032755 | -0.0058304 | 0.00046307 | 0.016125 | 5.6462 | 0.011105 | 0.014016
|  | 957.0175 | 0 | 0 | 0.017496 | 0.11654 | 0.074179 | 0.1868 | 0.14287 | 0.12224 | 0.15233 | 0.13382 | 0 | 0 | -0.0036442 | -0.0038376 | 0.0028462 | 0.015767 | 5.4985 | 0.011805 | 0.014295
|  | 957.2596 | 0 | 0 | -0.061209 | -0.097241 | -0.043925 | -0.021042 | 0.073085 | 0.080121 | 0.11259 | 0.11167 | 0 | 0 | -0.0026773 | -0.0034711 | 0.0027918 | 0.0133 | 5.3501 | 0.01147 | 0.015268
|  | 957.5017 | 0 | 0 | 0.017456 | 0.029762 | 0.029529 | 0.19991 | 0.10752 | 0.093373 | 0.13914 | 0.12365 | 0 | 0 | -0.0029668 | -0.0021493 | 0.0017925 | 0.011441 | 5.203 | 0.011311 | 0.015525
|  | 957.7438 | 0 | 0 | -0.074149 | -0.11333 | -0.037068 | -0.073158 | 0.055346 | 0.060311 | 0.098566 | 0.086305 | 0 | 0 | -0.00042703 | 0.0017841 | 0.0032225 | 0.017488 | 5.0624 | 0.013115 | 0.015949
|  | 957.9859 | 0 | 0 | 0.029465 | 0.044252 | 0.066538 | 0.20466 | 0.13844 | 0.10471 | 0.13535 | 0.13244 | 0 | 0 | 0.0026741 | 0.0038874 | 0.0063093 | 0.024072 | 4.9279 | 0.014523 | 0.017042
|  | 958.228 | 0 | 0 | -0.054798 | -0.065247 | -0.017903 | -0.039464 | 0.074155 | 0.082216 | 0.10685 | 0.119 | 0 | 0 | 0.002205 | -0.00022445 | 0.0049918 | 0.017219 | 4.7879 | 0.012946 | 0.01632
|  | 958.4701 | 0 | 0 | 0.0062052 | 0.025707 | 0.050525 | 0.2284 | 0.12426 | 0.099568 | 0.13861 | 0.12859 | 0 | 0 | 0.00075589 | -0.0019254 | 0.0022119 | 0.014045 | 4.6492 | 0.011531 | 0.014817
|  | 958.7122 | 0 | 0 | -0.061791 | -0.14421 | -0.033538 | 0.027782 | 0.07117 | 0.078901 | 0.10942 | 0.10642 | 0 | 0 | -0.0011707 | -0.0010417 | 0.001594 | 0.017439 | 4.519 | 0.012299 | 0.015096
|  | 958.9543 | 0 | 0 | 0.01851 | 0.037346 | 0.022833 | 0.21577 | 0.1149 | 0.10174 | 0.14323 | 0.12153 | 0 | 0 | -9.9099e-05 | -0.00073643 | 0.0021215 | 0.018366 | 4.3916 | 0.013482 | 0.016513
|  | 959.1964 | 0 | 0 | -0.075139 | -0.10519 | -0.031863 | -0.036067 | 0.071913 | 0.077652 | 0.11408 | 0.10046 | 0 | 0 | 0.00049326 | -0.003252 | 0.0014986 | 0.015574 | 4.265 | 0.013128 | 0.016423
|  | 959.4386 | 0 | 0 | 0.027586 | 0.054067 | 0.037223 | 0.24961 | 0.14055 | 0.1047 | 0.15116 | 0.12786 | 0 | 0 | -0.0010248 | -0.0051821 | 0.0010221 | 0.016574 | 4.1392 | 0.012828 | 0.01635
|  | 959.6807 | 0 | 0 | -0.022254 | -0.026811 | -0.039043 | 0.030961 | 0.080622 | 0.08966 | 0.11874 | 0.12535 | 0 | 0 | -0.0023153 | -0.0064488 | -0.00020687 | 0.017235 | 4.0157 | 0.01215 | 0.015853
|  | 959.9228 | 0 | 0 | 0.007448 | 0.052826 | 0.02688 | 0.19895 | 0.1156 | 0.10331 | 0.12448 | 0.12982 | 0 | 0 | -0.0023271 | -0.0065348 | 8.1833e-05 | 0.015679 | 3.9015 | 0.011239 | 0.015201
|  | 960.165 | 0 | 0 | -0.030123 | -0.025958 | -0.0048957 | 0.067545 | 0.096842 | 0.10394 | 0.12463 | 0.13135 | 0 | 0 | -0.0020831 | -0.0035133 | 0.0011561 | 0.011276 | 3.7902 | 0.01144 | 0.016393
|  | 960.4071 | 0 | 0 | 0.0062024 | 0.082332 | 0.04539 | 0.26778 | 0.11792 | 0.10375 | 0.1363 | 0.12777 | 0 | 0 | -0.0012438 | 0.0011658 | 0.0032637 | 0.013043 | 3.6787 | 0.012177 | 0.017149
|  | 960.6493 | 0 | 0 | -0.029718 | -0.087452 | 0.017816 | 0.11134 | 0.078452 | 0.084671 | 0.11425 | 0.10778 | 0 | 0 | -0.0027628 | 3.2378e-05 | 0.0037755 | 0.018051 | 3.5691 | 0.011927 | 0.01542
|  | 960.8914 | 0 | 0 | 0.0089747 | 0.0083676 | 0.061158 | 0.27976 | 0.11206 | 0.10526 | 0.13745 | 0.1347 | 0 | 0 | -0.0036799 | -0.0026053 | 0.0033268 | 0.020016 | 3.4632 | 0.011625 | 0.01482
|  | 961.1336 | 0 | 0 | -0.025149 | -0.083421 | 0.0022189 | 0.055285 | 0.072882 | 0.092087 | 0.11767 | 0.12893 | 0 | 0 | -0.00085377 | -0.0041805 | 0.0037172 | 0.015555 | 3.3643 | 0.012173 | 0.016059
|  | 961.3758 | 0 | 0 | 0.037875 | -0.013171 | 0.05037 | 0.1735 | 0.096791 | 0.10238 | 0.13677 | 0.13166 | 0 | 0 | 0.00087107 | -0.0021724 | 0.0046231 | 0.015943 | 3.2688 | 0.012565 | 0.016403
|  | 961.618 | 0 | 0 | -0.036863 | -0.078589 | -0.0063194 | -0.0032185 | 0.083454 | 0.081269 | 0.1129 | 0.098231 | 0 | 0 | -0.0033548 | -0.0019714 | 0.0037065 | 0.016837 | 3.1715 | 0.011596 | 0.015114
|  | 961.8601 | 0 | 0 | -0.012017 | 0.034408 | 0.016992 | 0.17421 | 0.11543 | 0.084804 | 0.12631 | 0.097575 | 0 | 0 | -0.0035532 | -0.001115 | 0.0031743 | 0.017844 | 3.0785 | 0.012122 | 0.015483
|  | 962.1023 | 0 | 0 | -0.036618 | -0.02821 | -0.018091 | 0.11668 | 0.079032 | 0.067328 | 0.10806 | 0.10346 | 0 | 0 | -0.00067575 | -0.00056173 | 0.0015127 | 0.016741 | 2.9883 | 0.013362 | 0.016442
|  | 962.3445 | 0 | 0 | 0.021356 | 0.022914 | 0.044869 | 0.2035 | 0.10447 | 0.085132 | 0.12174 | 0.11753 | 0 | 0 | 0.00163 | 0.00087606 | 3.7748e-05 | 0.015515 | 2.9017 | 0.014197 | 0.017708
|  | 962.5867 | 0 | 0 | -0.018459 | -0.069077 | 0.016127 | 0.055621 | 0.084316 | 0.083247 | 0.12193 | 0.11329 | 0 | 0 | 0.0024394 | 0.0017686 | 0.0014967 | 0.011137 | 2.8172 | 0.014532 | 0.018408
|  | 962.8289 | 0 | 0 | 0.014932 | 0.041519 | 0.055104 | 0.21812 | 0.10672 | 0.097489 | 0.14639 | 0.12689 | 0 | 0 | 0.001419 | 0.00042852 | 0.0038453 | 0.011314 | 2.7319 | 0.014024 | 0.017605
|  | 963.0711 | 0 | 0 | -0.031795 | -0.060335 | 0.0057091 | 0.082878 | 0.067945 | 0.080748 | 0.11478 | 0.10568 | 0 | 0 | 0.00032274 | -0.0014765 | 0.001464 | 0.014158 | 2.6486 | 0.013267 | 0.015701
|  | 963.3133 | 0 | 0 | -0.020685 | -0.0058497 | 0.035149 | 0.17927 | 0.10739 | 0.092495 | 0.12069 | 0.11428 | 0 | 0 | -0.00073096 | 0.0011578 | 4.387e-06 | 0.010858 | 2.5672 | 0.012811 | 0.014266
|  | 963.5556 | 0 | 0 | -0.054431 | -0.053303 | -0.0025413 | 0.061924 | 0.082439 | 0.07478 | 0.098107 | 0.09392 | 0 | 0 | -0.0027467 | 0.0019214 | 0.0014668 | 0.0096098 | 2.4865 | 0.012291 | 0.013922
|  | 963.7978 | 0 | 0 | 0.002016 | 0.0033754 | 0.030723 | 0.12342 | 0.089247 | 0.08679 | 0.10982 | 0.11202 | 0 | 0 | -0.0014114 | 0.0013229 | 0.0023118 | 0.01543 | 2.409 | 0.01263 | 0.01484
|  | 964.04 | 0 | 0 | 0.012593 | -0.023898 | 0.036719 | 0.076523 | 0.090947 | 0.095311 | 0.1211 | 0.12934 | 0 | 0 | -0.001079 | -0.0010417 | 0.00082125 | 0.014479 | 2.3336 | 0.012449 | 0.015303
|  | 964.2822 | 0 | 0 | 0.011752 | 0.014618 | 0.05886 | 0.22488 | 0.10559 | 0.10033 | 0.1292 | 0.12628 | 0 | 0 | -0.002042 | -0.0020725 | 0.0008016 | 0.017486 | 2.2599 | 0.011799 | 0.015416
|  | 964.5245 | 0 | 0 | -0.010858 | -0.022791 | 0.021632 | 0.086151 | 0.079226 | 0.09754 | 0.11762 | 0.107 | 0 | 0 | -0.0014997 | -0.0017248 | 0.0019247 | 0.016497 | 2.1883 | 0.011535 | 0.015569
|  | 964.7667 | 0 | 0 | -0.00095018 | 0.052224 | 0.038286 | 0.14729 | 0.098792 | 0.11573 | 0.14325 | 0.1322 | 0 | 0 | 0.0008375 | -0.00033478 | 0.0025904 | 0.01556 | 2.1202 | 0.012942 | 0.016693
|  | 965.009 | 0 | 0 | -0.046973 | 0.034602 | 0.011605 | 0.12925 | 0.091126 | 0.095043 | 0.12655 | 0.1244 | 0 | 0 | 0.0014501 | -0.0016015 | 0.00073614 | 0.015835 | 2.0537 | 0.014208 | 0.017304
|  | 965.2512 | 0 | 0 | -0.025888 | 0.045201 | 0.029883 | 0.12851 | 0.11042 | 0.093037 | 0.11769 | 0.11462 | 0 | 0 | 0.00024852 | 3.4921e-05 | -0.00049076 | 0.013702 | 1.9894 | 0.01346 | 0.016841
|  | 965.4935 | 0 | 0 | -0.035663 | -0.0077142 | 0.024695 | 0.095916 | 0.093482 | 0.089264 | 0.10835 | 0.11603 | 0 | 0 | -0.0010497 | 0.0026013 | 4.6271e-05 | 0.0086552 | 1.9301 | 0.01281 | 0.016504
|  | 965.7358 | 0 | 0 | 0.00687 | 0.036015 | 0.036758 | 0.20672 | 0.10571 | 0.097891 | 0.13052 | 0.12015 | 0 | 0 | -0.00093401 | 0.0013757 | 0.0022167 | 0.0073355 | 1.8724 | 0.013523 | 0.016735
|  | 965.978 | 0 | 0 | -0.00086863 | 0.019417 | 0.031527 | 0.15107 | 0.10421 | 0.099236 | 0.13418 | 0.1187 | 0 | 0 | -0.0016487 | -0.0031494 | 0.0025064 | 0.011289 | 1.8147 | 0.013738 | 0.016988
|  | 966.2203 | 0 | 0 | -0.0065982 | 0.019121 | 0.035793 | 0.10643 | 0.10453 | 0.10206 | 0.12715 | 0.12611 | 0 | 0 | -0.0014161 | -0.0026082 | 0.00406 | 0.021006 | 1.7601 | 0.014078 | 0.018183
|  | 966.4626 | 0 | 0 | -0.031629 | -0.024985 | 0.0071051 | 0.11369 | 0.087906 | 0.084767 | 0.10464 | 0.10895 | 0 | 0 | -0.0019654 | -0.002272 | 0.0047358 | 0.023749 | 1.7052 | 0.013519 | 0.017951
|  | 966.7049 | 0 | 0 | -0.027902 | -0.015599 | 0.02715 | 0.15597 | 0.085787 | 0.085504 | 0.10893 | 0.1046 | 0 | 0 | -0.0022881 | -0.0035156 | 0.002545 | 0.016011 | 1.6516 | 0.012741 | 0.016051
|  | 966.9472 | 0 | 0 | -0.048283 | 0.022642 | 0.043422 | 0.15744 | 0.078975 | 0.085835 | 0.11511 | 0.10874 | 0 | 0 | -0.0014468 | -0.0041382 | 0.0026739 | 0.0097423 | 1.6023 | 0.013206 | 0.016345
|  | 967.1895 | 0 | 0 | -0.00062478 | 0.030554 | 0.062625 | 0.17007 | 0.10452 | 0.090981 | 0.13218 | 0.13005 | 0 | 0 | -0.00026223 | -0.0028797 | 0.0043267 | 0.011673 | 1.5534 | 0.013827 | 0.01924
|  | 967.4318 | 0 | 0 | 0.027318 | 0.011575 | 0.041303 | 0.12303 | 0.10758 | 0.09712 | 0.14157 | 0.13653 | 0 | 0 | -0.00046265 | -0.0037674 | 0.0014706 | 0.010096 | 1.5034 | 0.013424 | 0.018969
|  | 967.6741 | 0 | 0 | -0.024462 | 0.01104 | 0.0035444 | 0.14836 | 0.094648 | 0.093222 | 0.11687 | 0.12416 | 0 | 0 | -0.0025206 | -0.0040582 | -0.00038968 | 0.013194 | 1.458 | 0.012152 | 0.016761
|  | 967.9164 | 0 | 0 | -0.019477 | -0.0012238 | 0.013464 | 0.12931 | 0.097363 | 0.093742 | 0.12687 | 0.12908 | 0 | 0 | -0.0021262 | -0.00292 | 0.00017885 | 0.014937 | 1.4146 | 0.011102 | 0.016476
|  | 968.1587 | 0 | 0 | 0.010479 | -0.029557 | 0.0084049 | 0.035824 | 0.088508 | 0.099142 | 0.14044 | 0.14159 | 0 | 0 | 0.00028284 | -0.0010098 | 0.0028726 | 0.014643 | 1.3712 | 0.012389 | 0.018401
|  | 968.401 | 0 | 0 | 0.035836 | -0.046198 | 0.0074208 | 0.097537 | 0.10619 | 0.10293 | 0.1396 | 0.13327 | 0 | 0 | -0.0013792 | -0.0019167 | 0.0043806 | 0.015578 | 1.3295 | 0.013924 | 0.019184
|  | 968.6434 | 0 | 0 | -0.0036571 | -0.048896 | 0.0020814 | 0.11226 | 0.10194 | 0.089197 | 0.13627 | 0.11155 | 0 | 0 | -0.0024301 | -0.0011418 | 0.003643 | 0.021603 | 1.2915 | 0.014197 | 0.017868
|  | 968.8857 | 0 | 0 | -0.048772 | -0.044307 | 0.022387 | 0.1273 | 0.083093 | 0.091487 | 0.12926 | 0.11176 | 0 | 0 | -0.004281 | -0.0020478 | 0.0021659 | 0.021063 | 1.254 | 0.013191 | 0.016704
|  | 969.128 | 0 | 0 | -0.035665 | -0.083078 | 0.0063446 | 0.13212 | 0.065232 | 0.089926 | 0.12343 | 0.11325 | 0 | 0 | -0.0047098 | -0.0026922 | 0.0017934 | 0.016494 | 1.2159 | 0.0131 | 0.017119
|  | 969.3704 | 0 | 0 | 0.012798 | 0.0092089 | 0.018287 | 0.22631 | 0.093525 | 0.092513 | 0.13967 | 0.1278 | 0 | 0 | -0.002502 | -0.002925 | 0.00094048 | 0.015669 | 1.1799 | 0.013027 | 0.017533
|  | 969.6127 | 0 | 0 | -0.016101 | -0.048962 | -0.0017745 | 0.14367 | 0.098639 | 0.087559 | 0.12608 | 0.12669 | 0 | 0 | -0.0019255 | -0.00063373 | 0.00078365 | 0.020312 | 1.1455 | 0.01254 | 0.01848
|  | 969.8551 | 0 | 0 | 0.0026159 | -0.053963 | 0.026506 | 0.15612 | 0.11329 | 0.096071 | 0.13891 | 0.12673 | 0 | 0 | -0.0037271 | 0.0049783 | -0.0004343 | 0.021279 | 1.1119 | 0.013565 | 0.019413
|  | 970.0974 | 0 | 0 | -0.022951 | -0.04849 | 0.0094337 | 0.05167 | 0.080715 | 0.088635 | 0.12231 | 0.12266 | 0 | 0 | -0.0016447 | 0.0054183 | 0.00067873 | 0.020576 | 1.0804 | 0.015347 | 0.019411
|  | 970.3398 | 0 | 0 | -0.0012357 | 0.014652 | 0.041838 | 0.167 | 0.098829 | 0.096512 | 0.12953 | 0.135 | 0 | 0 | 0.0029089 | -0.00017165 | 0.0028186 | 0.021496 | 1.0482 | 0.016484 | 0.020053
|  | 970.5822 | 0 | 0 | -0.010033 | -0.0365 | 0.024787 | 0.13908 | 0.084 | 0.091563 | 0.12885 | 0.12878 | 0 | 0 | 0.00462 | -0.0014578 | 0.0034425 | 0.029228 | 1.0172 | 0.016223 | 0.020212
|  | 970.8246 | 0 | 0 | -0.005821 | -0.0081747 | 0.032887 | 0.2181 | 0.096957 | 0.089308 | 0.13736 | 0.12414 | 0 | 0 | -0.0012928 | -0.0012557 | 0.0025362 | 0.02318 | 0.98831 | 0.014112 | 0.01747
|  | 971.0669 | 0 | 0 | -0.058586 | -0.07445 | -0.0052904 | 0.089743 | 0.070609 | 0.074378 | 0.11383 | 0.10617 | 0 | 0 | -0.0015243 | 0.0020439 | 0.0011271 | 0.016535 | 0.9597 | 0.014263 | 0.017378
|  | 971.3093 | 0 | 0 | -0.017033 | 0.0095454 | 0.031927 | 0.20393 | 0.10393 | 0.10057 | 0.12854 | 0.11833 | 0 | 0 | 0.0019948 | -0.00042366 | -6.3073e-05 | 0.017572 | 0.92962 | 0.014595 | 0.017684
|  | 971.5517 | 0 | 0 | -0.037862 | -0.034326 | 0.014927 | 0.080031 | 0.085313 | 0.10402 | 0.12291 | 0.12263 | 0 | 0 | 0.0030742 | -0.0015484 | 0.00047638 | 0.02273 | 0.90132 | 0.013612 | 0.016472
|  | 971.7941 | 0 | 0 | 0.0069429 | 0.01325 | 0.035217 | 0.17236 | 0.10804 | 0.11619 | 0.14194 | 0.13353 | 0 | 0 | 0.0018901 | 0.00097853 | -0.00012265 | 0.021259 | 0.87361 | 0.012792 | 0.016208
|  | 972.0365 | 0 | 0 | -0.022861 | -0.032236 | -0.0081708 | 0.09726 | 0.082413 | 0.089868 | 0.13032 | 0.12531 | 0 | 0 | 0.00022393 | 0.0035897 | -0.00011987 | 0.018112 | 0.85029 | 0.012867 | 0.01726
|  | 972.2789 | 0 | 0 | -0.0072074 | 0.012451 | 0.055001 | 0.21693 | 0.097852 | 0.10164 | 0.1259 | 0.13245 | 0 | 0 | 3.0966e-05 | 0.0011244 | 0.0024916 | 0.018994 | 0.83014 | 0.014792 | 0.019526
|  | 972.5213 | 0 | 0 | -0.051525 | -0.049103 | 0.020027 | 0.044056 | 0.062291 | 0.090201 | 0.11047 | 0.12765 | 0 | 0 | -5.7106e-05 | 0.002334 | 0.0053626 | 0.01745 | 0.80594 | 0.015227 | 0.019981
|  | 972.7637 | 0 | 0 | 0.021074 | 0.045048 | 0.066766 | 0.25546 | 0.10661 | 0.11358 | 0.14973 | 0.14092 | 0 | 0 | -0.0025222 | 0.0057222 | 0.0022558 | 0.017923 | 0.77857 | 0.01391 | 0.0182
|  | 973.0062 | 0 | 0 | -0.071213 | -0.04915 | -0.011569 | 0.046116 | 0.062357 | 0.091395 | 0.11248 | 0.12019 | 0 | 0 | -0.00015397 | 0.0027708 | 0.0022535 | 0.021534 | 0.75772 | 0.014822 | 0.017946
|  | 973.2486 | 0 | 0 | -0.0081327 | 0.023535 | 0.028636 | 0.19279 | 0.097297 | 0.10915 | 0.12691 | 0.12513 | 0 | 0 | 0.00436 | 0.0026379 | 0.0037459 | 0.012157 | 0.73596 | 0.015545 | 0.018416
|  | 973.491 | 0 | 0 | -0.010519 | -0.079555 | 7.8253e-05 | 0.080429 | 0.059845 | 0.10347 | 0.12187 | 0.11681 | 0 | 0 | 0.0015771 | 0.0040743 | 0.0041814 | 0.015626 | 0.71217 | 0.015116 | 0.019237
|  | 973.7335 | 0 | 0 | 0.0005954 | -0.0032132 | 0.020333 | 0.2077 | 0.088327 | 0.10178 | 0.13153 | 0.12631 | 0 | 0 | -0.0022754 | -0.00036306 | 0.0043766 | 0.022432 | 0.69335 | 0.014236 | 0.018542
|  | 973.9759 | 0 | 0 | -0.055377 | -0.095012 | -0.032774 | 0.029188 | 0.055526 | 0.074633 | 0.11271 | 0.10552 | 0 | 0 | 0.0030832 | -0.0029653 | 0.0059578 | 0.020144 | 0.67681 | 0.015783 | 0.020873
|  | 974.2183 | 0 | 0 | -0.0095543 | 0.057461 | 0.062046 | 0.17864 | 0.084455 | 0.08949 | 0.13228 | 0.12377 | 0 | 0 | 0.0048271 | -0.0043317 | 0.0067934 | 0.022954 | 0.65951 | 0.017283 | 0.021181
|  | 974.4608 | 0 | 0 | -0.045509 | -0.0049678 | 0.0087986 | 0.07399 | 0.071539 | 0.086663 | 0.11997 | 0.12202 | 0 | 0 | -0.00045601 | 0.00020207 | 0.0042123 | 0.026764 | 0.64045 | 0.015946 | 0.019578
|  | 974.7033 | 0 | 0 | 0.013417 | 0.038754 | 0.029047 | 0.21891 | 0.11273 | 0.10964 | 0.14041 | 0.12901 | 0 | 0 | -0.0020153 | 0.0006692 | 0.001269 | 0.02245 | 0.62011 | 0.014492 | 0.019468
|  | 974.9457 | 0 | 0 | -0.032989 | -0.13968 | -0.031639 | -0.023133 | 0.053221 | 0.087778 | 0.10695 | 0.10105 | 0 | 0 | -0.0023284 | -0.0012479 | 7.1211e-05 | 0.019096 | 0.60371 | 0.013208 | 0.016933
|  | 975.1882 | 0 | 0 | -0.004493 | 0.015377 | 0.042457 | 0.20241 | 0.10597 | 0.10927 | 0.14025 | 0.13397 | 0 | 0 | -0.0046952 | -0.0056827 | -0.0010446 | 0.017976 | 0.58897 | 0.012803 | 0.015901
|  | 975.4307 | 0 | 0 | -0.026588 | -0.023998 | -0.0030104 | 0.081271 | 0.084895 | 0.10786 | 0.13142 | 0.13563 | 0 | 0 | -0.0023035 | -0.0026352 | 0.0019161 | 0.016398 | 0.57574 | 0.014018 | 0.018196
|  | 975.6731 | 0 | 0 | 0.020352 | 0.05487 | 0.066359 | 0.26446 | 0.13014 | 0.13592 | 0.15065 | 0.14913 | 0 | 0 | 0.0013631 | 0.0015992 | 0.0034548 | 0.012846 | 0.55999 | 0.014099 | 0.018908
|  | 975.9156 | 0 | 0 | -0.072256 | -0.059405 | -0.0064664 | -0.027845 | 0.068953 | 0.085014 | 0.12363 | 0.12223 | 0 | 0 | -0.002376 | -0.0002228 | 0.0017141 | 0.011012 | 0.54214 | 0.012689 | 0.017469
|  | 976.1581 | 0 | 0 | 0.028304 | 0.083367 | 0.053172 | 0.20387 | 0.12552 | 0.1122 | 0.1518 | 0.14552 | 0 | 0 | -0.0072732 | -0.0049872 | 0.0020594 | 0.0086678 | 0.52481 | 0.011137 | 0.015411
|  | 976.4006 | 0 | 0 | -0.040374 | -0.10163 | -0.019966 | 0.054218 | 0.088911 | 0.096921 | 0.11826 | 0.12252 | 0 | 0 | -0.002812 | -0.0031768 | 0.0027816 | 0.014598 | 0.51124 | 0.012867 | 0.017116
|  | 976.6431 | 0 | 0 | 0.029491 | 0.023255 | 0.046861 | 0.27048 | 0.10839 | 0.11192 | 0.15137 | 0.13113 | 0 | 0 | -0.00091197 | -0.00098555 | -0.00088266 | 0.018672 | 0.49911 | 0.014627 | 0.018813
|  | 976.8856 | 0 | 0 | -0.061711 | -0.038817 | -0.016576 | 0.045458 | 0.059324 | 0.08616 | 0.12626 | 0.11094 | 0 | 0 | -0.00046934 | -0.0052881 | 0.0014552 | 0.024508 | 0.48728 | 0.014839 | 0.018675
|  | 977.1281 | 0 | 0 | 0.015848 | 0.098453 | 0.082548 | 0.31448 | 0.12653 | 0.12204 | 0.16567 | 0.14043 | 0 | 0 | 0.0026678 | -0.0076886 | 0.0062441 | 0.02096 | 0.47686 | 0.015945 | 0.020548
|  | 977.3706 | 0 | 0 | -0.034204 | -0.080248 | -0.0072174 | 0.0044816 | 0.094119 | 0.10774 | 0.141 | 0.14225 | 0 | 0 | -0.0013564 | -0.0045381 | 0.0037372 | 0.021709 | 0.46329 | 0.014043 | 0.018741
|  | 977.6132 | 0 | 0 | 0.059222 | 0.10858 | 0.071862 | 0.3085 | 0.15702 | 0.14073 | 0.17562 | 0.15211 | 0 | 0 | -0.0051596 | -0.0044796 | 0.0018823 | 0.026017 | 0.44833 | 0.012204 | 0.016459
|  | 977.8557 | 0 | 0 | -0.020919 | -0.05156 | -0.019993 | 0.03376 | 0.061853 | 0.084425 | 0.12358 | 0.1189 | 0 | 0 | -0.0020582 | -0.0057771 | 0.0039637 | 0.027128 | 0.43739 | 0.013279 | 0.016273
|  | 978.0982 | 0 | 0 | 0.034256 | 0.089872 | 0.070103 | 0.27021 | 0.11722 | 0.096618 | 0.1465 | 0.15805 | 0 | 0 | 0.0020145 | 0.0022829 | 0.0053391 | 0.027451 | 0.42826 | 0.01526 | 0.017726
|  | 978.3407 | 0 | 0 | -0.059378 | -0.073513 | -0.026572 | -0.067271 | 0.069326 | 0.078239 | 0.1295 | 0.13935 | 0 | 0 | 0.0047422 | 0.0066252 | 0.0049911 | 0.028993 | 0.41414 | 0.016522 | 0.020278
|  | 978.5833 | 0 | 0 | 0.013158 | 0.1277 | 0.050148 | 0.21765 | 0.10942 | 0.10879 | 0.15129 | 0.14263 | 0 | 0 | 0.0033762 | 0.0062091 | 0.0043036 | 0.025413 | 0.40414 | 0.016516 | 0.021459
|  | 978.8258 | 0 | 0 | -0.07522 | -0.072998 | -0.028672 | -0.0078761 | 0.057703 | 0.10341 | 0.11938 | 0.12906 | 0 | 0 | -0.0017759 | 0.0019931 | 0.0022181 | 0.01804 | 0.39587 | 0.016017 | 0.021517
|  | 979.0684 | 0 | 0 | 0.012879 | 0.1081 | 0.086933 | 0.22432 | 0.1186 | 0.13274 | 0.16145 | 0.1477 | 0 | 0 | -0.002594 | -0.0017793 | 0.00094946 | 0.019192 | 0.38409 | 0.014282 | 0.01935
|  | 979.3109 | 0 | 0 | -0.051719 | -0.12326 | -0.026551 | -0.082404 | 0.058369 | 0.087524 | 0.12029 | 0.1234 | 0 | 0 | -0.0039557 | -0.0034907 | 0.0025668 | 0.021127 | 0.3746 | 0.013218 | 0.018542
|  | 979.5535 | 0 | 0 | 0.038302 | 0.081697 | 0.087119 | 0.2602 | 0.13858 | 0.13973 | 0.17788 | 0.16246 | 0 | 0 | -0.0046878 | -0.007138 | 0.0029913 | 0.024024 | 0.36414 | 0.012381 | 0.017719
|  | 979.796 | 0 | 0 | -0.096224 | -0.080596 | -0.021275 | -0.041341 | 0.031753 | 0.085074 | 0.12647 | 0.1224 | 0 | 0 | -0.0024185 | -0.010111 | 0.0023922 | 0.013571 | 0.35528 | 0.012387 | 0.017499
|  | 980.0386 | 0 | 0 | 0.011 | 0.049366 | 0.059012 | 0.3736 | 0.11631 | 0.11535 | 0.17232 | 0.14554 | 0 | 0 | 0.0029036 | -0.0034327 | 0.0038609 | 0.01923 | 0.34904 | 0.014118 | 0.019567
|  | 980.2812 | 0 | 0 | -0.074815 | -0.16761 | -0.043184 | 0.12071 | 0.043488 | 0.095879 | 0.12486 | 0.12296 | 0 | 0 | 0.0064365 | 0.00361 | 0.0053489 | 0.029116 | 0.33911 | 0.015082 | 0.020511
|  | 980.5238 | 0 | 0 | 0.0042412 | 0.032529 | 0.069756 | 0.36911 | 0.10197 | 0.12656 | 0.14993 | 0.13772 | 0 | 0 | 0.0010949 | 0.0015906 | 0.0071067 | 0.02235 | 0.32881 | 0.015156 | 0.020513
|  | 980.7663 | 0 | 0 | -0.10926 | -0.15864 | -0.061284 | -0.032659 | 0.031873 | 0.077079 | 0.10922 | 0.11011 | 0 | 0 | -0.0028856 | -0.0022387 | 0.0058888 | 0.020344 | 0.32132 | 0.014929 | 0.019951
|  | 981.0089 | 0 | 0 | -0.01352 | 0.014163 | 0.056359 | 0.41293 | 0.14819 | 0.11615 | 0.16438 | 0.14346 | 0 | 0 | 0.00089273 | 0.00091164 | 0.0046776 | 0.02522 | 0.31504 | 0.016724 | 0.020715
|  | 981.2515 | 0 | 0 | -0.071042 | -0.17269 | -0.046838 | 0.034191 | 0.047124 | 0.10366 | 0.12407 | 0.14466 | 0 | 0 | 0.0010624 | 0.00012717 | 0.0030557 | 0.015524 | 0.30725 | 0.016673 | 0.020699
|  | 981.4941 | 0 | 0 | 0.024326 | 0.08394 | 0.081698 | 0.25742 | 0.10636 | 0.13567 | 0.16567 | 0.1448 | 0 | 0 | -0.0001952 | -0.0020694 | 0.0019181 | 0.012438 | 0.29994 | 0.014316 | 0.020185
|  | 981.7367 | 0 | 0 | -0.13394 | -0.14282 | -0.045663 | -0.11094 | 0.044658 | 0.083691 | 0.10308 | 0.10619 | 0 | 0 | 0.00062608 | -0.001993 | 0.0028566 | 0.018952 | 0.29214 | 0.014014 | 0.020552
|  | 981.9793 | 0 | 0 | -0.0079152 | 0.056652 | 0.092628 | 0.32281 | 0.13885 | 0.13634 | 0.17019 | 0.14609 | 0 | 0 | -0.0018122 | -0.0024084 | 0.0047145 | 0.023937 | 0.28417 | 0.013621 | 0.019158
|  | 982.222 | 0 | 0 | -0.03235 | -0.15908 | -0.022168 | 0.054831 | 0.061162 | 0.1051 | 0.13195 | 0.13996 | 0 | 0 | -0.0014777 | -0.0029464 | 0.0024876 | 0.025483 | 0.2775 | 0.013959 | 0.018968
|  | 982.4646 | 0 | 0 | 0.050431 | 0.063265 | 0.12225 | 0.40306 | 0.13131 | 0.14015 | 0.17069 | 0.16765 | 0 | 0 | 0.0040005 | -0.0010784 | -0.00061722 | 0.019005 | 0.27075 | 0.016118 | 0.020568
|  | 982.7072 | 0 | 0 | -0.069621 | -0.21678 | -0.0073821 | -0.026903 | 0.050094 | 0.087275 | 0.12269 | 0.12315 | 0 | 0 | 0.0028442 | -0.0023645 | -0.00013731 | 0.013319 | 0.26434 | 0.016055 | 0.019691
|  | 982.9498 | 0 | 0 | 0.086197 | 0.070945 | 0.10642 | 0.40662 | 0.14299 | 0.17268 | 0.20146 | 0.1817 | 0 | 0 | 0.00090222 | -0.00037867 | 0.0031212 | 0.022888 | 0.25941 | 0.014814 | 0.020261
|  | 983.1925 | 0 | 0 | -0.074884 | -0.11413 | -0.040355 | -0.057665 | 0.019531 | 0.09737 | 0.11292 | 0.12144 | 0 | 0 | 0.0019517 | 0.00049882 | 0.0064598 | 0.030863 | 0.25453 | 0.015457 | 0.021175
|  | 983.4351 | 0 | 0 | 0.044798 | 0.082998 | 0.089609 | 0.33338 | 0.11375 | 0.11568 | 0.16961 | 0.14545 | 0 | 0 | -0.0024568 | -0.001248 | 0.0058515 | 0.030248 | 0.24798 | 0.015085 | 0.018437
|  | 983.6777 | 0 | 0 | -0.083323 | -0.10596 | -0.0275 | -0.1063 | 0.071113 | 0.10095 | 0.14307 | 0.1336 | 0 | 0 | -0.0095443 | -0.0028857 | 0.0014721 | 0.023863 | 0.24178 | 0.013382 | 0.016051
|  | 983.9204 | 0 | 0 | 0.062701 | 0.12308 | 0.093401 | 0.38134 | 0.15253 | 0.14888 | 0.18478 | 0.17634 | 0 | 0 | -0.0068292 | -0.0061534 | 0.0016209 | 0.016288 | 0.23631 | 0.013524 | 0.017725
|  | 984.1631 | 0 | 0 | -0.10076 | -0.13112 | -0.081478 | -0.070438 | 0.037734 | 0.087643 | 0.11512 | 0.11667 | 0 | 0 | -0.0023135 | -0.007351 | 0.0031812 | 0.014381 | 0.23126 | 0.013597 | 0.017976
|  | 984.4057 | 0 | 0 | 0.051236 | 0.11629 | 0.087408 | 0.43254 | 0.11329 | 0.12323 | 0.16977 | 0.16063 | 0 | 0 | -0.00083412 | -0.0042789 | 0.0050486 | 0.023003 | 0.22752 | 0.015325 | 0.019506
|  | 984.6484 | 0 | 0 | -0.09424 | -0.17031 | -0.043291 | -0.092345 | 0.054051 | 0.090285 | 0.12999 | 0.12811 | 0 | 0 | -0.002013 | -0.0026025 | 0.0045361 | 0.017719 | 0.22011 | 0.01478 | 0.020216
|  | 984.891 | 0 | 0 | 0.043688 | 0.085498 | 0.094392 | 0.33714 | 0.14982 | 0.16974 | 0.18937 | 0.17347 | 0 | 0 | -0.0022847 | -0.00589 | 0.0025758 | 0.016002 | 0.21547 | 0.012912 | 0.018005
|  | 985.1337 | 0 | 0 | -0.073327 | -0.17499 | -0.074251 | 0.0046183 | 0.010972 | 0.0899 | 0.10826 | 0.14252 | 0 | 0 | 0.0011132 | -0.0058673 | 0.00079945 | 0.02304 | 0.21148 | 0.013798 | 0.018121
|  | 985.3764 | 0 | 0 | 0.018558 | 0.055709 | 0.086429 | 0.38212 | 0.12423 | 0.13512 | 0.17251 | 0.15715 | 0 | 0 | 0.0027571 | -0.00027799 | 0.0020522 | 0.025685 | 0.20627 | 0.014622 | 0.019576
|  | 985.6191 | 0 | 0 | -0.063848 | -0.12406 | -0.045134 | -0.094363 | 0.048059 | 0.10599 | 0.14014 | 0.13117 | 0 | 0 | -0.00067115 | -0.0015881 | 0.0045952 | 0.023802 | 0.20108 | 0.013053 | 0.01834
|  | 985.8618 | 0 | 0 | 0.099024 | 0.11362 | 0.14187 | 0.4237 | 0.16443 | 0.15674 | 0.19639 | 0.18496 | 0 | 0 | -0.004266 | -0.0035724 | 0.005354 | 0.025174 | 0.19749 | 0.013136 | 0.017211
|  | 986.1045 | 0 | 0 | -0.10303 | -0.15755 | -0.061927 | -0.11733 | 0.016281 | 0.096301 | 0.13514 | 0.13547 | 0 | 0 | -0.0029517 | -0.0024886 | 0.0046268 | 0.028348 | 0.19427 | 0.015824 | 0.019562
|  | 986.3472 | 0 | 0 | 0.078768 | 0.13966 | 0.096118 | 0.46903 | 0.15061 | 0.15386 | 0.19199 | 0.1775 | 0 | 0 | 0.0010737 | 0.00052755 | 0.005193 | 0.033501 | 0.19014 | 0.017502 | 0.021666
|  | 986.5899 | 0 | 0 | -0.076599 | -0.18642 | -0.067427 | -0.050401 | 0.037941 | 0.11661 | 0.11558 | 0.14665 | 0 | 0 | -0.0012741 | -0.0040373 | 0.0051268 | 0.031935 | 0.18493 | 0.016475 | 0.019744
|  | 986.8326 | 0 | 0 | 0.082507 | 0.14073 | 0.13235 | 0.40276 | 0.13671 | 0.1523 | 0.19314 | 0.18584 | 0 | 0 | -0.0038863 | -0.0028811 | 0.0047385 | 0.024416 | 0.18188 | 0.015283 | 0.019554
|  | 987.0753 | 0 | 0 | -0.066025 | -0.078683 | -0.025827 | -0.049553 | 0.061636 | 0.12086 | 0.15474 | 0.1508 | 0 | 0 | -0.0072339 | -0.0013279 | 0.0013677 | 0.014238 | 0.17891 | 0.014521 | 0.019896
|  | 987.318 | 0 | 0 | 0.040987 | 0.21557 | 0.13393 | 0.4577 | 0.13959 | 0.1722 | 0.20915 | 0.1914 | 0 | 0 | -0.0089184 | -0.0070841 | 0.00080153 | 0.018921 | 0.17531 | 0.014573 | 0.019217
|  | 987.5607 | 0 | 0 | -0.097049 | -0.15791 | -0.049912 | -0.034339 | 0.043921 | 0.11838 | 0.1676 | 0.16377 | 0 | 0 | -0.0074669 | -0.011768 | -0.0004455 | 0.021456 | 0.16983 | 0.013452 | 0.017676
|  | 987.8035 | 0 | 0 | 0.058193 | 0.14471 | 0.085078 | 0.48572 | 0.1572 | 0.166 | 0.21984 | 0.19318 | 0 | 0 | -0.0050024 | -0.0060776 | -0.0015605 | 0.017707 | 0.16472 | 0.012191 | 0.017979
|  | 988.0462 | 0 | 0 | -0.13838 | -0.22417 | -0.06616 | -0.096594 | 0.033138 | 0.090586 | 0.13022 | 0.13227 | 0 | 0 | -0.0035376 | 0.0015425 | 0.00055625 | 0.018127 | 0.16119 | 0.013251 | 0.019984
|  | 988.2889 | 0 | 0 | 0.020491 | 0.12014 | 0.10708 | 0.37709 | 0.14356 | 0.15014 | 0.1874 | 0.16151 | 0 | 0 | -0.0029083 | 0.0024351 | 0.0037987 | 0.016848 | 0.15934 | 0.013458 | 0.019934
|  | 988.5317 | 0 | 0 | -0.14828 | -0.23796 | -0.081321 | -0.19115 | 0.017687 | 0.086115 | 0.11535 | 0.12836 | 0 | 0 | -0.001095 | 0.00044876 | 0.0031743 | 0.017953 | 0.15721 | 0.012624 | 0.020226
|  | 988.7744 | 0 | 0 | 0.027616 | 0.061749 | 0.097906 | 0.41063 | 0.13209 | 0.14068 | 0.17718 | 0.15238 | 0 | 0 | 0.0012995 | 0.00078801 | 0.0013352 | 0.02441 | 0.15436 | 0.014246 | 0.021238
|  | 989.0172 | 0 | 0 | -0.16441 | -0.18193 | -0.036588 | -0.13473 | 0.015933 | 0.10372 | 0.13056 | 0.12303 | 0 | 0 | 0.0026289 | -0.0023747 | 0.0035256 | 0.021342 | 0.15225 | 0.017166 | 0.021253
|  | 989.2599 | 0 | 0 | 0.060132 | 0.22729 | 0.1129 | 0.54524 | 0.14886 | 0.16207 | 0.22842 | 0.1845 | 0 | 0 | 0.0011429 | -0.0037442 | 0.0057617 | 0.016774 | 0.14845 | 0.017219 | 0.021256
|  | 989.5027 | 0 | 0 | -0.12205 | -0.23077 | -0.068832 | -0.14312 | 0.018085 | 0.10105 | 0.13901 | 0.11798 | 0 | 0 | -0.00095182 | -0.00055196 | 0.0050451 | 0.01622 | 0.14416 | 0.015541 | 0.019805
|  | 989.7455 | 0 | 0 | 0.021212 | 0.16571 | 0.10153 | 0.38805 | 0.15275 | 0.16147 | 0.21278 | 0.17359 | 0 | 0 | -0.0021742 | 0.0018524 | 0.0039129 | 0.022178 | 0.14204 | 0.014836 | 0.018168
|  | 989.9882 | 0 | 0 | -0.149 | -0.19404 | -0.044653 | -0.13003 | 0.025725 | 0.11027 | 0.13258 | 0.14263 | 0 | 0 | -0.003417 | -0.0039786 | 0.002666 | 0.025389 | 0.13997 | 0.015949 | 0.01927
|  | 990.231 | 0 | 0 | 0.059182 | 0.14022 | 0.13336 | 0.31571 | 0.12134 | 0.1507 | 0.17954 | 0.18453 | 0 | 0 | -0.0014859 | -0.0069803 | 0.0046179 | 0.023523 | 0.13866 | 0.01817 | 0.021635
|  | 990.4738 | 0 | 0 | -0.17721 | -0.21111 | -0.055548 | -0.21417 | 0.0052233 | 0.081088 | 0.13079 | 0.12266 | 0 | 0 | -0.0001394 | -0.0033597 | 0.0060845 | 0.019832 | 0.13699 | 0.018335 | 0.021104
|  | 990.7166 | 0 | 0 | 0.027384 | 0.19767 | 0.12083 | 0.50248 | 0.14605 | 0.14902 | 0.20476 | 0.1848 | 0 | 0 | 0.00060606 | 0.00084784 | 0.0048353 | 0.021475 | 0.13427 | 0.018258 | 0.020682
|  | 990.9594 | 0 | 0 | -0.15847 | -0.23774 | -0.040288 | -0.11774 | 0.010097 | 0.10188 | 0.13383 | 0.13988 | 0 | 0 | -0.0010552 | -0.00068388 | 0.0025476 | 0.019359 | 0.12813 | 0.0171 | 0.020505
|  | 991.2022 | 0 | 0 | 0.032374 | 0.11038 | 0.12995 | 0.53379 | 0.16406 | 0.15845 | 0.22315 | 0.17591 | 0 | 0 | -0.0022603 | -0.0024742 | 0.0010045 | 0.021353 | 0.12366 | 0.01646 | 0.019484
|  | 991.445 | 0 | 0 | -0.17481 | -0.24849 | -0.1127 | -0.2189 | 0.014611 | 0.099754 | 0.11951 | 0.13525 | 0 | 0 | -0.0011354 | -0.0014693 | 0.0016305 | 0.025687 | 0.1236 | 0.01747 | 0.019524
|  | 991.6878 | 0 | 0 | 0.066776 | 0.18049 | 0.14139 | 0.48066 | 0.15876 | 0.17156 | 0.23128 | 0.19167 | 0 | 0 | 0.0006868 | 0.0018487 | 0.0047505 | 0.026295 | 0.12398 | 0.017927 | 0.021862
|  | 991.9306 | 0 | 0 | -0.097134 | -0.2001 | -0.07435 | -0.21739 | 0.033276 | 0.12654 | 0.15653 | 0.15307 | 0 | 0 | 0.00043198 | 0.002013 | 0.0055015 | 0.025328 | 0.1232 | 0.017705 | 0.02341
|  | 992.1734 | 0 | 0 | 0.06755 | 0.21855 | 0.15782 | 0.58623 | 0.16238 | 0.18067 | 0.23568 | 0.18701 | 0 | 0 | 0.0014985 | 0.0019599 | 0.0052352 | 0.024455 | 0.12167 | 0.017316 | 0.023123
|  | 992.4162 | 0 | 0 | -0.13288 | -0.25839 | -0.12054 | -0.15793 | 0.035687 | 0.10851 | 0.13057 | 0.13743 | 0 | 0 | 0.0016615 | -0.00036986 | 0.0042407 | 0.016199 | 0.11677 | 0.016156 | 0.021441
|  | 992.659 | 0 | 0 | 0.14653 | 0.20535 | 0.13876 | 0.57848 | 0.22234 | 0.19648 | 0.23637 | 0.22062 | 0 | 0 | -0.001681 | -0.0013767 | 0.0046548 | 0.013255 | 0.1111 | 0.014531 | 0.019991
|  | 992.9019 | 0 | 0 | -0.13244 | -0.22148 | -0.12088 | -0.15502 | 0.011096 | 0.1076 | 0.14426 | 0.14569 | 0 | 0 | -0.005913 | -0.0040162 | 0.0051687 | 0.017616 | 0.10654 | 0.01288 | 0.01826
|  | 993.1447 | 0 | 0 | 0.12305 | 0.22007 | 0.13619 | 0.60554 | 0.18309 | 0.18276 | 0.23975 | 0.22462 | 0 | 0 | -0.0047747 | -0.002767 | 0.0054461 | 0.022905 | 0.10765 | 0.014005 | 0.018631
|  | 993.3875 | 0 | 0 | -0.1152 | -0.20866 | -0.062341 | -0.27113 | 0.013515 | 0.10999 | 0.16092 | 0.14454 | 0 | 0 | -0.001748 | 0.00014372 | 0.0041722 | 0.017894 | 0.11033 | 0.016177 | 0.021422
|  | 993.6304 | 0 | 0 | 0.095515 | 0.20252 | 0.15762 | 0.55901 | 0.16736 | 0.18423 | 0.2264 | 0.20693 | 0 | 0 | -0.00091144 | -0.0021103 | 0.0048347 | 0.016611 | 0.10803 | 0.015893 | 0.021459
|  | 993.8732 | 0 | 0 | -0.15009 | -0.25063 | -0.0564 | -0.059701 | 0.028687 | 0.12028 | 0.16138 | 0.15286 | 0 | 0 | 0.00028991 | -0.0038343 | 0.0045067 | 0.019374 | 0.10253 | 0.014691 | 0.019781
|  | 994.1161 | 0 | 0 | 0.08537 | 0.24057 | 0.17643 | 0.55604 | 0.18906 | 0.21554 | 0.25911 | 0.21535 | 0 | 0 | 0.0025298 | -0.00091362 | 0.0038499 | 0.022538 | 0.1002 | 0.015098 | 0.020501
|  | 994.359 | 0 | 0 | -0.15356 | -0.21657 | -0.11539 | -0.33836 | -0.017391 | 0.10831 | 0.12723 | 0.15302 | 0 | 0 | 0.0013581 | -0.00074039 | 0.0049325 | 0.020154 | 0.10045 | 0.014964 | 0.021451
|  | 994.6018 | 0 | 0 | 0.086575 | 0.16668 | 0.1246 | 0.66366 | 0.16578 | 0.1835 | 0.24299 | 0.19625 | 0 | 0 | 0.00070834 | 0.0026269 | 0.0061346 | 0.02073 | 0.10046 | 0.015999 | 0.022767
|  | 994.8447 | 0 | 0 | -0.13194 | -0.30707 | -0.094931 | -0.2709 | 0.043003 | 0.10734 | 0.12298 | 0.14305 | 0 | 0 | -0.0010599 | 0.0044005 | 0.0041261 | 0.022106 | 0.097927 | 0.01697 | 0.022398
|  | 995.0875 | 0 | 0 | 0.10378 | 0.15959 | 0.14046 | 0.54016 | 0.19266 | 0.17336 | 0.22304 | 0.20154 | 0 | 0 | -0.0029119 | 0.00085263 | 0.0027917 | 0.019748 | 0.095533 | 0.015967 | 0.021324
|  | 995.3304 | 0 | 0 | -0.11784 | -0.14124 | -0.1385 | -0.38349 | 0.012569 | 0.11376 | 0.14529 | 0.16019 | 0 | 0 | -0.0034788 | -0.0042932 | 0.0048219 | 0.014784 | 0.093559 | 0.014962 | 0.02187
|  | 995.5733 | 0 | 0 | 0.11298 | 0.29994 | 0.14972 | 0.59861 | 0.18572 | 0.18016 | 0.23489 | 0.21626 | 0 | 0 | -0.0054599 | -0.0060764 | 0.0059603 | 0.020834 | 0.092135 | 0.01467 | 0.022414
|  | 995.8162 | 0 | 0 | -0.15461 | -0.26834 | -0.1121 | -0.34716 | 0.02768 | 0.11844 | 0.12423 | 0.14965 | 0 | 0 | -0.0076673 | -0.0068548 | 0.0050776 | 0.024605 | 0.090564 | 0.014602 | 0.021603
|  | 996.0591 | 0 | 0 | 0.14055 | 0.21524 | 0.17324 | 0.51088 | 0.21946 | 0.20206 | 0.26287 | 0.21235 | 0 | 0 | -0.0045512 | -0.0048322 | 0.0066286 | 0.020502 | 0.0886 | 0.016262 | 0.022001
|  | 996.302 | 0 | 0 | -0.15675 | -0.22883 | -0.10621 | -0.25425 | -0.024649 | 0.095827 | 0.11458 | 0.16571 | 0 | 0 | -0.00011821 | 7.8661e-05 | 0.0061775 | 0.020671 | 0.086603 | 0.017786 | 0.023081
|  | 996.5449 | 0 | 0 | 0.11476 | 0.27345 | 0.18235 | 0.5579 | 0.17916 | 0.1824 | 0.25142 | 0.22478 | 0 | 0 | 0.0020256 | 0.0049607 | 0.0060461 | 0.024627 | 0.086945 | 0.017354 | 0.023358
|  | 996.7878 | 0 | 0 | -0.16032 | -0.21992 | -0.090028 | -0.225 | 0.03999 | 0.1041 | 0.14203 | 0.16328 | 0 | 0 | -0.0010546 | 0.0026538 | 0.0063744 | 0.019828 | 0.08662 | 0.016902 | 0.021986
|  | 997.0307 | 0 | 0 | 0.11312 | 0.24693 | 0.16697 | 0.48026 | 0.21413 | 0.1957 | 0.27286 | 0.21997 | 0 | 0 | -0.0047427 | -0.00016138 | 0.0062201 | 0.015317 | 0.085315 | 0.016624 | 0.020547
|  | 997.2736 | 0 | 0 | -0.1142 | -0.15485 | -0.099939 | -0.40848 | -0.0023632 | 0.14316 | 0.15835 | 0.18178 | 0 | 0 | -0.0066745 | -0.0024913 | 0.0029078 | 0.011296 | 0.083246 | 0.014699 | 0.018901
|  | 997.5166 | 0 | 0 | 0.15203 | 0.26665 | 0.21815 | 0.81639 | 0.21371 | 0.22897 | 0.31242 | 0.25856 | 0 | 0 | -0.0049866 | -0.001011 | -0.00018506 | 0.020734 | 0.081932 | 0.014107 | 0.018957
|  | 997.7595 | 0 | 0 | -0.14093 | -0.26893 | -0.096492 | -0.35368 | -0.011031 | 0.11493 | 0.16733 | 0.15695 | 0 | 0 | -0.0034514 | 0.0026562 | 0.00061941 | 0.024737 | 0.0806 | 0.014304 | 0.019782
|  | 998.0024 | 0 | 0 | 0.12445 | 0.26335 | 0.21807 | 0.56133 | 0.20158 | 0.20052 | 0.2626 | 0.21861 | 0 | 0 | -0.0031021 | 0.0036175 | 0.0049595 | 0.024367 | 0.07876 | 0.015524 | 0.020265
|  | 998.2453 | 0 | 0 | -0.10049 | -0.26669 | -0.12306 | -0.35461 | 0.037971 | 0.14772 | 0.17512 | 0.18665 | 0 | 0 | 8.1472e-05 | 0.0018143 | 0.0071754 | 0.028006 | 0.079514 | 0.018543 | 0.021475
|  | 998.4883 | 0 | 0 | -0.13647 | -0.37679 | -0.12847 | -0.28171 | -0.039781 | 0.094086 | 0.15752 | 0.14173 | 0 | 0 | 0.003005 | 0.0018313 | 0.0081086 | 0.027085 | 0.080417 | 0.020082 | 0.022835
|  | 998.7312 | 0 | 0 | 0.12783 | 0.27857 | 0.22936 | 0.63251 | 0.21378 | 0.2158 | 0.28966 | 0.26159 | 0 | 0 | -0.00018967 | -0.004662 | 0.0065263 | 0.028357 | 0.076954 | 0.018222 | 0.023512
|  | 998.9742 | 0 | 0 | -0.17036 | -0.33269 | -0.10881 | -0.40384 | 0.012335 | 0.12888 | 0.15083 | 0.18249 | 0 | 0 | -0.0013477 | -0.0064377 | 0.0015458 | 0.033012 | 0.075836 | 0.016941 | 0.02333
|  | 999.2171 | 0 | 0 | 0.11872 | 0.15739 | 0.17692 | 0.68059 | 0.19984 | 0.21875 | 0.28064 | 0.27357 | 0 | 0 | -0.0008463 | -0.005873 | -0.0019825 | 0.027128 | 0.075216 | 0.016601 | 0.022466
|  | 999.4601 | 0 | 0 | -0.14907 | -0.34548 | -0.16376 | -0.22524 | 0.022009 | 0.1276 | 0.17401 | 0.19117 | 0 | 0 | -0.0022105 | -0.0093301 | -8.4902e-05 | 0.018857 | 0.072472 | 0.016286 | 0.021728
|  | 999.703 | 0 | 0 | 0.19628 | 0.3329 | 0.20854 | 0.67772 | 0.24378 | 0.22696 | 0.29561 | 0.2611 | 0 | 0 | -0.0058049 | -0.012865 | 0.0027766 | 0.015939 | 0.070193 | 0.016047 | 0.019726
|  | 999.946 | 0 | 0 | -0.20738 | -0.25319 | -0.1259 | -0.16828 | -0.010669 | 0.1312 | 0.19476 | 0.14579 | 0 | 0 | -0.0064396 | -0.0072811 | 0.0049398 | 0.02505 | 0.069987 | 0.01682 | 0.01996
|  | 1000.189 | 0 | 0 | 0.11768 | 0.29227 | 0.16883 | 0.57021 | 0.22603 | 0.20866 | 0.2932 | 0.25069 | 0 | 0 | -0.0048997 | -0.0024921 | 0.0027158 | 0.027392 | 0.06767 | 0.016404 | 0.020062
|  | 1000.432 | 0 | 0 | 0.0076123 | 0.017519 | 0.010062 | 0.033298 | 0.013006 | 0.011455 | 0.016157 | 0.013847 | 0 | 0 | -0.0023449 | -0.0036077 | 0.0018837 | 0.025317 | 0.066347 | 0.016798 | 0.020618
|  | 1000.6749 | 0 | 0 | 0 | 0 | 0 | 0 | 0 | 0 | 0 | 0 | 0 | 0 | -0.00071992 | -0.0019663 | 0.0049205 | 0.016321 | 0.067006 | 0.01875 | 0.02229
|  | 1000.9179 | 0 | 0 | 0 | 0 | 0 | 0 | 0 | 0 | 0 | 0 | 0 | 0 | -0.0014184 | -0.00069432 | 0.0060801 | 0.011025 | 0.067048 | 0.017457 | 0.021245
|  | 1001.1609 | 0 | 0 | 0 | 0 | 0 | 0 | 0 | 0 | 0 | 0 | 0 | 0 | -0.0055246 | -0.003292 | 0.0039963 | 0.0095871 | 0.066321 | 0.014383 | 0.020518
|  | 1001.4039 | 0 | 0 | 0 | 0 | 0 | 0 | 0 | 0 | 0 | 0 | 0 | 0 | -0.0077076 | -0.0024799 | 0.0040148 | 0.006356 | 0.064051 | 0.013568 | 0.0202
|  | 1001.6469 | 0 | 0 | 0 | 0 | 0 | 0 | 0 | 0 | 0 | 0 | 0 | 0 | -0.0046245 | -0.0047332 | 0.0040123 | 0.0047437 | 0.061433 | 0.014003 | 0.019263
|  | 1001.8899 | 0 | 0 | 0 | 0 | 0 | 0 | 0 | 0 | 0 | 0 | 0 | 0 | -0.00048502 | -0.0057638 | 0.0033445 | 0.014324 | 0.062568 | 0.01579 | 0.020975
|  | 1002.1329 | 0 | 0 | 0 | 0 | 0 | 0 | 0 | 0 | 0 | 0 | 0 | 0 | -0.0035698 | -0.004893 | 7.2261e-06 | 0.026761 | 0.061724 | 0.016804 | 0.022926
|  | 1002.3759 | 0 | 0 | 0 | 0 | 0 | 0 | 0 | 0 | 0 | 0 | 0 | 0 | -0.0049956 | -0.00019369 | -0.00028943 | 0.027776 | 0.061456 | 0.017879 | 0.023922
|  | 1002.619 | 0 | 0 | 0 | 0 | 0 | 0 | 0 | 0 | 0 | 0 | 0 | 0 | -0.0011265 | -0.0016197 | 0.0038646 | 0.020452 | 0.063956 | 0.01986 | 0.024986
|  | 1002.862 | 0 | 0 | 0 | 0 | 0 | 0 | 0 | 0 | 0 | 0 | 0 | 0 | -0.001452 | -0.0049375 | 0.0065004 | 0.020127 | 0.063019 | 0.018986 | 0.02396
|  | 1003.105 | 0 | 0 | 0 | 0 | 0 | 0 | 0 | 0 | 0 | 0 | 0 | 0 | -0.0040829 | -0.0018236 | 0.0046469 | 0.021248 | 0.058943 | 0.015703 | 0.021691
|  | 1003.348 | 0 | 0 | 0 | 0 | 0 | 0 | 0 | 0 | 0 | 0 | 0 | 0 | -0.006221 | 0.00018998 | 0.0032898 | 0.019677 | 0.057054 | 0.014353 | 0.022688
|  | 1003.5911 | 0 | 0 | 0 | 0 | 0 | 0 | 0 | 0 | 0 | 0 | 0 | 0 | -0.0041501 | -0.0062439 | 0.0035016 | 0.01018 | 0.055651 | 0.015537 | 0.023138
|  | 1003.8341 | 0 | 0 | 0 | 0 | 0 | 0 | 0 | 0 | 0 | 0 | 0 | 0 | 0.001499 | -0.005764 | 0.0045213 | 0.014325 | 0.056616 | 0.017421 | 0.022798
|  | 1004.0772 | 0 | 0 | 0 | 0 | 0 | 0 | 0 | 0 | 0 | 0 | 0 | 0 | 0.00030347 | 0.00064888 | 0.0011341 | 0.020742 | 0.057204 | 0.016997 | 0.022668
|  | 1004.3202 | 0 | 0 | 0 | 0 | 0 | 0 | 0 | 0 | 0 | 0 | 0 | 0 | 0.00011954 | -0.0038027 | -0.00064161 | 0.017414 | 0.05531 | 0.01674 | 0.023214
|  | 1004.5633 | 0 | 0 | 0 | 0 | 0 | 0 | 0 | 0 | 0 | 0 | 0 | 0 | 0.00056463 | -0.011348 | 0.0022495 | 0.018391 | 0.054207 | 0.016976 | 0.024098
|  | 1004.8063 | 0 | 0 | 0 | 0 | 0 | 0 | 0 | 0 | 0 | 0 | 0 | 0 | 0.00038669 | -0.0068604 | 0.0023827 | 0.02104 | 0.05253 | 0.017055 | 0.023941
|  | 1005.0494 | 0 | 0 | 0 | 0 | 0 | 0 | 0 | 0 | 0 | 0 | 0 | 0 | -0.0019911 | -0.00024696 | -0.00022006 | 0.0225 | 0.050874 | 0.016192 | 0.02183
|  | 1005.2925 | 0 | 0 | 0 | 0 | 0 | 0 | 0 | 0 | 0 | 0 | 0 | 0 | -0.002162 | 0.0017748 | 0.0017245 | 0.031057 | 0.051341 | 0.015369 | 0.022593
|  | 1005.5356 | 0 | 0 | 0 | 0 | 0 | 0 | 0 | 0 | 0 | 0 | 0 | 0 | -0.0010575 | -0.0082556 | 0.0029588 | 0.021044 | 0.050144 | 0.016118 | 0.024908
|  | 1005.7786 | 0 | 0 | 0 | 0 | 0 | 0 | 0 | 0 | 0 | 0 | 0 | 0 | -0.0016195 | -0.0058474 | 0.0035532 | 0.023233 | 0.049 | 0.016292 | 0.024755
|  | 1006.0217 | 0 | 0 | 0 | 0 | 0 | 0 | 0 | 0 | 0 | 0 | 0 | 0 | -0.0005056 | 0.001934 | 0.0042519 | 0.023351 | 0.047732 | 0.017002 | 0.024238
|  | 1006.2648 | 0 | 0 | 0 | 0 | 0 | 0 | 0 | 0 | 0 | 0 | 0 | 0 | -0.00010133 | -0.003877 | 0.0047632 | 0.017562 | 0.047633 | 0.017972 | 0.022398
|  | 1006.5079 | 0 | 0 | 0 | 0 | 0 | 0 | 0 | 0 | 0 | 0 | 0 | 0 | -0.0028811 | -0.0095046 | 0.0033613 | 0.017615 | 0.047718 | 0.017972 | 0.022653
|  | 1006.751 | 0 | 0 | 0 | 0 | 0 | 0 | 0 | 0 | 0 | 0 | 0 | 0 | -0.0051928 | -0.010379 | 0.0019198 | 0.016603 | 0.049123 | 0.018308 | 0.025261
|  | 1006.9941 | 0 | 0 | 0 | 0 | 0 | 0 | 0 | 0 | 0 | 0 | 0 | 0 | -0.0071166 | -0.013538 | 0.0050488 | 0.01614 | 0.048921 | 0.018217 | 0.024987
|  | 1007.2372 | 0 | 0 | 0 | 0 | 0 | 0 | 0 | 0 | 0 | 0 | 0 | 0 | -0.0011341 | -0.010683 | 0.0075324 | 0.011598 | 0.04833 | 0.018944 | 0.025283
|  | 1007.4803 | 0 | 0 | 0 | 0 | 0 | 0 | 0 | 0 | 0 | 0 | 0 | 0 | 0.0026131 | -0.0050206 | 0.0017863 | 0.0082891 | 0.048039 | 0.019421 | 0.025236
|  | 1007.7234 | 0 | 0 | 0 | 0 | 0 | 0 | 0 | 0 | 0 | 0 | 0 | 0 | 0.0033215 | 0.00072748 | 0.0048096 | 0.012911 | 0.049142 | 0.02198 | 0.027241
|  | 1007.9666 | 0 | 0 | 0 | 0 | 0 | 0 | 0 | 0 | 0 | 0 | 0 | 0 | 0.0035609 | 0.00089006 | 0.0083576 | 0.013976 | 0.05136 | 0.022643 | 0.02923
|  | 1008.2097 | 0 | 0 | 0 | 0 | 0 | 0 | 0 | 0 | 0 | 0 | 0 | 0 | 0.0029094 | 0.00163 | 0.0060628 | 0.011684 | 0.050769 | 0.021395 | 0.029274
|  | 1008.4528 | 0 | 0 | 0 | 0 | 0 | 0 | 0 | 0 | 0 | 0 | 0 | 0 | 0.016179 | 0.035482 | 0.020978 | 0.068479 | 0.059954 | 0.025447 | 0.034736
|  | 1008.696 | 0 | 0 | 0 | 0 | 0 | 0 | 0 | 0 | 0 | 0 | 0 | 0 | -0.0016662 | 0.0032069 | 0.0061874 | 0.022844 | 0.048784 | 0.020449 | 0.027792
|  | 1008.9391 | 0 | 0 | 0 | 0 | 0 | 0 | 0 | 0 | 0 | 0 | 0 | 0 | -0.0045247 | -0.0065137 | 0.0047922 | 0.017889 | 0.046484 | 0.019776 | 0.026085
|  | 1009.1822 | 0 | 0 | 0 | 0 | 0 | 0 | 0 | 0 | 0 | 0 | 0 | 0 | -0.0050217 | -0.0072528 | 0.001626 | 0.016364 | 0.044344 | 0.018705 | 0.023946
|  | 1009.4254 | 0 | 0 | 0 | 0 | 0 | 0 | 0 | 0 | 0 | 0 | 0 | 0 | -0.0027779 | 0.0014607 | 0.0022765 | 0.021472 | 0.043078 | 0.019202 | 0.025045
|  | 1009.6685 | 0 | 0 | 0 | 0 | 0 | 0 | 0 | 0 | 0 | 0 | 0 | 0 | -0.0043536 | -0.0056191 | 0.0026612 | 0.02031 | 0.042741 | 0.016791 | 0.026559
|  | 1009.9117 | 0 | 0 | 0 | 0 | 0 | 0 | 0 | 0 | 0 | 0 | 0 | 0 | -0.0060215 | -0.0091898 | 0.0031208 | 0.024954 | 0.043511 | 0.016504 | 0.02455
|  | 1010.1549 | 0 | 0 | 0 | 0 | 0 | 0 | 0 | 0 | 0 | 0 | 0 | 0 | -0.011505 | -0.0034955 | 0.0022267 | 0.035655 | 0.039869 | 0.017519 | 0.022604
|  | 1010.398 | 0 | 0 | 0 | 0 | 0 | 0 | 0 | 0 | 0 | 0 | 0 | 0 | -0.0078911 | -0.010108 | 0.0048441 | 0.040315 | 0.040089 | 0.017283 | 0.024033
|  | 1010.6412 | 0 | 0 | 0 | 0 | 0 | 0 | 0 | 0 | 0 | 0 | 0 | 0 | 0.0013796 | -0.0087997 | 0.0064029 | 0.035072 | 0.041463 | 0.021082 | 0.026658
|  | 1010.8844 | 0 | 0 | 0 | 0 | 0 | 0 | 0 | 0 | 0 | 0 | 0 | 0 | -0.00014398 | 0.00051793 | 0.0054693 | 0.027682 | 0.042809 | 0.022263 | 0.026446
|  | 1011.1275 | 0 | 0 | 0 | 0 | 0 | 0 | 0 | 0 | 0 | 0 | 0 | 0 | -0.0025847 | -0.0039264 | 0.0019102 | 0.022974 | 0.042155 | 0.019847 | 0.026239
|  | 1011.3707 | 0 | 0 | 0 | 0 | 0 | 0 | 0 | 0 | 0 | 0 | 0 | 0 | -0.0029436 | -0.003827 | 0.001762 | 0.028652 | 0.03929 | 0.020004 | 0.027679
|  | 1011.6139 | 0 | 0 | 0 | 0 | 0 | 0 | 0 | 0 | 0 | 0 | 0 | 0 | -0.0088122 | -0.0048222 | 0.00095552 | 0.022878 | 0.038591 | 0.01725 | 0.024916
|  | 1011.8571 | 0 | 0 | 0 | 0 | 0 | 0 | 0 | 0 | 0 | 0 | 0 | 0 | -0.0077004 | -0.0071461 | 0.0045569 | 0.011921 | 0.041101 | 0.017354 | 0.02604
|  | 1012.1003 | 0 | 0 | 0 | 0 | 0 | 0 | 0 | 0 | 0 | 0 | 0 | 0 | -0.007503 | -0.0056801 | 0.010087 | 0.0069458 | 0.03994 | 0.019388 | 0.027931
|  | 1012.3435 | 0 | 0 | 0 | 0 | 0 | 0 | 0 | 0 | 0 | 0 | 0 | 0 | -0.0011073 | -0.0064738 | 0.0091842 | 0.011007 | 0.03793 | 0.02032 | 0.02688
|  | 1012.5867 | 0 | 0 | 0 | 0 | 0 | 0 | 0 | 0 | 0 | 0 | 0 | 0 | 0.00080781 | -0.0048532 | 0.0049855 | 0.023044 | 0.040397 | 0.022283 | 0.026801
|  | 1012.8299 | 0 | 0 | 0 | 0 | 0 | 0 | 0 | 0 | 0 | 0 | 0 | 0 | -0.0025436 | -0.00012924 | 0.0038456 | 0.030349 | 0.040623 | 0.022885 | 0.02813
|  | 1013.0731 | 0 | 0 | 0 | 0 | 0 | 0 | 0 | 0 | 0 | 0 | 0 | 0 | 0.0007299 | -0.0004886 | 0.0023192 | 0.014081 | 0.037814 | 0.02411 | 0.03002
|  | 1013.3164 | 0 | 0 | 0 | 0 | 0 | 0 | 0 | 0 | 0 | 0 | 0 | 0 | -0.0034339 | -0.0065379 | 0.0051462 | 0.024241 | 0.037388 | 0.023946 | 0.030934
|  | 1013.5596 | 0 | 0 | 0 | 0 | 0 | 0 | 0 | 0 | 0 | 0 | 0 | 0 | -0.0055817 | -0.0098048 | 0.0048773 | 0.026004 | 0.037477 | 0.022359 | 0.028909
|  | 1013.8028 | 0 | 0 | 0 | 0 | 0 | 0 | 0 | 0 | 0 | 0 | 0 | 0 | -0.0026947 | -0.0043056 | 0.00037835 | 0.020855 | 0.037023 | 0.02146 | 0.027759
|  | 1014.046 | 0 | 0 | 0 | 0 | 0 | 0 | 0 | 0 | 0 | 0 | 0 | 0 | -0.0046289 | -0.0060032 | 0.0019689 | 0.024151 | 0.034886 | 0.019092 | 0.026926
|  | 1014.2893 | 0 | 0 | 0 | 0 | 0 | 0 | 0 | 0 | 0 | 0 | 0 | 0 | -0.0025162 | -0.0052698 | 0.0070342 | 0.028332 | 0.03674 | 0.022208 | 0.030548
|  | 1014.5325 | 0 | 0 | 0 | 0 | 0 | 0 | 0 | 0 | 0 | 0 | 0 | 0 | -0.00058355 | -0.0043941 | 0.0034596 | 0.027834 | 0.035172 | 0.022354 | 0.03046
|  | 1014.7758 | 0 | 0 | 0 | 0 | 0 | 0 | 0 | 0 | 0 | 0 | 0 | 0 | -0.0062307 | -0.0061548 | 0.0010322 | 0.038247 | 0.034826 | 0.02037 | 0.028593
|  | 1015.019 | 0 | 0 | 0 | 0 | 0 | 0 | 0 | 0 | 0 | 0 | 0 | 0 | -0.0049757 | -0.0061632 | 0.0033187 | 0.037125 | 0.036585 | 0.022008 | 0.030963
|  | 1015.2623 | 0 | 0 | 0 | 0 | 0 | 0 | 0 | 0 | 0 | 0 | 0 | 0 | 0.0023328 | -0.0055756 | 0.0066196 | 0.030802 | 0.036024 | 0.023678 | 0.032116
|  | 1015.5055 | 0 | 0 | 0 | 0 | 0 | 0 | 0 | 0 | 0 | 0 | 0 | 0 | 0.0071473 | -0.00506 | 0.0067252 | 0.040402 | 0.038769 | 0.022909 | 0.032489
|  | 1015.7488 | 0 | 0 | 0 | 0 | 0 | 0 | 0 | 0 | 0 | 0 | 0 | 0 | 0.00056225 | -0.0030854 | 0.0045279 | 0.030743 | 0.038277 | 0.021318 | 0.032052
|  | 1015.9921 | 0 | 0 | 0 | 0 | 0 | 0 | 0 | 0 | 0 | 0 | 0 | 0 | -0.0079147 | -0.0050256 | 0.0046434 | 0.030166 | 0.035133 | 0.020873 | 0.03046
|  | 1016.2354 | 0 | 0 | 0 | 0 | 0 | 0 | 0 | 0 | 0 | 0 | 0 | 0 | -0.0060198 | -0.00040124 | 0.0031039 | 0.025027 | 0.033934 | 0.020134 | 0.0287
|  | 1016.4786 | 0 | 0 | 0 | 0 | 0 | 0 | 0 | 0 | 0 | 0 | 0 | 0 | -0.0067055 | -0.001932 | 0.0043372 | 0.028411 | 0.032435 | 0.019764 | 0.027837
|  | 1016.7219 | 0 | 0 | 0 | 0 | 0 | 0 | 0 | 0 | 0 | 0 | 0 | 0 | -0.008024 | 0.0012363 | 0.002831 | 0.036187 | 0.033463 | 0.022368 | 0.030908
|  | 1016.9652 | 0 | 0 | 0 | 0 | 0 | 0 | 0 | 0 | 0 | 0 | 0 | 0 | -0.0020667 | -0.0026839 | 0.0015085 | 0.013945 | 0.032528 | 0.023294 | 0.033198
|  | 1017.2085 | 0 | 0 | 0 | 0 | 0 | 0 | 0 | 0 | 0 | 0 | 0 | 0 | -5.6171e-05 | -0.012865 | 0.00067702 | 0.018156 | 0.030323 | 0.021347 | 0.030422
|  | 1017.4518 | 0 | 0 | 0 | 0 | 0 | 0 | 0 | 0 | 0 | 0 | 0 | 0 | -0.0033214 | -0.00441 | 0.0013773 | 0.045448 | 0.034716 | 0.021752 | 0.030677
|  | 1017.6951 | 0 | 0 | 0 | 0 | 0 | 0 | 0 | 0 | 0 | 0 | 0 | 0 | -0.0079123 | -0.0040555 | 0.0009671 | 0.03852 | 0.035305 | 0.022513 | 0.031442
|  | 1017.9384 | 0 | 0 | 0 | 0 | 0 | 0 | 0 | 0 | 0 | 0 | 0 | 0 | -0.0067978 | -0.0014895 | -0.0018748 | 0.035554 | 0.033371 | 0.024463 | 0.031881
|  | 1018.1817 | 0 | 0 | 0 | 0 | 0 | 0 | 0 | 0 | 0 | 0 | 0 | 0 | -0.0062754 | -0.0078164 | -0.0032871 | 0.042778 | 0.031691 | 0.023099 | 0.029734
|  | 1018.425 | 0 | 0 | 0 | 0 | 0 | 0 | 0 | 0 | 0 | 0 | 0 | 0 | -0.0056842 | -0.013801 | -0.0038213 | 0.029598 | 0.030402 | 0.020086 | 0.027628
|  | 1018.6683 | 0 | 0 | 0 | 0 | 0 | 0 | 0 | 0 | 0 | 0 | 0 | 0 | -0.0023961 | -0.0013018 | -0.0002902 | 0.020929 | 0.030255 | 0.020263 | 0.029589
|  | 1018.9116 | 0 | 0 | 0 | 0 | 0 | 0 | 0 | 0 | 0 | 0 | 0 | 0 | -0.0015179 | -0.0015686 | 0.005817 | 0.030831 | 0.03053 | 0.023209 | 0.030313
|  | 1019.155 | 0 | 0 | 0 | 0 | 0 | 0 | 0 | 0 | 0 | 0 | 0 | 0 | 0.0012714 | -0.0043367 | 0.011231 | 0.041034 | 0.034121 | 0.027902 | 0.035703
|  | 1019.3983 | 0 | 0 | 0 | 0 | 0 | 0 | 0 | 0 | 0 | 0 | 0 | 0 | 0.0051645 | 0.00061725 | 0.014256 | 0.04691 | 0.041657 | 0.031345 | 0.042243
|  | 1019.6416 | 0 | 0 | 0 | 0 | 0 | 0 | 0 | 0 | 0 | 0 | 0 | 0 | 0.0071602 | 0.0002571 | 0.011543 | 0.034594 | 0.041552 | 0.030566 | 0.038857
|  | 1019.885 | 0 | 0 | 0 | 0 | 0 | 0 | 0 | 0 | 0 | 0 | 0 | 0 | 0.0010056 | 0.0022422 | 0.0080643 | 0.025706 | 0.0356 | 0.027419 | 0.032905
|  | 1020.1283 | 0 | 0 | 0 | 0 | 0 | 0 | 0 | 0 | 0 | 0 | 0 | 0 | -0.00045127 | 0.0003303 | 0.0049285 | 0.02076 | 0.034479 | 0.027 | 0.033295
|  | 1020.3717 | 0 | 0 | 0 | 0 | 0 | 0 | 0 | 0 | 0 | 0 | 0 | 0 | -0.0072201 | -0.0042667 | 0.0028382 | 0.014651 | 0.029745 | 0.022703 | 0.031113
|  | 1020.615 | 0 | 0 | 0 | 0 | 0 | 0 | 0 | 0 | 0 | 0 | 0 | 0 | -0.013489 | -0.009732 | 0.0024874 | 0.01471 | 0.026413 | 0.019088 | 0.026575
|  | 1020.8584 | 0 | 0 | 0 | 0 | 0 | 0 | 0 | 0 | 0 | 0 | 0 | 0 | -0.0052727 | -0.0052565 | 0.006937 | 0.020552 | 0.032479 | 0.022707 | 0.030038
|  | 1021.1017 | 0 | 0 | 0 | 0 | 0 | 0 | 0 | 0 | 0 | 0 | 0 | 0 | -0.00085925 | 0.0003714 | 0.0060917 | 0.014167 | 0.031572 | 0.023755 | 0.032277
|  | 1021.3451 | 0 | 0 | 0 | 0 | 0 | 0 | 0 | 0 | 0 | 0 | 0 | 0 | -0.00075328 | -0.005103 | 0.00077486 | 0.020621 | 0.029443 | 0.024196 | 0.030866
|  | 1021.5885 | 0 | 0 | 0 | 0 | 0 | 0 | 0 | 0 | 0 | 0 | 0 | 0 | -0.0014921 | -0.012414 | 0.00078671 | 0.034783 | 0.03118 | 0.024185 | 0.029588
|  | 1021.8319 | 0 | 0 | 0 | 0 | 0 | 0 | 0 | 0 | 0 | 0 | 0 | 0 | -0.0020334 | -0.0093679 | 0.0029717 | 0.036658 | 0.033009 | 0.023414 | 0.030425
|  | 1022.0752 | 0 | 0 | 0 | 0 | 0 | 0 | 0 | 0 | 0 | 0 | 0 | 0 | -0.0065253 | -0.011467 | 0.0040146 | 0.023329 | 0.031081 | 0.021665 | 0.030661
|  | 1022.3186 | 0 | 0 | 0 | 0 | 0 | 0 | 0 | 0 | 0 | 0 | 0 | 0 | -0.0073588 | -0.013633 | 0.0092399 | 0.019284 | 0.033036 | 0.022179 | 0.034609
|  | 1022.562 | 0 | 0 | 0 | 0 | 0 | 0 | 0 | 0 | 0 | 0 | 0 | 0 | -0.0042152 | 0.016695 | 0.01381 | 0.031554 | 0.034552 | 0.025088 | 0.035944
|  | 1022.8054 | 0 | 0 | 0 | 0 | 0 | 0 | 0 | 0 | 0 | 0 | 0 | 0 | -0.0026613 | 0.032531 | 0.011902 | 0.045629 | 0.031899 | 0.025405 | 0.03303
|  | 1023.0488 | 0 | 0 | 0 | 0 | 0 | 0 | 0 | 0 | 0 | 0 | 0 | 0 | -0.0038129 | 0.010293 | 0.0045774 | 0.03402 | 0.028228 | 0.022909 | 0.031714
|  | 1023.2922 | 0 | 0 | 0 | 0 | 0 | 0 | 0 | 0 | 0 | 0 | 0 | 0 | -0.0059776 | 0.0029547 | 0.0018989 | 0.022308 | 0.026117 | 0.021859 | 0.029591
|  | 1023.5356 | 0 | 0 | 0 | 0 | 0 | 0 | 0 | 0 | 0 | 0 | 0 | 0 | -0.0077014 | -0.0016008 | 0.0015595 | 0.016953 | 0.025517 | 0.020824 | 0.025621
|  | 1023.779 | 0 | 0 | 0 | 0 | 0 | 0 | 0 | 0 | 0 | 0 | 0 | 0 | -0.0021295 | -0.0020692 | -0.00064556 | 0.011481 | 0.025978 | 0.023187 | 0.026972
|  | 1024.0224 | 0 | 0 | 0 | 0 | 0 | 0 | 0 | 0 | 0 | 0 | 0 | 0 | -0.0017021 | -0.0057598 | -0.0018776 | 0.0070793 | 0.028749 | 0.022783 | 0.030304
|  | 1024.2658 | 0 | 0 | 0 | 0 | 0 | 0 | 0 | 0 | 0 | 0 | 0 | 0 | -0.0054121 | -0.0090193 | 0.002188 | 0.019174 | 0.029642 | 0.019024 | 0.031474
|  | 1024.5093 | 0 | 0 | 0 | 0 | 0 | 0 | 0 | 0 | 0 | 0 | 0 | 0 | -0.0058074 | -0.0072161 | 0.0051377 | 0.040559 | 0.025846 | 0.019192 | 0.032436
|  | 1024.7527 | 0 | 0 | 0 | 0 | 0 | 0 | 0 | 0 | 0 | 0 | 0 | 0 | -0.0060395 | -0.0030328 | 0.0065639 | 0.044379 | 0.027561 | 0.020472 | 0.030875
|  | 1024.9961 | 0 | 0 | 0 | 0 | 0 | 0 | 0 | 0 | 0 | 0 | 0 | 0 | -0.0056102 | -0.0020136 | 0.0055295 | 0.029005 | 0.030496 | 0.023449 | 0.030957
|  | 1025.2395 | 0 | 0 | 0 | 0 | 0 | 0 | 0 | 0 | 0 | 0 | 0 | 0 | -0.0023766 | -0.0064814 | 0.0043525 | 0.026824 | 0.028782 | 0.024705 | 0.032712
|  | 1025.483 | 0 | 0 | 0 | 0 | 0 | 0 | 0 | 0 | 0 | 0 | 0 | 0 | -0.0063798 | -0.017357 | 0.0036958 | 0.028977 | 0.026966 | 0.020848 | 0.029073
|  | 1025.7264 | 0 | 0 | 0 | 0 | 0 | 0 | 0 | 0 | 0 | 0 | 0 | 0 | -0.0072129 | -0.018002 | 0.0053344 | 0.031393 | 0.025104 | 0.01978 | 0.026823
|  | 1025.9699 | 0 | 0 | 0 | 0 | 0 | 0 | 0 | 0 | 0 | 0 | 0 | 0 | -0.0057766 | -0.014161 | 0.0047826 | 0.025355 | 0.022372 | 0.019235 | 0.027496
|  | 1026.2133 | 0 | 0 | 0 | 0 | 0 | 0 | 0 | 0 | 0 | 0 | 0 | 0 | -0.0045518 | -0.0062036 | 0.0056164 | 0.023911 | 0.024593 | 0.019379 | 0.027758
|  | 1026.4568 | 0 | 0 | 0 | 0 | 0 | 0 | 0 | 0 | 0 | 0 | 0 | 0 | -0.0019721 | -0.0040427 | 0.010339 | 0.030323 | 0.026944 | 0.022956 | 0.029078
|  | 1026.7002 | 0 | 0 | 0 | 0 | 0 | 0 | 0 | 0 | 0 | 0 | 0 | 0 | -0.0023584 | -0.0092307 | 0.0084129 | 0.028678 | 0.027017 | 0.024161 | 0.029952
|  | 1026.9437 | 0 | 0 | 0 | 0 | 0 | 0 | 0 | 0 | 0 | 0 | 0 | 0 | -0.0086283 | -0.012957 | 0.0031943 | 0.019773 | 0.027334 | 0.021926 | 0.027773
|  | 1027.1872 | 0 | 0 | 0 | 0 | 0 | 0 | 0 | 0 | 0 | 0 | 0 | 0 | -0.00779 | -0.0098347 | 0.0066541 | 0.031488 | 0.028674 | 0.022062 | 0.028989
|  | 1027.4306 | 0 | 0 | 0 | 0 | 0 | 0 | 0 | 0 | 0 | 0 | 0 | 0 | -0.0063228 | -0.0099279 | 0.0048216 | 0.036598 | 0.026753 | 0.022458 | 0.031371
[13 empty] | 0 | 0 | -0.0080907 | -0.0087367 | 0.00082252 | 0.036235 | 0.024983 | 0.02104 | 0.030228
[13 empty] | 0 | 0 | -0.0064061 | -0.0021021 | 0.001647 | 0.034466 | 0.024776 | 0.020045 | 0.029713
[13 empty] | 0 | 0 | -0.0091982 | -0.0022321 | 0.0048472 | 0.026357 | 0.02477 | 0.020477 | 0.030087
[13 empty] | 0 | 0 | -0.0089722 | 0.0012079 | 0.010264 | 0.022496 | 0.025444 | 0.022178 | 0.029028
[13 empty] | 0 | 0 | -0.0046031 | 0.0087181 | 0.012176 | 0.017642 | 0.024171 | 0.023617 | 0.029731
[13 empty] | 0 | 0 | -0.0055364 | 0.0080545 | 0.0079386 | 0.011524 | 0.024414 | 0.024687 | 0.031482
[13 empty] | 0 | 0 | -0.0052909 | 0.0023362 | 0.0036619 | 0.020064 | 0.026139 | 0.024493 | 0.032066
[13 empty] | 0 | 0 | -0.005296 | -0.008168 | -0.0017426 | 0.021652 | 0.021861 | 0.021001 | 0.030471
[13 empty] | 0 | 0 | -0.0068623 | -0.010116 | -0.00091266 | 0.015343 | 0.019714 | 0.018603 | 0.028773
[13 empty] | 0 | 0 | -0.0054088 | -0.0083621 | 0.0035671 | 0.015917 | 0.023457 | 0.019975 | 0.028315
[13 empty] | 0 | 0 | -0.0030666 | -0.0025414 | 0.0058873 | 0.019997 | 0.025735 | 0.022627 | 0.029319
[13 empty] | 0 | 0 | -0.0058825 | -0.0047864 | 0.0039491 | 0.022871 | 0.024019 | 0.022006 | 0.029714
[13 empty] | 0 | 0 | -0.006729 | -0.014346 | 0.0020564 | 0.031012 | 0.023658 | 0.021605 | 0.030025
[13 empty] | 0 | 0 | -0.0052396 | -0.012937 | -0.001296 | 0.029484 | 0.022525 | 0.021869 | 0.030586
[13 empty] | 0 | 0 | -0.0068555 | -0.008213 | -0.0010932 | 0.021755 | 0.022615 | 0.021717 | 0.03115
[13 empty] | 0 | 0 | -0.005757 | -0.006189 | 0.00064896 | 0.025853 | 0.025722 | 0.022077 | 0.032112
[13 empty] | 0 | 0 | 0.00064558 | 0.0032998 | -0.00022039 | 0.033968 | 0.026777 | 0.02353 | 0.032676
[13 empty] | 0 | 0 | -0.0017925 | 0.0031497 | -0.0014727 | 0.027835 | 0.023756 | 0.023363 | 0.029447
[13 empty] | 0 | 0 | -0.0027453 | 0.0032529 | 0.0026616 | 0.032265 | 0.02572 | 0.025093 | 0.03016
[13 empty] | 0 | 0 | -0.0028962 | 0.0068255 | 0.0049029 | 0.040599 | 0.026002 | 0.025147 | 0.031592
[13 empty] | 0 | 0 | -0.0028473 | -0.00061983 | 0.007653 | 0.045903 | 0.023776 | 0.022814 | 0.030337
[13 empty] | 0 | 0 | -0.0025116 | -0.0095755 | 0.0095622 | 0.047353 | 0.023068 | 0.022996 | 0.030476
[13 empty] | 0 | 0 | -0.0019584 | -0.0090874 | 0.0076737 | 0.040567 | 0.022393 | 0.023894 | 0.03089
[13 empty] | 0 | 0 | 0.0015409 | -0.011696 | 0.0063677 | 0.027702 | 0.020545 | 0.023548 | 0.03081
[13 empty] | 0 | 0 | 0.00012248 | -0.011111 | 0.005334 | 0.020619 | 0.021826 | 0.022239 | 0.030233
[13 empty] | 0 | 0 | -0.0059189 | -0.0053499 | 0.0012924 | 0.020705 | 0.024083 | 0.02011 | 0.028966
[13 empty] | 0 | 0 | -0.0058895 | 0.00075058 | -0.00013308 | 0.035225 | 0.023548 | 0.018422 | 0.02838
[13 empty] | 0 | 0 | -0.0018482 | -0.00064135 | 0.0032427 | 0.038772 | 0.022222 | 0.018462 | 0.027827
[13 empty] | 0 | 0 | 0.0003508 | -0.0055902 | 0.0073863 | 0.031378 | 0.022862 | 0.02039 | 0.029508
[13 empty] | 0 | 0 | -0.00042713 | -0.0033374 | 0.0086265 | 0.033152 | 0.023135 | 0.021888 | 0.032496
[13 empty] | 0 | 0 | -0.0020421 | -0.0022786 | 0.0073645 | 0.036451 | 0.021152 | 0.021585 | 0.031628
[13 empty] | 0 | 0 | -0.0063558 | -0.0080157 | 0.0049483 | 0.031749 | 0.021234 | 0.020982 | 0.028517
[13 empty] | 0 | 0 | -0.0090972 | -0.007164 | 0.0039491 | 0.029211 | 0.02299 | 0.020259 | 0.026498
[13 empty] | 0 | 0 | -0.006348 | -0.0060468 | 0.003413 | 0.022447 | 0.020793 | 0.019568 | 0.025182
[13 empty] | 0 | 0 | 0.0017693 | -0.0024856 | 0.0081682 | 0.024216 | 0.021824 | 0.022055 | 0.027967
[13 empty] | 0 | 0 | 0.0029485 | -0.0011239 | 0.011576 | 0.036504 | 0.023803 | 0.023695 | 0.030315
[13 empty] | 0 | 0 | 0.00010821 | -0.00098983 | 0.0097492 | 0.037672 | 0.022385 | 0.023966 | 0.029895
[13 empty] | 0 | 0 | -0.0014303 | 0.0035651 | 0.0072576 | 0.028275 | 0.021562 | 0.025833 | 0.031598
[13 empty] | 0 | 0 | -0.0058047 | 0.010517 | 0.0060431 | 0.033496 | 0.023004 | 0.02553 | 0.03268
[13 empty] | 0 | 0 | -0.0088252 | 0.0096661 | 0.0050252 | 0.031221 | 0.024413 | 0.022781 | 0.029584
[13 empty] | 0 | 0 | -0.0074556 | 0.0045407 | 0.006611 | 0.027184 | 0.024699 | 0.022082 | 0.02738
[13 empty] | 0 | 0 | -0.0034878 | 0.0034283 | 0.0074441 | 0.03666 | 0.024129 | 0.022671 | 0.028936
[13 empty] | 0 | 0 | 0.00072698 | 0.0067148 | 0.0082718 | 0.043341 | 0.025429 | 0.023879 | 0.032065
[13 empty] | 0 | 0 | -0.00090454 | 0.0046685 | 0.0081552 | 0.031194 | 0.025287 | 0.024385 | 0.031659
[13 empty] | 0 | 0 | -0.0046308 | -0.00071038 | 0.0051967 | 0.026666 | 0.023312 | 0.022632 | 0.028079
[13 empty] | 0 | 0 | -0.0072119 | -0.0049166 | 0.0041499 | 0.032668 | 0.021042 | 0.020627 | 0.025873
[13 empty] | 0 | 0 | -0.0092295 | 0.00085325 | 0.0085495 | 0.037969 | 0.01996 | 0.020757 | 0.027142
[13 empty] | 0 | 0 | -0.005925 | 0.0064445 | 0.012847 | 0.039676 | 0.022229 | 0.02142 | 0.029957
[13 empty] | 0 | 0 | 0.003234 | 0.0051041 | 0.012591 | 0.03551 | 0.025697 | 0.022789 | 0.033165
[13 empty] | 0 | 0 | 0.00034595 | 0.0027399 | 0.0054335 | 0.03288 | 0.024501 | 0.023061 | 0.031312
[13 empty] | 0 | 0 | -0.0053235 | 0.0011893 | 0.0020606 | 0.03364 | 0.023263 | 0.022652 | 0.029531
[13 empty] | 0 | 0 | -0.0010902 | -0.0037295 | 0.0026496 | 0.020007 | 0.02252 | 0.02337 | 0.032387
[13 empty] | 0 | 0 | 0.0056115 | -0.0091785 | 0.0019174 | 0.016158 | 0.023589 | 0.024483 | 0.03393
[13 empty] | 0 | 0 | 0.0038989 | -0.011522 | 0.0011513 | 0.02542 | 0.025218 | 0.023279 | 0.033426
[13 empty] | 0 | 0 | -0.0063526 | -0.011293 | 0.0029648 | 0.029026 | 0.02242 | 0.021893 | 0.032173
[13 empty] | 0 | 0 | -0.010231 | -0.015435 | 0.0034815 | 0.031433 | 0.017973 | 0.021982 | 0.030619
[13 empty] | 0 | 0 | -0.0027709 | -0.0089511 | 0.0029847 | 0.043433 | 0.019237 | 0.022107 | 0.031881
[13 empty] | 0 | 0 | -0.00040023 | -0.0048171 | 0.0020009 | 0.044833 | 0.023285 | 0.02182 | 0.032203
[13 empty] | 0 | 0 | -0.0016341 | -0.012472 | 0.0029968 | 0.036328 | 0.025681 | 0.022251 | 0.03211
[13 empty] | 0 | 0 | -0.0024641 | -0.012415 | 0.0043551 | 0.02518 | 0.02351 | 0.022383 | 0.031654
[13 empty] | 0 | 0 | -0.0029309 | -0.0041005 | 0.0062131 | 0.026499 | 0.021757 | 0.022436 | 0.030517
[13 empty] | 0 | 0 | -0.0013657 | -0.0026477 | 0.0080743 | 0.037094 | 0.022157 | 0.022793 | 0.031313
[13 empty] | 0 | 0 | -0.0019213 | -0.0054139 | 0.0069892 | 0.043285 | 0.021929 | 0.021919 | 0.03226
[13 empty] | 0 | 0 | -0.0078055 | -0.010013 | 0.0033444 | 0.037308 | 0.020307 | 0.019837 | 0.030441
[13 empty] | 0 | 0 | -0.0091647 | -0.0078662 | 0.0032283 | 0.035592 | 0.021153 | 0.021202 | 0.029374
[13 empty] | 0 | 0 | -0.006653 | -0.0030033 | 0.0056786 | 0.034415 | 0.022935 | 0.024795 | 0.030475
[13 empty] | 0 | 0 | -0.0037472 | -0.0025544 | 0.0060773 | 0.030588 | 0.023433 | 0.026688 | 0.032099
[13 empty] | 0 | 0 | -0.0019293 | -0.0023012 | 0.0032782 | 0.032679 | 0.023084 | 0.024975 | 0.032999
[13 empty] | 0 | 0 | -0.0036442 | -0.0023979 | 0.0056758 | 0.03808 | 0.021848 | 0.023211 | 0.031054
[13 empty] | 0 | 0 | -0.0071187 | -0.0044425 | 0.0090937 | 0.031633 | 0.01941 | 0.023252 | 0.02865
[13 empty] | 0 | 0 | -0.003691 | -0.00049158 | 0.01052 | 0.036304 | 0.020473 | 0.024701 | 0.031539
[13 empty] | 0 | 0 | -0.0060774 | -0.00049721 | 0.0066904 | 0.036554 | 0.020481 | 0.024845 | 0.031783
[13 empty] | 0 | 0 | -0.0096179 | -0.0031049 | 0.0020688 | 0.028958 | 0.019352 | 0.024309 | 0.029018
[13 empty] | 0 | 0 | -0.0022609 | -0.0067905 | 0.0034806 | 0.033118 | 0.019048 | 0.025773 | 0.030156
[13 empty] | 0 | 0 | -0.0012029 | -0.010033 | 0.0024743 | 0.034927 | 0.017961 | 0.02488 | 0.030718
[13 empty] | 0 | 0 | -0.0066406 | -0.011907 | -0.0015081 | 0.028716 | 0.017438 | 0.021384 | 0.029607
[13 empty] | 0 | 0 | -0.0078713 | -0.004552 | 0.0035484 | 0.025194 | 0.016969 | 0.019896 | 0.029699
[13 empty] | 0 | 0 | -0.006675 | 0.0063635 | 0.0085881 | 0.030625 | 0.01891 | 0.021354 | 0.030579
[13 empty] | 0 | 0 | -0.0038905 | 0.0040959 | 0.004588 | 0.035508 | 0.022339 | 0.023797 | 0.031566
[13 empty] | 0 | 0 | -0.0023728 | -0.012235 | -0.00031431 | 0.023734 | 0.020119 | 0.023933 | 0.029988
[13 empty] | 0 | 0 | -0.0045442 | -0.01507 | 0.0013114 | 0.021735 | 0.0193 | 0.023889 | 0.029969
[13 empty] | 0 | 0 | -0.0037681 | -0.0010452 | 0.0047823 | 0.034393 | 0.02314 | 0.026323 | 0.032936
[13 empty] | 0 | 0 | -0.000756 | 0.0037429 | 0.0076803 | 0.041917 | 0.026071 | 0.029556 | 0.034199
[13 empty] | 0 | 0 | -0.0062928 | -0.00054977 | 0.0072613 | 0.028688 | 0.024138 | 0.026786 | 0.033254
[13 empty] | 0 | 0 | -0.005329 | 0.0029053 | 0.0056628 | 0.021342 | 0.023579 | 0.023911 | 0.033395
[13 empty] | 0 | 0 | -0.0014635 | -0.0022138 | 0.0040262 | 0.031293 | 0.026 | 0.025356 | 0.032745
[13 empty] | 0 | 0 | -0.0013195 | -0.009502 | 0.0032608 | 0.039367 | 0.023922 | 0.025321 | 0.032692
[13 empty] | 0 | 0 | -0.0039068 | -0.001887 | 0.0036722 | 0.038309 | 0.020336 | 0.024018 | 0.033665
[13 empty] | 0 | 0 | -0.0055611 | 0.0072312 | 0.0079994 | 0.043644 | 0.022536 | 0.025245 | 0.035398
[13 empty] | 0 | 0 | -0.0022257 | 0.0022074 | 0.0091342 | 0.038675 | 0.026755 | 0.027862 | 0.037186
[13 empty] | 0 | 0 | 0.0030337 | 0.0034351 | 0.0078388 | 0.037952 | 0.030454 | 0.030129 | 0.038394
[13 empty] | 0 | 0 | 0.0046447 | 0.0069138 | 0.0062897 | 0.041502 | 0.026541 | 0.027302 | 0.036281
[13 empty] | 0 | 0 | 0.0016174 | 0.0046458 | 0.0060767 | 0.036861 | 0.021716 | 0.021954 | 0.032752
[13 empty] | 0 | 0 | -0.0030465 | 0.0019838 | 0.005279 | 0.02461 | 0.022623 | 0.021205 | 0.033471
[13 empty] | 0 | 0 | -0.0056048 | 0.0065714 | 0.0028589 | 0.018235 | 0.021676 | 0.02268 | 0.034049
[13 empty] | 0 | 0 | -0.0075265 | 0.0066344 | 0.0026045 | 0.02544 | 0.020268 | 0.025734 | 0.032825
[13 empty] | 0 | 0 | -0.0075604 | 0.0042573 | 0.0070656 | 0.026249 | 0.021382 | 0.028639 | 0.034058
[13 empty] | 0 | 0 | -0.0047104 | -0.0018377 | 0.0073229 | 0.017211 | 0.021463 | 0.026713 | 0.034168
[13 empty] | 0 | 0 | -0.0016272 | -0.0050403 | 0.0073456 | 0.021563 | 0.023886 | 0.027562 | 0.036162
[13 empty] | 0 | 0 | -0.0070248 | 0.00013351 | 0.0079855 | 0.026543 | 0.020658 | 0.027265 | 0.036911
[13 empty] | 0 | 0 | -0.010336 | -0.0037877 | 0.0045769 | 0.040298 | 0.017957 | 0.024308 | 0.036238
[13 empty] | 0 | 0 | -0.0077401 | -0.014341 | 0.0019197 | 0.059955 | 0.019381 | 0.02562 | 0.036044
[13 empty] | 0 | 0 | -0.0085599 | -0.016384 | 0.0032229 | 0.05941 | 0.017642 | 0.026979 | 0.033329
[13 empty] | 0 | 0 | -0.012737 | -0.015296 | 0.0010275 | 0.040808 | 0.016233 | 0.024699 | 0.031432
[13 empty] | 0 | 0 | -0.014892 | -0.017524 | -0.00059743 | 0.046125 | 0.02184 | 0.023437 | 0.033187
[13 empty] | 0 | 0 | -0.010257 | -0.01923 | 0.0011549 | 0.054235 | 0.023691 | 0.026662 | 0.034989
[13 empty] | 0 | 0 | -0.0056664 | -0.010765 | 0.0042283 | 0.035371 | 0.018616 | 0.029029 | 0.035144
[13 empty] | 0 | 0 | -0.013296 | -0.0071426 | 0.0043712 | 0.017769 | 0.018319 | 0.026609 | 0.0326
[13 empty] | 0 | 0 | -0.017207 | -0.010453 | 0.005697 | 0.025701 | 0.022261 | 0.026691 | 0.033149
[13 empty] | 0 | 0 | -0.0048843 | -0.012425 | 0.0085472 | 0.045809 | 0.024263 | 0.029288 | 0.036652
[13 empty] | 0 | 0 | 0.0021935 | -0.011623 | 0.012141 | 0.055547 | 0.023348 | 0.029751 | 0.036714
[13 empty] | 0 | 0 | -0.002328 | -0.018623 | 0.013935 | 0.045634 | 0.022006 | 0.027591 | 0.035592
[13 empty] | 0 | 0 | 0.0020109 | -0.017691 | 0.012015 | 0.046063 | 0.023423 | 0.031535 | 0.039323
[13 empty] | 0 | 0 | 0.0013726 | -0.0052394 | 0.0080154 | 0.042335 | 0.019717 | 0.032762 | 0.03814
[13 empty] | 0 | 0 | -0.00365 | -0.0037771 | 0.0059755 | 0.03345 | 0.01617 | 0.025848 | 0.034276
[13 empty] | 0 | 0 | -0.0046739 | -0.0027861 | 0.0075351 | 0.027549 | 0.022428 | 0.026282 | 0.037933
[13 empty] | 0 | 0 | -0.002502 | 0.0020762 | 0.0079955 | 0.033369 | 0.027133 | 0.030311 | 0.039776
[13 empty] | 0 | 0 | -0.0046177 | -0.00097586 | 0.0014466 | 0.037722 | 0.023085 | 0.028697 | 0.036387
[13 empty] | 0 | 0 | -0.0060084 | -0.0017992 | 0.00071944 | 0.043932 | 0.018323 | 0.025584 | 0.034565
[13 empty] | 0 | 0 | -0.0052179 | -0.0065545 | 0.005353 | 0.041278 | 0.020305 | 0.025907 | 0.036372
[13 empty] | 0 | 0 | -0.0061338 | -0.010291 | 0.0062003 | 0.029703 | 0.024737 | 0.03155 | 0.03875
[13 empty] | 0 | 0 | -0.0035963 | -0.010859 | 0.0024438 | 0.041468 | 0.01951 | 0.031504 | 0.036113
[13 empty] | 0 | 0 | -0.0066458 | -0.014474 | 0.0014776 | 0.046926 | 0.016405 | 0.027304 | 0.034069
[13 empty] | 0 | 0 | -0.0054955 | -0.0082939 | 0.0050107 | 0.034916 | 0.020905 | 0.029257 | 0.037938
[13 empty] | 0 | 0 | 0.0042684 | -0.0012674 | 0.011738 | 0.039964 | 0.025785 | 0.031882 | 0.040836
[13 empty] | 0 | 0 | -0.00048556 | -0.0053311 | 0.009701 | 0.037179 | 0.02193 | 0.030707 | 0.040231
[13 empty] | 0 | 0 | -0.0029435 | -0.0021712 | 0.004149 | 0.042677 | 0.020252 | 0.030356 | 0.039696
[13 empty] | 0 | 0 | 0.00026315 | -0.0056751 | 0.0034818 | 0.050803 | 0.022882 | 0.032824 | 0.037325
[13 empty] | 0 | 0 | 0.00071687 | -0.0055451 | 0.0078783 | 0.042761 | 0.021195 | 0.032634 | 0.037464
[13 empty] | 0 | 0 | 0.0020001 | 0.0075295 | 0.012927 | 0.042863 | 0.024071 | 0.03315 | 0.042217
[13 empty] | 0 | 0 | -0.0030386 | 0.016612 | 0.013119 | 0.049533 | 0.024421 | 0.035567 | 0.044162
[13 empty] | 0 | 0 | -0.0068038 | 0.0069975 | 0.010196 | 0.051379 | 0.022271 | 0.035266 | 0.045723
[13 empty] | 0 | 0 | -0.0047158 | -0.0016017 | 0.0042678 | 0.054782 | 0.024409 | 0.034514 | 0.047021
[13 empty] | 0 | 0 | -0.0097319 | -0.009644 | 0.0022959 | 0.047226 | 0.0231 | 0.03114 | 0.042485
[13 empty] | 0 | 0 | -0.014308 | -0.012627 | 0.0049669 | 0.034044 | 0.021446 | 0.029217 | 0.03855
[13 empty] | 0 | 0 | -0.015509 | -0.0143 | 0.0031268 | 0.022568 | 0.01957 | 0.028674 | 0.036745
[13 empty] | 0 | 0 | -0.014645 | -0.021387 | 0.002013 | 0.02664 | 0.018179 | 0.027527 | 0.035506
[13 empty] | 0 | 0 | -0.016603 | -0.014586 | 0.0074425 | 0.033487 | 0.017966 | 0.029664 | 0.037353
[13 empty] | 0 | 0 | -0.012657 | 0.0055064 | 0.0092628 | 0.049828 | 0.020003 | 0.032262 | 0.043574
[13 empty] | 0 | 0 | -0.0075151 | -0.00042283 | 0.005349 | 0.048809 | 0.020264 | 0.031938 | 0.044599
[13 empty] | 0 | 0 | -0.01224 | -0.0078979 | 0.0039687 | 0.02973 | 0.020736 | 0.031866 | 0.042702
[13 empty] | 0 | 0 | -0.015511 | -0.0034392 | 0.0069037 | 0.03132 | 0.021664 | 0.032985 | 0.041922
[13 empty] | 0 | 0 | -0.010903 | -0.0065332 | 0.010768 | 0.02254 | 0.017852 | 0.031679 | 0.037889
[13 empty] | 0 | 0 | -0.014327 | -0.0086056 | 0.0094451 | 0.012325 | 0.015363 | 0.028137 | 0.03767
[13 empty] | 0 | 0 | -0.018187 | -0.0016315 | 0.0079245 | 0.034997 | 0.018363 | 0.027933 | 0.040732
[13 empty] | 0 | 0 | -0.015914 | -0.0048634 | 0.0097777 | 0.046707 | 0.018956 | 0.030459 | 0.041105
[13 empty] | 0 | 0 | -0.015307 | -0.01546 | 0.010885 | 0.050505 | 0.021142 | 0.031603 | 0.043336
[13 empty] | 0 | 0 | -0.017292 | -0.016767 | 0.0020937 | 0.038227 | 0.021691 | 0.031346 | 0.041599
[13 empty] | 0 | 0 | -0.013116 | -0.0082559 | 0.0034828 | 0.031779 | 0.021048 | 0.032939 | 0.042587
[13 empty] | 0 | 0 | -0.0036856 | -0.0023816 | 0.0081392 | 0.031962 | 0.023314 | 0.036191 | 0.047082
[13 empty] | 0 | 0 | -0.0035915 | 0.0022393 | 0.010133 | 0.044779 | 0.023754 | 0.037297 | 0.047616
[13 empty] | 0 | 0 | -0.007932 | -0.0048368 | 0.0045255 | 0.052 | 0.024048 | 0.035109 | 0.044465
[13 empty] | 0 | 0 | 0.001657 | -0.0064399 | 0.0022115 | 0.051061 | 0.031328 | 0.03703 | 0.044552
[13 empty] | 0 | 0 | 0.0017109 | -0.0019589 | 0.0021701 | 0.051415 | 0.028343 | 0.03692 | 0.046214
[13 empty] | 0 | 0 | -0.0011404 | -0.00017147 | 0.0018589 | 0.0547 | 0.023578 | 0.035254 | 0.046625
[13 empty] | 0 | 0 | 0.00095311 | 0.0013849 | 0.0089672 | 0.040604 | 0.023872 | 0.035546 | 0.04865
[13 empty] | 0 | 0 | -0.0023898 | -0.00074643 | 0.011569 | 0.034956 | 0.021963 | 0.035726 | 0.04703
[13 empty] | 0 | 0 | -0.0066273 | -0.0058419 | 0.01229 | 0.060629 | 0.023805 | 0.036976 | 0.047086
[13 empty] | 0 | 0 | -0.0078591 | -0.0012209 | 0.014575 | 0.060268 | 0.02644 | 0.040778 | 0.051058
[13 empty] | 0 | 0 | -0.0082807 | 0.0029147 | 0.0074125 | 0.026434 | 0.020846 | 0.039325 | 0.046913
[13 empty] | 0 | 0 | -0.0081344 | -0.0060575 | 0.0011183 | 0.039501 | 0.018019 | 0.035434 | 0.044956
[13 empty] | 0 | 0 | -0.0055085 | -0.017048 | 0.0036027 | 0.047694 | 0.025354 | 0.035318 | 0.044442
[13 empty] | 0 | 0 | -0.0034192 | -0.017909 | 0.0055294 | 0.032697 | 0.028618 | 0.034086 | 0.042019
[13 empty] | 0 | 0 | -0.0017074 | 0.0022288 | 0.00023825 | 0.019026 | 0.024924 | 0.034867 | 0.04473
[13 empty] | 0 | 0 | -0.00059036 | 0.019273 | 0.0013621 | 0.026125 | 0.024081 | 0.035693 | 0.046169
[13 empty] | 0 | 0 | -0.0050557 | 0.0038383 | 0.0045686 | 0.030538 | 0.025917 | 0.036263 | 0.043613
[13 empty] | 0 | 0 | -0.0017072 | -0.0064479 | 0.0074247 | 0.019883 | 0.030015 | 0.038923 | 0.047011
[13 empty] | 0 | 0 | -0.0019679 | -0.0016501 | 0.0081409 | 0.031168 | 0.02366 | 0.036178 | 0.045841
[13 empty] | 0 | 0 | -0.0051004 | 0.0054187 | 0.0092479 | 0.036878 | 0.018766 | 0.033791 | 0.04445
[13 empty] | 0 | 0 | -0.0055332 | 0.0065009 | 0.011213 | 0.040432 | 0.026617 | 0.034797 | 0.047786
[13 empty] | 0 | 0 | -0.0057325 | 0.0032801 | 0.0093445 | 0.031003 | 0.030864 | 0.036412 | 0.05039
[13 empty] | 0 | 0 | -0.00013167 | 0.011183 | 0.008141 | 0.0087186 | 0.025721 | 0.041159 | 0.052375
[13 empty] | 0 | 0 | 0.0045947 | 0.013578 | 0.014358 | 0.049544 | 0.02567 | 0.045199 | 0.05718
[13 empty] | 0 | 0 | 0.0013479 | -0.00027685 | 0.014777 | 0.056201 | 0.024618 | 0.04177 | 0.05827
[13 empty] | 0 | 0 | -0.0020022 | -0.00067748 | 0.014767 | 0.025222 | 0.023145 | 0.038316 | 0.052222
[13 empty] | 0 | 0 | 0.0029104 | -0.00040581 | 0.01154 | 0.02511 | 0.029098 | 0.042301 | 0.053171
[13 empty] | 0 | 0 | -0.028784 | -0.078164 | -0.030554 | -0.077294 | -0.00021992 | 0.029372 | 0.040406
[13 empty] | 0 | 0 | -0.0010504 | -0.011931 | 0.012255 | 0.042612 | 0.021135 | 0.037641 | 0.054319
[13 empty] | 0 | 0 | -0.0051673 | -0.0065739 | 0.014645 | 0.027777 | 0.027467 | 0.041869 | 0.053509
[13 empty] | 0 | 0 | -0.0062737 | -0.021295 | 0.0082738 | 0.033618 | 0.025774 | 0.042228 | 0.052412
[13 empty] | 0 | 0 | -0.0036876 | -0.022849 | 0.0015987 | 0.055316 | 0.026951 | 0.042074 | 0.05523
[13 empty] | 0 | 0 | 0.0057343 | -0.0015277 | 0.0054401 | 0.054967 | 0.032288 | 0.043072 | 0.057049
[13 empty] | 0 | 0 | -0.0013491 | 0.0096841 | 0.010039 | 0.06189 | 0.028319 | 0.043511 | 0.059572
[13 empty] | 0 | 0 | -0.010897 | 0.0047483 | 0.0052149 | 0.048829 | 0.026163 | 0.041288 | 0.05928
[13 empty] | 0 | 0 | 0.015222 | 0.037636 | 0.021734 | 0.07332 | 0.029041 | 0.026742 | 0.037584
[13 empty] | 0 | 0 | 0.00092482 | 0.0021284 | 0.0012225 | 0.0040454 | 0.0015801 | 0.0013916 | 0.0019629
[13 empty] | 0 | 0 | 0 | 0 | 0 | 0 | 0 | 0 | 0
[13 empty] | 0 | 0 | 0 | 0 | 0 | 0 | 0 | 0 | 0
[13 empty] | 0 | 0 | 0 | 0 | 0 | 0 | 0 | 0 | 0
[13 empty] | 0 | 0 | 0 | 0 | 0 | 0 | 0 | 0 | 0
[13 empty] | 0 | 0 | 0 | 0 | 0 | 0 | 0 | 0 | 0
[13 empty] | 0 | 0 | 0 | 0 | 0 | 0 | 0 | 0 | 0
[13 empty] | 0 | 0 | 0 | 0 | 0 | 0 | 0 | 0 | 0
[13 empty] | 0 | 0 | 0 | 0 | 0 | 0 | 0 | 0 | 0
[13 empty] | 0 | 0 | 0 | 0 | 0 | 0 | 0 | 0 | 0
[13 empty] | 0 | 0 | 0 | 0 | 0 | 0 | 0 | 0 | 0
[13 empty] | 0 | 0 | 0 | 0 | 0 | 0 | 0 | 0 | 0
[13 empty] | 0 | 0 | 0 | 0 | 0 | 0 | 0 | 0 | 0
[13 empty] | 0 | 0 | 0 | 0 | 0 | 0 | 0 | 0 | 0
[13 empty] | 0 | 0 | 0 | 0 | 0 | 0 | 0 | 0 | 0
[13 empty] | 0 | 0 | 0 | 0 | 0 | 0 | 0 | 0 | 0
[13 empty] | 0 | 0 | 0 | 0 | 0 | 0 | 0 | 0 | 0
[13 empty] | 0 | 0 | 0 | 0 | 0 | 0 | 0 | 0 | 0
[13 empty] | 0 | 0 | 0 | 0 | 0 | 0 | 0 | 0 | 0
[13 empty] | 0 | 0 | 0 | 0 | 0 | 0 | 0 | 0 | 0
[13 empty] | 0 | 0 | 0 | 0 | 0 | 0 | 0 | 0 | 0
[13 empty] | 0 | 0 | 0 | 0 | 0 | 0 | 0 | 0 | 0
[13 empty] | 0 | 0 | 0 | 0 | 0 | 0 | 0 | 0 | 0
[13 empty] | 0 | 0 | 0 | 0 | 0 | 0 | 0 | 0 | 0
[13 empty] | 0 | 0 | 0 | 0 | 0 | 0 | 0 | 0 | 0
[13 empty] | 0 | 0 | 0 | 0 | 0 | 0 | 0 | 0 | 0
[13 empty] | 0 | 0 | 0 | 0 | 0 | 0 | 0 | 0 | 0
[13 empty] | 0 | 0 | 0 | 0 | 0 | 0 | 0 | 0 | 0
[13 empty] | 0 | 0 | 0 | 0 | 0 | 0 | 0 | 0 | 0
[13 empty] | 0 | 0 | 0 | 0 | 0 | 0 | 0 | 0 | 0
[13 empty] | 0 | 0 | 0 | 0 | 0 | 0 | 0 | 0 | 0
[13 empty] | 0 | 0 | 0 | 0 | 0 | 0 | 0 | 0 | 0
[13 empty] | 0 | 0 | 0 | 0 | 0 | 0 | 0 | 0 | 0
[13 empty] | 0 | 0 | 0 | 0 | 0 | 0 | 0 | 0 | 0
[13 empty] | 0 | 0 | 0 | 0 | 0 | 0 | 0 | 0 | 0
[13 empty] | 0 | 0 | 0 | 0 | 0 | 0 | 0 | 0 | 0
[13 empty] | 0 | 0 | 0 | 0 | 0 | 0 | 0 | 0 | 0
[13 empty] | 0 | 0 | 0 | 0 | 0 | 0 | 0 | 0 | 0
[13 empty] | 0 | 0 | 0 | 0 | 0 | 0 | 0 | 0 | 0
[13 empty] | 0 | 0 | 0 | 0 | 0 | 0 | 0 | 0 | 0
[13 empty] | 0 | 0 | 0 | 0 | 0 | 0 | 0 | 0 | 0
[13 empty] | 0 | 0 | 0 | 0 | 0 | 0 | 0 | 0 | 0
[13 empty] | 0 | 0 | 0 | 0 | 0 | 0 | 0 | 0 | 0
[13 empty] | 0 | 0 | 0 | 0 | 0 | 0 | 0 | 0 | 0
[13 empty] | 0 | 0 | 0 | 0 | 0 | 0 | 0 | 0 | 0
[13 empty] | 0 | 0 | 0 | 0 | 0 | 0 | 0 | 0 | 0
[13 empty] | 0 | 0 | 0 | 0 | 0 | 0 | 0 | 0 | 0
[13 empty] | 0 | 0 | 0 | 0 | 0 | 0 | 0 | 0 | 0
[13 empty] | 0 | 0 | 0 | 0 | 0 | 0 | 0 | 0 | 0
[13 empty] | 0 | 0 | 0 | 0 | 0 | 0 | 0 | 0 | 0
[13 empty] | 0 | 0 | 0 | 0 | 0 | 0 | 0 | 0 | 0
[13 empty] | 0 | 0 | 0 | 0 | 0 | 0 | 0 | 0 | 0
[13 empty] | 0 | 0 | 0 | 0 | 0 | 0 | 0 | 0 | 0
[13 empty] | 0 | 0 | 0 | 0 | 0 | 0 | 0 | 0 | 0
[13 empty] | 0 | 0 | 0 | 0 | 0 | 0 | 0 | 0 | 0
[13 empty] | 0 | 0 | 0 | 0 | 0 | 0 | 0 | 0 | 0
[13 empty] | 0 | 0 | 0 | 0 | 0 | 0 | 0 | 0 | 0
[13 empty] | 0 | 0 | 0 | 0 | 0 | 0 | 0 | 0 | 0
[13 empty] | 0 | 0 | 0 | 0 | 0 | 0 | 0 | 0 | 0
[13 empty] | 0 | 0 | 0 | 0 | 0 | 0 | 0 | 0 | 0
[13 empty] | 0 | 0 | 0 | 0 | 0 | 0 | 0 | 0 | 0
[13 empty] | 0 | 0 | 0 | 0 | 0 | 0 | 0 | 0 | 0
[13 empty] | 0 | 0 | 0 | 0 | 0 | 0 | 0 | 0 | 0
[13 empty] | 0 | 0 | 0 | 0 | 0 | 0 | 0 | 0 | 0
[13 empty] | 0 | 0 | 0 | 0 | 0 | 0 | 0 | 0 | 0
[13 empty] | 0 | 0 | 0 | 0 | 0 | 0 | 0 | 0 | 0
[13 empty] | 0 | 0 | 0 | 0 | 0 | 0 | 0 | 0 | 0
[13 empty] | 0 | 0 | 0 | 0 | 0 | 0 | 0 | 0 | 0
[13 empty] | 0 | 0 | 0 | 0 | 0 | 0 | 0 | 0 | 0
[13 empty] | 0 | 0 | 0 | 0 | 0 | 0 | 0 | 0 | 0
[13 empty] | 0 | 0 | 0 | 0 | 0 | 0 | 0 | 0 | 0
[13 empty] | 0 | 0 | 0 | 0 | 0 | 0 | 0 | 0 | 0
[13 empty] | 0 | 0 | 0 | 0 | 0 | 0 | 0 | 0 | 0
[13 empty] | 0 | 0 | 0 | 0 | 0 | 0 | 0 | 0 | 0
[13 empty] | 0 | 0 | 0 | 0 | 0 | 0 | 0 | 0 | 0
[13 empty] | 0 | 0 | 0 | 0 | 0 | 0 | 0 | 0 | 0
[13 empty] | 0 | 0 | 0 | 0 | 0 | 0 | 0 | 0 | 0
[13 empty] | 0 | 0 | 0 | 0 | 0 | 0 | 0 | 0 | 0
[13 empty] | 0 | 0 | 0 | 0 | 0 | 0 | 0 | 0 | 0
[13 empty] | 0 | 0 | 0 | 0 | 0 | 0 | 0 | 0 | 0
[13 empty] | 0 | 0 | 0 | 0 | 0 | 0 | 0 | 0 | 0
[13 empty] | 0 | 0 | 0 | 0 | 0 | 0 | 0 | 0 | 0
[13 empty] | 0 | 0 | 0 | 0 | 0 | 0 | 0 | 0 | 0
[13 empty] | 0 | 0 | 0 | 0 | 0 | 0 | 0 | 0 | 0
[13 empty] | 0 | 0 | 0 | 0 | 0 | 0 | 0 | 0 | 0
[13 empty] | 0 | 0 | 0 | 0 | 0 | 0 | 0 | 0 | 0
[13 empty] | 0 | 0 | 0 | 0 | 0 | 0 | 0 | 0 | 0
[13 empty] | 0 | 0 | 0 | 0 | 0 | 0 | 0 | 0 | 0
[13 empty] | 0 | 0 | 0 | 0 | 0 | 0 | 0 | 0 | 0
[13 empty] | 0 | 0 | 0 | 0 | 0 | 0 | 0 | 0 | 0
[13 empty] | 0 | 0 | 0 | 0 | 0 | 0 | 0 | 0 | 0
[13 empty] | 0 | 0 | 0 | 0 | 0 | 0 | 0 | 0 | 0
[13 empty] | 0 | 0 | 0 | 0 | 0 | 0 | 0 | 0 | 0
[13 empty] | 0 | 0 | 0 | 0 | 0 | 0 | 0 | 0 | 0
[13 empty] | 0 | 0 | 0 | 0 | 0 | 0 | 0 | 0 | 0
[13 empty] | 0 | 0 | 0 | 0 | 0 | 0 | 0 | 0 | 0
[13 empty] | 0 | 0 | 0 | 0 | 0 | 0 | 0 | 0 | 0
[13 empty] | 0 | 0 | 0 | 0 | 0 | 0 | 0 | 0 | 0
[13 empty] | 0 | 0 | 0 | 0 | 0 | 0 | 0 | 0 | 0
[13 empty] | 0 | 0 | 0 | 0 | 0 | 0 | 0 | 0 | 0
[13 empty] | 0 | 0 | 0 | 0 | 0 | 0 | 0 | 0 | 0
[13 empty] | 0 | 0 | 0 | 0 | 0 | 0 | 0 | 0 | 0
[13 empty] | 0 | 0 | 0 | 0 | 0 | 0 | 0 | 0 | 0
[13 empty] | 0 | 0 | 0 | 0 | 0 | 0 | 0 | 0 | 0
[13 empty] | 0 | 0 | 0 | 0 | 0 | 0 | 0 | 0 | 0
[13 empty] | 0 | 0 | 0 | 0 | 0 | 0 | 0 | 0 | 0
[13 empty] | 0 | 0 | 0 | 0 | 0 | 0 | 0 | 0 | 0
[13 empty] | 0 | 0 | 0 | 0 | 0 | 0 | 0 | 0 | 0
[13 empty] | 0 | 0 | 0 | 0 | 0 | 0 | 0 | 0 | 0
[13 empty] | 0 | 0 | 0 | 0 | 0 | 0 | 0 | 0 | 0
[13 empty] | 0 | 0 | 0 | 0 | 0 | 0 | 0 | 0 | 0
[13 empty] | 0 | 0 | 0 | 0 | 0 | 0 | 0 | 0 | 0

## Scaled Spectra - Typ. Max Power
SOLIS LED Spectra Scaled to Typical Power
Spectral Flux (mW/nm)
|  |  | SOLIS-365C | SOLIS-385C | SOLIS-405C | SOLIS-445C | SOLIS-525C | SOLIS-623C | SOLIS-850C | SOLIS-1C | SOLIS-2C | SOLIS-3C
|  | Typical LED Max Power (mW) | 4000 | 5100 | 5000 | 7100 | 3100 | 4800 | 3600 | 4200 | 4000 | 4600
|  | Scaling Factor | 311.0666 | 353.8979 | 276.5486 | 268.3856 | 76.8546 | 242.7764 | 81.7858 | 38.2098 | 26.6903 | 23.9181
Wavelength (nm)
|  | 260.6172 | -0.62483 | -0.54072 | 0.00086588 | 0.001753 | 0.00094644 | 0.0011518 | 0.0006487 | 0.0005793 | 0.00059846 | 0.00067357
|  | 260.8241 | 0.45821 | 0.63624 | 0 | 0 | 0 | 0 | 0 | 0.00038609 | 0.00035841 | 0.00044904
|  | 261.0309 | -0.11725 | -0.063384 | 0.00086588 | 0.001753 | 0.00059348 | 0 | 0.00038142 | 0.0005793 | 0.00059846 | 0.00067357
|  | 261.2378 | 0.4116 | 0.4137 | 0 | 0 | 0 | 0 | 0 | 0.00028965 | 0.00035841 | 0.00044904
Product Raw Data |  | 261.4448 | 0.78973 | 0.89074 | 0.00086588 | 0.001753 | 0.00074009 | 0 | 0.00052296 | 0.0005793 | 0.00071681 | 0.00067357
SOLIS High-Power LEDs for Microscopy |  | 261.6517 | -0.61441 | -0.55085 | 0 | 0 | 0 | 0 | 0 | 0.00028965 | 0.00035841 | 0.00044904
|  | 261.8586 | 1.0096 | 0.95407 | 0.00086588 | 0.001753 | 0.00094644 | 0.00057866 | 0.00050908 | 0.0005793 | 0.00047844 | 0.00067357
Item # | SOLIS-365C | 262.0656 | 0.034636 | 0.063314 | 0.0005797 | 0 | 0 | 0 | 0 | 0.00038609 | 0.00035841 | 0.00044904
| SOLIS-385C | 262.2726 | -0.36419 | -0.41327 | 0.00086588 | 0.0013791 | 0 | 0 | 0.0003953 | 0.0005793 | 0.00047844 | 0.00052436
| SOLIS-405C | 262.4796 | 0.57611 | 0.46707 | 0.00057234 | 0 | 0 | 0 | 0 | 0.00028965 | 0.00035841 | 0.00044904
| SOLIS-445C | 262.6866 | -1.0814 | -1.0498 | 0.00086588 | 0.001753 | 0.00035009 | 0 | 0.00052296 | 0.0005793 | 0.00035841 | 0.00067357
| SOLIS-525C | 262.8937 | 0.19939 | 0.27543 | 0.00086588 | 0 | 0 | 0 | 0 | 0.00038609 | 0.00035841 | 0.00044904
| SOLIS-623C | 263.1007 | 0.070563 | 0.031939 | 0.00086588 | 0.001753 | 0.00059348 | 0 | 0.00039499 | 0.0005793 | 0.00059679 | 0.00067357
| SOLIS-850C | 263.3078 | -0.16324 | -0.073852 | 0.00086588 | 0.00034847 | 0 | 0 | 0 | 0.0005793 | 0.00035841 | 0.00067357
| SOLIS-1C | 263.5149 | 0.43562 | 0.30771 | 0.00086588 | 0.001753 | 0.00035009 | 0 | 0.00038335 | 0.0005793 | 0.00035841 | 0.00067357
| SOLIS-2C | 263.722 | -0.041101 | 0.053172 | 0.00057234 | 0.00070155 | 0 | 0 | 0 | 0.00047987 | 0.00035841 | 0.00044904
| SOLIS-3C | 263.9291 | 0.26176 | 0.30763 | 0.00086588 | 0.001753 | 0.00035009 | 0 | 0.00038335 | 0.0005793 | 0.00071681 | 0.00067357
|  | 264.1363 | -0.17232 | -0.15893 | 0.00086588 | 0.00069987 | 0 | 0 | 0 | 0.0005793 | 0.00035841 | 0.00052371
|  | 264.3435 | -0.71822 | -0.45577 | 0.00086588 | 0.0010738 | 0 | 0 | 0 | 0.0005793 | 0.00035841 | 0.00052371
|  | 264.5506 | 0.20891 | 0.2228 | 0.00086588 | 0 | 0 | 0 | 0 | 0.00038609 | 0.00035841 | 0.00052371
|  | 264.7578 | -0.14133 | -0.063331 | 0.00086588 | 0.00105 | 0 | 0 | 0.00012771 | 0.0005793 | 0.00035841 | 0.00044904
|  | 264.9651 | 0.10532 | 0.12715 | 0.00086588 | 0.00034847 | 0 | 0 | 0 | 0.00038609 | 0.00035841 | 0.00052436
|  | 265.1723 | 0.33122 | 0.51948 | 0.00086588 | 0.00069862 | 0 | 0 | 0 | 0.0005793 | 0.00035841 | 0.00059902
|  | 265.3795 | -0.6096 | -0.53021 | 0.00086588 | 0.001029 | 0 | 0 | 0 | 0.0005793 | 0.00035841 | 0.00052436
DISCLAIMER: The data presented here are typical. Slight variations in performance data will occur from lot to lot. Please contact Technical Support with any questions regarding the use or reliability of this data. |  | 265.5868 | -0.094906 | -0.11643 | 0.00086588 | 0.0006805 | 0 | 0 | 0 | 0.00048552 | 0.00035841 | 0.00044904
|  | 265.7941 | 0.037599 | 0.074003 | 0.00086588 | 0.0006805 | 0 | 0 | 0 | 0.00038609 | 0.00035841 | 0.00044904
|  | 266.0014 | 0.084266 | 0.084733 | 0.00086588 | 0.0003291 | 0 | 0 | 0 | 0.00048552 | 0.00035841 | 0.00052371
|  | 266.2087 | 0.38907 | 0.36082 | 0.00086588 | 0.001029 | 0 | 0 | 0 | 0.0005793 | 0.00047844 | 0.00052371
|  | 266.416 | 0.1037 | 0.22256 | 0.00086588 | 0.00034847 | 0 | 0 | 0 | 0.0005793 | 0.00035841 | 0.00059902
|  | 266.6234 | -0.1741 | -0.074265 | 0.00086588 | 0.00067757 | 0 | 0 | 0.00012798 | 0.0005793 | 0.00035841 | 0.00052436
This data may be used in publications. However, please cite Thorlabs as the source. |  | 266.8308 | 0.010354 | 0.042308 | 0.00086588 | 0.0003291 | 0 | 0 | 0 | 0.00047987 | 0.00035841 | 0.00044904
|  | 267.0382 | -0.48191 | -0.40282 | 0.00086588 | 0.0013791 | 0 | 0 | 0 | 0.0005793 | 0.00035841 | 0.00059902
|  | 267.2456 | 0.15051 | 0.18017 | 0.00057234 | 0.00035015 | 0 | 0 | 0 | 0.0005793 | 0.00035841 | 0.00044904
Additional Information: |  | 267.453 | -0.29295 | -0.212 | 0.00086588 | 0.001753 | 0 | 0 | 0.00012766 | 0.0005793 | 0.00035841 | 0.00059825
|  | 267.6605 | 0.09445 | 0.13793 | 0.00028616 | 0 | 0 | 0 | 0 | 0.0005793 | 0.00035841 | 0.00044904
|  | 267.8679 | 0.42394 | 0.38164 | 0.00086588 | 0.001753 | 0.00039 | 0 | 0.00026535 | 0.0005793 | 0.00047676 | 0.00059902
|  | 268.0754 | -0.061148 | -0.010462 | 0.0005797 | 0 | 0 | 0 | 0 | 0.00038609 | 0.00035841 | 0.00044904
|  | 268.2829 | -0.11798 | -0.10577 | 0.00086588 | 0.001753 | 0 | 0 | 0.00052296 | 0.0005793 | 0.00035841 | 0.00067357
|  | 268.4904 | 0.19958 | 0.25471 | 0.00057972 | 0.0003514 | 0 | 0 | 0 | 0.00047987 | 0.00035841 | 0.00044904
|  | 268.6979 | 0.071427 | 0.13795 | 0.00086588 | 0.001753 | 0.00059348 | 0.00057318 | 0.0006487 | 0.0005793 | 0.00059846 | 0.00067357
|  | 268.9055 | -0.069575 | -0.042273 | 0.0005797 | 0 | 0 | 0 | 0 | 0.00028965 | 0.00035841 | 0.00044904
|  | 269.113 | -0.10725 | -0.021017 | 0.00086588 | 0.001753 | 0.000384 | 0 | 0.00025537 | 0.0005793 | 0.00035841 | 0.00067357
|  | 269.3206 | -0.035687 | -0.04243 | 0 | 0 | 0 | 0 | 0 | 0.00028965 | 0.00035841 | 0.00044904
|  | 269.5282 | 0.1286 | 0.20157 | 0.00086588 | 0.001753 | 0.00074009 | 0.0011504 | 0.0006487 | 0.0005793 | 0.00035841 | 0.00067357
|  | 269.7359 | -0.24799 | -0.21184 | 0.00028616 | 0 | 0 | 0 | 0 | 0.00038609 | 0.00035841 | 0.00052436
|  | 269.9435 | 0.49413 | 0.5622 | 0.00086588 | 0.001753 | 0.00094644 | 0.0011472 | 0.00052072 | 0.0005793 | 0.00035841 | 0.00059902
|  | 270.1511 | -0.21349 | -0.18034 | 0 | 0 | 0 | 0 | 0 | 0.00028965 | 0.00035841 | 0.00044904
|  | 270.3588 | -0.16502 | -0.052922 | 0.00086588 | 0.001753 | 0.00056478 | 0.0011521 | 0.0006487 | 0.0005793 | 0.00059846 | 0.00059902
|  | 270.5665 | -0.15262 | -0.11659 | 0.00028616 | 0 | 0 | 0 | 0 | 0.00047987 | 0.00035841 | 0.00044904
|  | 270.7742 | -0.81016 | -0.7634 | 0.00086588 | 0.001753 | 0.00094644 | 0.00057318 | 0.0006487 | 0.0005793 | 0.00071681 | 0.00067357
|  | 270.9819 | 0.21363 | 0.23323 | 0.00028617 | 0 | 0 | 0 | 0 | 0.00047987 | 0.00035841 | 0.00044904
|  | 271.1897 | 0.25836 | 0.3075 | 0.00086588 | 0.001753 | 0.00094644 | 0.0017244 | 0.0006487 | 0.0005793 | 0.00059846 | 0.00067357
|  | 271.3974 | -0.0011851 | 0.031794 | 0.00028617 | 0 | 0 | 0 | 0 | 0.00038609 | 0.00035841 | 0.00044904
|  | 271.6052 | -0.048863 | -0.010479 | 0.00086588 | 0.0013791 | 0.00094644 | 0.0011521 | 0.00052072 | 0.0005793 | 0.00071681 | 0.00067357
|  | 271.813 | 0.8469 | 0.87971 | 0.00028617 | 0 | 0 | 0 | 0 | 0.00028965 | 0.00035841 | 0.00044904
|  | 272.0208 | -0.22496 | -0.18004 | 0.00086588 | 0.001753 | 0.00074009 | 0.0011561 | 0.0006487 | 0.0005793 | 0.00059846 | 0.00067357
|  | 272.2286 | 0.25855 | 0.29697 | 0.00028617 | 0 | 0 | -0.00057401 | 0 | 0.00038908 | 0.00035841 | 0.00044904
|  | 272.4365 | -0.095824 | -0.010509 | 0.00086588 | 0.001753 | 0.00074009 | 0 | 0.00039499 | 0.0005793 | 0.00059846 | 0.00067357
|  | 272.6443 | -0.5994 | -0.44544 | 0 | 0 | 0 | 0 | 0 | 0.00038609 | 0.00035841 | 0.00044904
|  | 272.8522 | 0.24885 | 0.38173 | 0.00086588 | 0.001753 | 0.00094644 | 0.00057724 | 0.0006487 | 0.0005793 | 0.00071681 | 0.00067357
|  | 273.0601 | -0.22376 | -0.11642 | 0.00028616 | 0 | 0 | 0 | 0 | 0.00038609 | 0.00035841 | 0.00052359
|  | 273.268 | 0.42117 | 0.46678 | 0.00086588 | 0.001753 | 0.00055644 | 0 | 0.00012771 | 0.0005793 | 0.00071681 | 0.0005989
|  | 273.476 | 0.30575 | 0.30755 | 0.00057234 | 0 | 0 | 0 | 0 | 0.00038609 | 0.00035841 | 0.00052436
|  | 273.6839 | -0.49544 | -0.42419 | 0.00086588 | 0.001753 | 0.00017478 | 0.00057318 | 0.00012766 | 0.0005793 | 0.00047844 | 0.00067357
|  | 273.8919 | -0.011919 | 0.031654 | 0.00028616 | 0.00035015 | 0 | 0 | 0 | 0.00038609 | 0.00035841 | 0.00044904
|  | 274.0999 | 0.23459 | 0.31829 | 0.00086588 | 0.001753 | 0.00056244 | 0 | 0.00050908 | 0.0005793 | 0.00047843 | 0.00067357
|  | 274.3079 | 0.18551 | 0.29705 | 0.00086588 | 0.00037388 | 0 | 0 | 0 | 0.0005793 | 0.00035841 | 0.00067357
|  | 274.5159 | 0.14292 | 0.20181 | 0.00086588 | 0.001753 | 0.00017478 | 0 | 0.00025537 | 0.0005793 | 0.00059846 | 0.00067357
|  | 274.7239 | -0.21281 | -0.052648 | 0.00086588 | 0.00034847 | 0 | 0 | 0 | 0.0005793 | 0.00035841 | 0.00059902
|  | 274.932 | -0.15281 | -0.10609 | 0.00086588 | 0.001753 | 0.00017531 | 0 | 0.00025344 | 0.0005793 | 0.00047844 | 0.00059902
|  | 275.14 | 0.08098 | 0.18036 | 0.00086588 | 0.00070298 | 0 | 0 | 0 | 0.0005793 | 0.00035841 | 0.00052371
|  | 275.3481 | -0.28264 | -0.23309 | 0.00086588 | 0.001753 | 0.00017765 | 0 | 0.00012766 | 0.0005793 | 0.00035841 | 0.00059825
|  | 275.5562 | 0.64463 | 0.71052 | 0.00086588 | 0.00069862 | 0 | 0 | 0 | 0.00047987 | 0.00035841 | 0.00044904
|  | 275.7644 | 0.022889 | 0.10604 | 0.00086588 | 0.001753 | 0.00017531 | 0 | 0 | 0.0005793 | 0.00035841 | 0.00052436
|  | 275.9725 | 0.22181 | 0.23313 | 0.00086588 | 0.00067757 | 0 | 0 | 0 | 0.00047987 | 0.00035841 | 0.00044904
|  | 276.1807 | 0.16403 | 0.23334 | 0.00086588 | 0.001029 | 0 | 0 | 0 | 0.0005793 | 0.00035841 | 0.00044904
|  | 276.3888 | -0.071504 | -0.042163 | 0.00086588 | 0.001029 | 0 | 0 | 0 | 0.0005793 | 0.00035841 | 0.00044904
|  | 276.597 | 0.42376 | 0.42402 | 0.00086588 | 0.001029 | 0 | 0 | 0.00012574 | 0.0005793 | 0.00035841 | 0.00059825
|  | 276.8052 | -0.012533 | 0.042396 | 0.00086588 | 0.00034847 | 0 | 0 | 0 | 0.0005793 | 0.00035841 | 0.00052436
|  | 277.0135 | -0.16515 | -0.14838 | 0.00086588 | 0.00034847 | 0 | 0 | 0 | 0.0005793 | 0.00035841 | 0.00044904
|  | 277.2217 | 0.19965 | 0.15899 | 0.00086588 | 0.0013791 | 0 | 0 | 0.00012766 | 0.0005793 | 0.00035841 | 0.00052359
|  | 277.43 | -0.083102 | -0.08489 | 0.00057234 | 0.0006805 | 0 | 0 | 0 | 0.0005793 | 0.00035841 | 0.00044904
|  | 277.6383 | 0.024072 | 0.074294 | 0.00086588 | 0.001753 | 0 | 0 | 0 | 0.0005793 | 0.00035841 | 0.00052371
|  | 277.8465 | 0.28009 | 0.31801 | 0.00086588 | 0.00069862 | 0 | 0 | 0.00012771 | 0.0005793 | 0.00035841 | 0.00052359
|  | 278.0549 | -0.024339 | -0.010561 | 0.00086588 | 0.0014029 | 0 | 0 | 0.00012771 | 0.0005793 | 0.00035841 | 0.0005989
|  | 278.2632 | 0.18796 | 0.1908 | 0.00029354 | 0 | 0 | 0 | 0 | 0.00038609 | 0.00035841 | 0.00044904
|  | 278.4715 | -0.21157 | -0.18035 | 0.00086588 | 0.0013791 | 0 | 0 | 0 | 0.0005793 | 0.00035841 | 0.00052436
|  | 278.6799 | 5.7312e-05 | -0.021186 | 0.00086588 | 0.00067757 | 0 | 0 | 0 | 0.0005793 | 0.00035841 | 0.00052371
|  | 278.8883 | 0.21125 | 0.21223 | 0.00086588 | 0.001753 | 0.00038166 | 0 | 0.00025564 | 0.0005793 | 0.00047844 | 0.00067357
|  | 279.0967 | -0.29441 | -0.28638 | 0.00057234 | 0.00034847 | 0 | 0 | 0 | 0.00047987 | 0.00035841 | 0.0005989
|  | 279.3051 | 0.02302 | 0.095486 | 0.00086588 | 0.001753 | 0.00052774 | 0.0011521 | 0.00039499 | 0.0005793 | 0.00047843 | 0.00067357
|  | 279.5135 | -0.094641 | -0.074283 | 0.00086588 | 0 | 0 | 0 | 0 | 0.0005793 | 0.00035841 | 0.00067357
|  | 279.722 | -0.11693 | -0.12722 | 0.00086588 | 0.001753 | 0.00038166 | 0 | 0.00012798 | 0.0005793 | 0.00059678 | 0.00067357
|  | 279.9305 | 0.27028 | 0.27575 | 0.00086588 | 0 | 0 | 0 | 0 | 0.0005793 | 0.00035841 | 0.0005989
|  | 280.1389 | 0.070376 | 0.10585 | 0.00086588 | 0.001753 | 0.00055931 | 0 | 0.0002534 | 0.0005793 | 0.00059678 | 0.00067357
|  | 280.3474 | 0.035685 | 0.031904 | 0.00086588 | 0 | 0 | 0 | 0 | 0.00047987 | 0.00035841 | 0.00044904
|  | 280.556 | 0.11785 | 0.16974 | 0.00086588 | 0.001753 | 0.00055644 | 0.00057318 | 0.00038111 | 0.0005793 | 0.00071681 | 0.00067357
|  | 280.7645 | 0.094582 | 0.13784 | 0.00028617 | 0 | 0 | 0 | 0 | 0.00038609 | 0.00035841 | 0.00052436
|  | 280.9731 | 0.11866 | 0.15922 | 0.00086588 | 0.001753 | 0.00074009 | 0 | 0.00052072 | 0.0005793 | 0.00059846 | 0.00067357
|  | 281.1816 | 0.081726 | 0.074079 | 0.00028617 | 0 | 0 | 0 | 0 | 0.00038609 | 0.00035841 | 0.00052436
|  | 281.3902 | 0.32917 | 0.33946 | 0.00086588 | 0.001753 | 0.00094644 | 0.0023088 | 0.00052296 | 0.0005793 | 0.00071681 | 0.00067357
|  | 281.5988 | 0.15316 | 0.19101 | 0.00057972 | 0 | 0 | 0 | 0 | 0.00047987 | 0.00035841 | 0.00044904
|  | 281.8075 | 0.12847 | 0.21202 | 0.00086588 | 0.001753 | 0.00094644 | 0 | 0.0006487 | 0.0005793 | 0.00071681 | 0.00067357
|  | 282.0161 | 0.18817 | 0.23325 | 0 | 0 | 0 | 0 | 0 | 0.00038609 | 0.00035841 | 0.00044904
|  | 282.2247 | -0.081917 | -0.010561 | 0.00086588 | 0.001753 | 0.00094644 | 0.0017301 | 0.00038335 | 0.0005793 | 0.00059846 | 0.00067357
|  | 282.4334 | -0.036738 | 0.00011648 | 0 | 0 | 0 | 0 | 0 | 0.00028965 | 0.00035841 | 0.00044904
|  | 282.6421 | 0.505 | 0.57238 | 0.00086588 | 0.001753 | 0.00073409 | 0.0023033 | 0.0006487 | 0.00067574 | 0.00071681 | 0.00067357
|  | 282.8508 | -0.13119 | -0.021052 | 0 | 0 | 0 | 0 | 0 | 0.00038609 | 0.00035841 | 0.00044904
|  | 283.0596 | 0.047893 | 0.031747 | 0.00086588 | 0.001753 | 0.00094644 | 0 | 0.00052296 | 0.0005793 | 0.00059679 | 0.0005989
|  | 283.2683 | 0.094639 | 0.13783 | 0.00029354 | 0 | 0 | 0 | 0 | 0.00048552 | 0.00035841 | 0.00044904
|  | 283.4771 | -0.082299 | -0.010334 | 0.00086588 | 0.001753 | 0.00094644 | 0.00057318 | 0.00050908 | 0.0005793 | 0.00071681 | 0.00067357
|  | 283.6858 | 0.16515 | 0.095643 | 0.00057972 | 0 | 0 | 0 | 0 | 0.00038343 | 0.00035841 | 0.00044904
|  | 283.8946 | -0.12866 | -0.11638 | 0.00086588 | 0.001753 | 0.00055644 | 0.00057888 | 0.00026535 | 0.0005793 | 0.00059679 | 0.00067357
|  | 284.1035 | 0.21033 | 0.30754 | 0.00057234 | 0 | 0 | 0 | 0 | 0.0005793 | 0.00035841 | 0.00052371
|  | 284.3123 | 0.15224 | 0.21212 | 0.00086588 | 0.001753 | 0.00074009 | 0 | 0.0006487 | 0.0005793 | 0.00059846 | 0.00067357
|  | 284.5211 | 0.141 | 0.25447 | 0.00029354 | 0 | 0 | 0 | 0 | 0.00038609 | 0.00035841 | 0.00044904
|  | 284.73 | 0.21119 | 0.19074 | 0.00086588 | 0.001753 | 0.00055878 | 0 | 0.00025537 | 0.0005793 | 0.00047844 | 0.00059825
|  | 284.9389 | 0.12915 | 0.14843 | 0 | 0 | 0 | 0 | 0 | 0.00048552 | 0.00035841 | 0.00044904
|  | 285.1478 | -0.045314 | -0.074195 | 0.00086588 | 0.001753 | 0.00055931 | 0.00057318 | 0.00025344 | 0.0005793 | 0.00047843 | 0.00067357
|  | 285.3567 | 0.10459 | 0.063617 | 0.00086588 | 0.00034847 | 0 | 0 | 0 | 0.0005793 | 0.00035841 | 0.00067357
|  | 285.5656 | -0.047415 | -0.021285 | 0.00086588 | 0.001753 | 0.00052774 | 0 | 0.00038111 | 0.0005793 | 0.00071681 | 0.00067357
|  | 285.7746 | -0.012724 | 0.095597 | 0.00029354 | 0.0006805 | 0 | 0 | 0 | 0.0005793 | 0.00035841 | 0.0005989
|  | 285.9835 | 0.42257 | 0.44531 | 0.00086588 | 0.001753 | 0.00038766 | 0 | 0 | 0.0005793 | 0.00047843 | 0.0005989
|  | 286.1925 | -0.061076 | 0.032032 | 0.00086588 | 0.00069987 | 0 | 0 | 0 | 0.00047987 | 0.00035841 | 0.00059825
|  | 286.4015 | -0.00099838 | 0.063739 | 0.00086588 | 0.0013791 | 0.00035296 | 0 | 0.00012574 | 0.0005793 | 0.00047844 | 0.00059825
|  | 286.6105 | -0.15348 | -0.095282 | 0.00086588 | 0.0010306 | 0 | 0 | 0 | 0.0005793 | 0.00035841 | 0.00052359
|  | 286.8196 | 0.080868 | 0.13774 | 0.00086588 | 0.001753 | 0.00017531 | 0 | 0.00038335 | 0.0005793 | 0.00035841 | 0.00067357
|  | 287.0286 | 0.37554 | 0.4348 | 0.00057972 | 0.00070298 | 0 | 0 | 0 | 0.0005793 | 0.00035841 | 0.00052359
|  | 287.2377 | -0.081188 | -0.010584 | 0.00086588 | 0.0010277 | 0 | 0 | 0.00025537 | 0.0005793 | 0.00035841 | 0.00067357
|  | 287.4468 | -0.011993 | 2.3368e-05 | 0.00086588 | 0.00067757 | 0 | 0 | 0 | 0.0005793 | 0.00035841 | 0.00059902
|  | 287.6559 | 0.2586 | 0.27568 | 0.00086588 | 0.001753 | 0 | 0 | 0.00012771 | 0.0005793 | 0.00035841 | 0.00067357
|  | 287.865 | -0.035817 | 0.053224 | 0.00086588 | 0.00067757 | 0 | 0 | 0 | 0.0005793 | 0.00035841 | 0.0005989
|  | 288.0741 | 0.45772 | 0.52997 | 0.00086588 | 0.001753 | 0 | 0 | 0 | 0.0005793 | 0.00059846 | 0.00067357
|  | 288.2833 | 0.011405 | 0.052997 | 0.00086588 | 0.001753 | 0 | 0 | 0 | 0.0005793 | 0.00047843 | 0.00067357
|  | 288.4925 | -0.094773 | -0.01066 | 0.00086588 | 0.001753 | 0 | 0 | 0 | 0.0005793 | 0.00035841 | 0.00059902
|  | 288.7017 | 0.18842 | 0.18035 | 0.00086588 | 0.0014239 | 0 | 0 | 0.00012766 | 0.0005793 | 0.00035841 | 0.00059902
|  | 288.9109 | 0.22192 | 0.22288 | 0.00086588 | 0.00105 | 0.00017478 | 0 | 0.00012766 | 0.0005793 | 0.00047844 | 0.00067357
|  | 289.1201 | 0.14167 | 0.13783 | 0.00086588 | 0.0013791 | 0.00017478 | 0 | 0.00012766 | 0.0005793 | 0.00047844 | 0.00067357
|  | 289.3293 | 0.046364 | 0.09548 | 0.00086588 | 0.0013791 | 0 | 0 | 0.00012766 | 0.0005793 | 0.00035841 | 0.00067357
|  | 289.5386 | 0.13995 | 0.19077 | 0.00086588 | 0.001753 | 0.00017531 | 0 | 0.00026728 | 0.0005793 | 0.00047844 | 0.00067357
|  | 289.7479 | 0.29509 | 0.28628 | 0.00086588 | 0.001753 | 0 | 0 | 0 | 0.0005793 | 0.00047844 | 0.00067357
|  | 289.9572 | -0.14095 | -0.14829 | 0.00086588 | 0.001753 | 0 | 0 | 0.00025537 | 0.0005793 | 0.00059846 | 0.00067357
|  | 290.1665 | 0.25774 | 0.29701 | 0.00086588 | 0.001753 | 0 | 0 | 0.00012766 | 0.0005793 | 0.00059846 | 0.00067357
|  | 290.3758 | 0.14114 | 0.14842 | 0.00086588 | 0.001753 | 0 | 0 | 0.00012766 | 0.00067574 | 0.00071681 | 0.00074888
|  | 290.5851 | -0.023343 | -0.00015727 | 0.00086588 | 0.0013791 | 0 | 0 | 0 | 0.0005793 | 0.00059846 | 0.00067357
|  | 290.7945 | -0.24626 | -0.20138 | 0.00086588 | 0.001753 | 0.00039 | 0 | 0.00012766 | 0.0005793 | 0.00059846 | 0.00067357
|  | 291.0039 | 0.17583 | 0.22266 | 0.00086588 | 0.0013791 | 0 | 0 | 0 | 0.0005793 | 0.00059846 | 0.00067357
|  | 291.2133 | 0.094582 | 0.09541 | 0.00086588 | 0.001753 | 0.00077166 | 0 | 0.0006487 | 0.0005793 | 0.00071681 | 0.00082355
|  | 291.4227 | -0.023286 | 0.031904 | 0.00086588 | 0.0013791 | 0 | 0 | 0 | 0.0005793 | 0.00035841 | 0.00067357
|  | 291.6321 | 0.11779 | 0.11662 | 0.00086588 | 0.001753 | 0.00035296 | 0 | 0.00025564 | 0.00076952 | 0.00071681 | 0.00089809
|  | 291.8416 | 0.1176 | 0.13793 | 0.00086588 | 0.001029 | 0 | 0 | 0 | 0.0005793 | 0.00071681 | 0.00067357
|  | 292.051 | -0.00099401 | 0.021285 | 0.00086588 | 0.001753 | 0.00074009 | 0 | 0.0006487 | 0.00076952 | 0.00071681 | 0.00089809
|  | 292.2605 | 0.09445 | 0.063663 | 0.00086588 | 0.0013791 | 0 | 0 | 0 | 0.0005793 | 0.00059846 | 0.00074823
|  | 292.47 | 0 | -0.0002097 | 0.00086588 | 0.001753 | 0.00094644 | 0.0017293 | 0.00050908 | 0.00086895 | 0.00071681 | 0.00089809
|  | 292.6795 | 0.12914 | 0.10606 | 0.00086588 | 0.00067757 | 0 | 0 | 0 | 0.0005793 | 0.00071681 | 0.00067357
|  | 292.889 | 0.10698 | 0.11671 | 0.00086588 | 0.001753 | 0.00094644 | 0.0011527 | 0.0006487 | 0.00086895 | 0.00071681 | 0.00089809
|  | 293.0986 | 0.12927 | 0.14851 | 0.00028617 | 0.0010277 | 0 | 0 | 0 | 0.0005793 | 0.00071681 | 0.00067357
|  | 293.3082 | 0.10526 | 0.11679 | 0.00086588 | 0.001753 | 0.00077166 | 0.00057888 | 0.0006487 | 0.00086895 | 0.00071681 | 0.00082355
|  | 293.5177 | -0.035744 | -0.010619 | 0.00086588 | 0.00072235 | 0 | 0 | 0 | 0.0005793 | 0.00071681 | 0.00067357
|  | 293.7273 | -0.035744 | -0.021128 | 0.00086588 | 0.001753 | 0.00094644 | 0.00057318 | 0.00050908 | 0.00086895 | 0.00071681 | 0.00089809
|  | 293.937 | 0.12933 | 0.14843 | 0 | 0 | 0 | 0 | 0 | 0.0005793 | 0.00047844 | 0.00067357
|  | 294.1466 | -0.024148 | 0.010526 | 0.00086588 | 0.001753 | 0.00073409 | 0.0011521 | 0.0006487 | 0.00086895 | 0.00071681 | 0.00089809
|  | 294.3562 | 0.24607 | 0.28622 | 0.00057234 | 0.0003291 | 0 | 0 | 0 | 0.0005793 | 0.00035841 | 0.00067357
|  | 294.5659 | 0.1999 | 0.21206 | 0.00086588 | 0.001753 | 0.00094644 | 0.0011521 | 0.0006487 | 0.00076952 | 0.00071681 | 0.00074823
|  | 294.7756 | -0.1286 | -0.11656 | 0.00086588 | 0 | 0 | 0 | 0 | 0.0005793 | 0.00035841 | 0.00067357
|  | 294.9853 | 0.082971 | 0.10601 | 0.00086588 | 0.001753 | 0.00094644 | 0.0017307 | 0.0006487 | 0.00076952 | 0.00071681 | 0.00089809
|  | 295.195 | -0.083291 | -0.010491 | 0.00028616 | 0 | 0 | 0 | 0 | 0.0005793 | 0.00035841 | 0.00067357
|  | 295.4047 | 0.12927 | 0.12731 | 0.00086588 | 0.001753 | 0.00052774 | 0.0023033 | 0.0006487 | 0.00067308 | 0.00071681 | 0.00082355
|  | 295.6145 | 0.10526 | 0.095463 | 0.00029354 | 0.00067757 | 0 | 0 | 0 | 0.0005793 | 0.00035841 | 0.00067357
|  | 295.8243 | -0.13059 | -0.053021 | 0.00086588 | 0.001753 | 0.00094644 | 0.0011521 | 0.0006487 | 0.00086895 | 0.00071681 | 0.00089809
|  | 296.034 | 0.33972 | 0.40307 | 0 | 0 | 0 | 0 | 0 | 0.0005793 | 0.00035841 | 0.00067357
|  | 296.2438 | 0.10532 | 0.15913 | 0.00086588 | 0.001753 | 0.00094644 | 0.0017293 | 0.0006487 | 0.00086895 | 0.00071681 | 0.00089809
|  | 296.4537 | -0.17558 | -0.12712 | 0.00028616 | 0.0003514 | 0 | 0 | 0 | 0.0005793 | 0.00035841 | 0.00067357
|  | 296.6635 | 0.025066 | -0.010683 | 0.00086588 | 0.001753 | 0.00094644 | 0 | 0.0006487 | 0.00086895 | 0.00071681 | 0.00089809
|  | 296.8733 | -0.15249 | -0.10589 | 0.00028617 | 0.0003291 | 0 | 0 | 0 | 0.0005793 | 0.00035841 | 0.00067357
|  | 297.0832 | 0.10607 | 0.10612 | 0.00086588 | 0.001753 | 0.00094644 | 0.002308 | 0.0006487 | 0.00086895 | 0.00071681 | 0.00089809
|  | 297.2931 | 0.10599 | 0.14846 | 0.00086588 | 0.0003514 | 0 | 0 | 0 | 0.0005793 | 0.00059679 | 0.00067357
|  | 297.503 | -0.1176 | -0.084884 | 0.00086588 | 0.001753 | 0.00052774 | 0.00057724 | 0.0006487 | 0.00086895 | 0.00071681 | 0.00089809
|  | 297.7129 | 0.24713 | 0.28622 | 0 | 0.00034847 | 0 | 0 | 0 | 0.0005793 | 0.00047844 | 0.00067357
|  | 297.9229 | 0.070378 | 0.095504 | 0.00086588 | 0.001753 | 0.00074009 | 0.00057318 | 0.00050908 | 0.00086895 | 0.00071681 | 0.00089809
|  | 298.1328 | -0.11779 | -0.10603 | 0.00086588 | 0.0003291 | 0 | 0 | 0 | 0.0005793 | 0.00059846 | 0.00067357
|  | 298.3428 | 0.12933 | 0.13792 | 0.00086588 | 0.001753 | 0.00094644 | 0.00057866 | 0.00052072 | 0.00086895 | 0.00071681 | 0.00089809
|  | 298.5528 | -0.14108 | -0.07416 | 0.00057972 | 0.0003291 | 0 | 0 | 0 | 0.0005793 | 0.00059679 | 0.00067357
|  | 298.7628 | 0.18737 | 0.21204 | 0.00086588 | 0.001753 | 0.00056478 | 0 | 0.0006487 | 0.00086895 | 0.00071681 | 0.00089809
|  | 298.9728 | 0.10612 | 0.08482 | 0.00057234 | 0.00105 | 0 | 0 | 0 | 0.0005793 | 0.00059846 | 0.00067357
|  | 299.1828 | 0.29448 | 0.39224 | 0.00086588 | 0.001753 | 0.00038713 | 0.00057401 | 0.00038111 | 0.00067574 | 0.00071681 | 0.00067357
|  | 299.3929 | 0.56476 | 0.60429 | 0.00057234 | 0.0014016 | 0 | 0 | 0 | 0.0005793 | 0.00071681 | 0.00067357
|  | 299.603 | 0.21052 | 0.23333 | 0.00086588 | 0.001753 | 0.00056244 | 0 | 0.00050908 | 0.00067574 | 0.00071681 | 0.00089809
|  | 299.8131 | 0.069573 | 0.13792 | 0.00086588 | 0.001753 | 0 | 0 | 0 | 0.0005793 | 0.00071681 | 0.00067357
|  | 300.0232 | 0.10612 | 0.1273 | 0.00086588 | 0.001753 | 0.00059401 | 0 | 0.00025537 | 0.00067574 | 0.00071681 | 0.00074811
|  | 300.2333 | -0.023212 | 0.031904 | 0.00086588 | 0.001753 | 0 | 0 | 0 | 0.0005793 | 0.00059846 | 0.00067357
|  | 300.4434 | 0.14014 | 0.14846 | 0.00086588 | 0.001753 | 0.00038766 | 0 | 0.00038138 | 0.00076952 | 0.00071681 | 0.00074888
|  | 300.6536 | -0.023343 | -0.042331 | 0.00086588 | 0.001029 | 0 | 0 | 0.00012766 | 0.00067574 | 0.00071681 | 0.00074888
|  | 300.8638 | -0.11779 | -0.084809 | 0.00086588 | 0.001753 | 0.00073409 | 0 | 0.0006487 | 0.00076952 | 0.00071681 | 0.00082355
|  | 301.074 | 0.29448 | 0.31807 | 0.00086588 | 0.0013791 | 0 | 0 | 0 | 0.00067574 | 0.00071681 | 0.00074823
|  | 301.2842 | -0.024206 | -0.021367 | 0.00086588 | 0.001753 | 0.00077166 | 0 | 0.00039526 | 0.00086895 | 0.00071681 | 0.00089809
|  | 301.4944 | 0.023152 | 0.04243 | 0.00086588 | 0.001753 | 0 | 0 | 0 | 0.00067574 | 0.00071681 | 0.00074888
|  | 301.7046 | -0.18855 | -0.159 | 0.00086588 | 0.001753 | 0.000384 | 0 | 0.00050908 | 0.00077517 | 0.00071681 | 0.00089809
|  | 301.9149 | -0.29343 | -0.30745 | 0.00086588 | 0.0014029 | 0 | 0 | 0 | 0.0005793 | 0.00071681 | 0.00067357
|  | 302.1252 | 0.27095 | 0.28628 | 0.00086588 | 0.001753 | 0.00021235 | 0 | 0.00012771 | 0.00067574 | 0.00071681 | 0.00067357
|  | 302.3354 | 0.023343 | 0.04243 | 0.00086588 | 0.001753 | 0.00038713 | 0 | 0.00012798 | 0.0005793 | 0.00071681 | 0.00067357
|  | 302.5457 | 0.034882 | 0.042489 | 0.00086588 | 0.001753 | 0.00056478 | 0 | 0.00025564 | 0.00077517 | 0.00071681 | 0.00082355
|  | 302.7561 | 0.35319 | 0.33918 | 0.00086588 | 0.001753 | 0 | 0 | 0.00052104 | 0.00086895 | 0.00071681 | 0.00089809
|  | 302.9664 | -0.10526 | -0.074125 | 0.00086588 | 0.001753 | 0.00039 | 0 | 0 | 0.00076952 | 0.00071681 | 0.00074823
|  | 303.1768 | -0.046364 | -0.031811 | 0.00086588 | 0.001753 | 0 | 0 | 0.00012766 | 0.00076952 | 0.00071681 | 0.00074823
|  | 303.3872 | 0.046364 | 0.031887 | 0.00086588 | 0.001753 | 0 | 0 | 0.00012766 | 0.00067574 | 0.00071681 | 0.00074823
|  | 303.5976 | 0.00086022 | 0.010602 | 0.00086588 | 0.001753 | 0.00021235 | 0 | 0.00025537 | 0.00067574 | 0.00071681 | 0.00074823
|  | 303.808 | 0.070378 | 0.084884 | 0.00086588 | 0.001753 | 0.00021235 | 0 | 0.00025537 | 0.00067574 | 0.00071681 | 0.00082355
|  | 304.0184 | 0.011482 | 0.010584 | 0.00086588 | 0.001753 | 0.00017765 | 0 | 0.0003953 | 0.00076952 | 0.00071681 | 0.00082355
|  | 304.2288 | -0.059028 | -0.074283 | 0.00086588 | 0.001753 | 0 | 0 | 0 | 0.0005793 | 0.00071681 | 0.00067357
|  | 304.4393 | 0.15335 | 0.18035 | 0.00086588 | 0.001753 | 0.00035296 | 0 | 0.00039306 | 0.00077517 | 0.00071681 | 0.00082343
|  | 304.6498 | 0.1178 | 0.10603 | 0.00086588 | 0.001753 | 0 | 0 | 0.00012771 | 0.00077517 | 0.00071681 | 0.00067357
|  | 304.8603 | -0.12927 | -0.10603 | 0.00086588 | 0.001753 | 0 | 0.00057724 | 0.00025537 | 0.00067574 | 0.00071681 | 0.00074811
|  | 305.0708 | 0.046364 | 0.063541 | 0.00086588 | 0.00067757 | 0 | 0 | 0 | 0.0005793 | 0.00059846 | 0.00067357
|  | 305.2813 | -0.21065 | -0.20136 | 0.00086588 | 0.001753 | 0.00038713 | 0.00057318 | 0.00025537 | 0.00067574 | 0.00071681 | 0.00074888
|  | 305.4918 | 0.19971 | 0.23327 | 0.00086588 | 0.001753 | 0.00021235 | 0 | 0 | 0.0005793 | 0.00059846 | 0.00067357
|  | 305.7024 | -0.011673 | 0.0001106 | 0.00086588 | 0.001753 | 0.00077166 | 0 | 0.00052072 | 0.00086895 | 0.00071681 | 0.00082355
|  | 305.913 | 0.035687 | 0.053172 | 0.00086588 | 0.0013791 | 0 | 0 | 0 | 0.0005793 | 0.00059846 | 0.00074823
|  | 306.1236 | 0.22391 | 0.24379 | 0.00086588 | 0.001753 | 0.00073409 | 0 | 0.0006487 | 0.00086895 | 0.00071681 | 0.00089809
|  | 306.3342 | -0.01167 | -0.021145 | 0.00086588 | 0.0013791 | 0 | 0 | 0 | 0.0005793 | 0.00071681 | 0.00074888
|  | 306.5448 | -0.034693 | -0.02111 | 0.00086588 | 0.001753 | 0.00076879 | 0 | 0.00050908 | 0.00086895 | 0.00071681 | 0.00089809
|  | 306.7554 | 0.12933 | 0.11663 | 0.00086588 | 0.001029 | 0 | 0 | 0 | 0.00077517 | 0.00071681 | 0.00074888
|  | 306.9661 | -0.070567 | -0.031794 | 0.00086588 | 0.001753 | 0.00094644 | 0.0011561 | 0.0006487 | 0.00086895 | 0.00071681 | 0.00089809
|  | 307.1768 | 0.24626 | 0.2863 | 0.00086588 | 0.001029 | 0 | 0 | 0 | 0.00067308 | 0.00059846 | 0.00074823
|  | 307.3875 | -0.011673 | 1.7495e-05 | 0.00086588 | 0.001753 | 0.00077166 | 0.0011472 | 0.0006487 | 0.00086895 | 0.00071681 | 0.00089809
|  | 307.5982 | 0.093721 | 0.084762 | 0.00086588 | 0.00067757 | 0 | 0 | 0 | 0.0005793 | 0.00059679 | 0.00067357
|  | 307.8089 | 0.17656 | 0.20152 | 0.00086588 | 0.001753 | 0.00094644 | 0.0011504 | 0.0006487 | 0.00086895 | 0.00071681 | 0.00082355
|  | 308.0197 | 0.11779 | 0.1272 | 0.00086588 | 0.001753 | 0 | 0 | 0 | 0.00086895 | 0.00071681 | 0.00082355
|  | 308.2304 | -0.058897 | -0.084844 | 0.00086588 | 0.001753 | 0.00094644 | 0.0011513 | 0.00050908 | 0.00086895 | 0.00071681 | 0.00089809
|  | 308.4412 | 0.42295 | 0.44526 | 0 | 0.0006805 | 0 | 0 | 0 | 0.0005793 | 0.00047843 | 0.00067357
|  | 308.652 | 2.1826e-06 | 0.010718 | 0.00086588 | 0.001753 | 0.00077166 | 0.0011521 | 0.00052296 | 0.00086895 | 0.00071681 | 0.00089809
|  | 308.8628 | 0.17669 | 0.14834 | 0.00028617 | 0.00067757 | 0 | 0 | 0 | 0.0005793 | 0.00059679 | 0.00067357
|  | 309.0736 | 0.093721 | 0.10597 | 0.00086588 | 0.001753 | 0.00074009 | 0.0017261 | 0.00050908 | 0.00086895 | 0.00071681 | 0.00089809
|  | 309.2845 | -0.12947 | -0.084826 | 0 | 0.0003291 | 0 | 0 | 0 | 0.0005793 | 0.00047844 | 0.00067357
|  | 309.4953 | 0.082968 | 0.042495 | 0.00086588 | 0.001753 | 0.00094644 | 0.0017307 | 0.0006487 | 0.00086895 | 0.00071681 | 0.00089809
|  | 309.7062 | -0.012533 | -0.010602 | 0.00029354 | 0.0003514 | 0 | 0 | 0 | 0.0005793 | 0.00071681 | 0.00067357
|  | 309.9171 | 0.094505 | 0.063634 | 0.00086588 | 0.001753 | 0.00094644 | 0.0017293 | 0.0006487 | 0.00086895 | 0.00071681 | 0.00089809
|  | 310.128 | 0.034636 | 0.031869 | 0 | 0.00067757 | 0 | 0 | 0 | 0.0005793 | 0.00059846 | 0.00067357
|  | 310.339 | 0.33128 | 0.33935 | 0.00086588 | 0.001753 | 0.00094644 | 0.00057888 | 0.0006487 | 0.00086895 | 0.00071681 | 0.00089809
|  | 310.5499 | 0.093587 | 0.084884 | 0 | 0 | 0 | 0 | 0 | 0.0005793 | 0.00047844 | 0.00067357
|  | 310.7609 | 0.11766 | 0.074218 | 0.00086588 | 0.001753 | 0.00094644 | 0.00057888 | 0.0006487 | 0.00086895 | 0.00071681 | 0.00089809
|  | 310.9718 | 0.26928 | 0.23334 | 0 | 0.0006805 | 0 | 0 | 0 | 0.0005793 | 0.00047844 | 0.00067357
|  | 311.1828 | -0.023286 | 9.9038e-05 | 0.00086588 | 0.001753 | 0.00094644 | 0.0017293 | 0.00050908 | 0.00086895 | 0.00071681 | 0.00089809
|  | 311.3938 | 0.17675 | 0.1909 | 0.00057972 | 0.00067757 | 0 | 0 | 0 | 0.0005793 | 0.00059679 | 0.00082343
|  | 311.6049 | 0.17656 | 0.14854 | 0.00086588 | 0.001753 | 0.00094644 | 0.0017293 | 0.0006487 | 0.00086895 | 0.00071681 | 0.00089809
|  | 311.8159 | 0.069193 | 0.074125 | 0.00057972 | 0.001029 | 0 | 0 | 0 | 0.0005793 | 0.00071681 | 0.00067357
|  | 312.027 | 0.24713 | 0.24381 | 0.00086588 | 0.001753 | 0.00094644 | 0.0011561 | 0.0006487 | 0.00086895 | 0.00071681 | 0.00089809
|  | 312.238 | 0.16429 | 0.10611 | 0.00057972 | 0.00035015 | 0 | 0 | 0 | 0.00067574 | 0.00071681 | 0.00067357
|  | 312.4491 | 0.058574 | 0.063634 | 0.00086588 | 0.001753 | 0.00094644 | 0.0017261 | 0.0006487 | 0.00086895 | 0.00071681 | 0.00089809
|  | 312.6603 | 0.15348 | 0.1379 | 0.00028617 | 0.00072235 | 0 | 0 | 0 | 0.0005793 | 0.00035841 | 0.00067357
|  | 312.8714 | 0.034691 | 0.06371 | 0.00086588 | 0.001753 | 0.00074009 | 0.0017293 | 0.0006487 | 0.00086895 | 0.00071681 | 0.00089809
|  | 313.0825 | 0.09445 | 0.042471 | 0.00057972 | 0.0003291 | 0 | 0 | 0 | 0.00067308 | 0.00059846 | 0.00067357
|  | 313.2937 | 0.035551 | 0.010683 | 0.00086588 | 0.001753 | 0.00094644 | 0.00057318 | 0.0006487 | 0.00086895 | 0.00071681 | 0.00082355
|  | 313.5049 | 0.047224 | -0.010619 | 0 | 0.00070298 | 0 | 0 | 0 | 0.0005793 | 0.00035841 | 0.00067357
|  | 313.7161 | 0.34177 | 0.26507 | 0.00086588 | 0.001753 | 0.00074009 | 0 | 0.00052104 | 0.00086895 | 0.00071681 | 0.00089809
|  | 313.9273 | -0.011479 | -0.031811 | 0.00057972 | 0.0010738 | 0 | 0 | 0 | 0.00067574 | 0.00059678 | 0.00067357
|  | 314.1385 | 0.22378 | 0.18029 | 0.00086588 | 0.001753 | 0.00094644 | 0.0011521 | 0.0006487 | 0.00086895 | 0.00071681 | 0.00089809
|  | 314.3497 | 0.14095 | 0.0743 | 0.00057972 | 0.0014029 | 0 | 0 | 0 | 0.0005793 | 0.00047844 | 0.00074823
|  | 314.561 | -0.071372 | -0.084616 | 0.00086588 | 0.001753 | 0.00094644 | 0 | 0.0006487 | 0.00086895 | 0.00071681 | 0.00089809
|  | 314.7723 | 0.38727 | 0.40297 | 0.00086588 | 0.001753 | 0 | 0 | 0 | 0.00067574 | 0.00059679 | 0.00067357
|  | 314.9836 | 0.081917 | 0.031811 | 0.00086588 | 0.001753 | 0.00094644 | 0 | 0.00039526 | 0.00086895 | 0.00071681 | 0.00089809
|  | 315.1949 | 0.35233 | 0.32862 | 0.00086588 | 0.0014045 | 0 | 0 | 0 | 0.0005793 | 0.00071681 | 0.00074823
|  | 315.4062 | 0.18809 | 0.095463 | 0.00086588 | 0.001753 | 0.0005653 | 0.0011521 | 0.00052296 | 0.00077517 | 0.00071681 | 0.00089809
|  | 315.6175 | -0.035876 | -0.05298 | 0.00086588 | 0.0013791 | 0 | 0 | 0 | 0.00067873 | 0.00071681 | 0.00074823
|  | 315.8289 | 0.22286 | 0.212 | 0.00086588 | 0.001753 | 0.00094644 | 0.00057318 | 0.00052072 | 0.00086895 | 0.00071681 | 0.00082277
|  | 316.0403 | 0.16429 | 0.12725 | 0.00086588 | 0.001753 | 0 | 0 | 0 | 0.00067574 | 0.00071681 | 0.00082343
|  | 316.2517 | 0.046041 | 0.010584 | 0.00086588 | 0.001753 | 0.00017765 | 0 | 0.00038335 | 0.00086895 | 0.00071681 | 0.00089809
|  | 316.4631 | 0.11779 | 0.084919 | 0.00086588 | 0.001753 | 0 | 0 | 0.00012771 | 0.0005793 | 0.00071681 | 0.00067357
|  | 316.6745 | 0.14081 | 0.13799 | 0.00086588 | 0.001753 | 0.0005653 | 0 | 0.00038111 | 0.00086895 | 0.00071681 | 0.00082343
|  | 316.886 | 0.22305 | 0.16982 | 0.00086588 | 0.0013791 | 0 | 0 | 0 | 0.0005793 | 0.00059846 | 0.00067357
|  | 317.0974 | 0.17656 | 0.10611 | 0.00086588 | 0.001753 | 0.00035296 | 0.00057724 | 0.00012771 | 0.0005793 | 0.00071681 | 0.00074811
|  | 317.3089 | -0.20003 | -0.191 | 0.00086588 | 0.001753 | 0 | 0 | 0 | 0.0005793 | 0.00071681 | 0.00067357
|  | 317.5204 | 0 | -0.052951 | 0.00086588 | 0.001753 | 0.00052774 | 0 | 0.00038142 | 0.00067308 | 0.00071681 | 0.00074823
|  | 317.7319 | 0.11766 | 0.12723 | 0.00086588 | 0.0013791 | 0 | 0 | 0 | 0.00067873 | 0.00071681 | 0.00074823
|  | 317.9434 | 0.14081 | 0.11654 | 0.00086588 | 0.001753 | 0.00017478 | 0 | 0.00039499 | 0.00077517 | 0.00071681 | 0.00067357
|  | 318.155 | 0.17688 | 0.15912 | 0.00057972 | 0.001753 | 0 | 0 | 0.00012771 | 0.0005793 | 0.00071681 | 0.00067357
|  | 318.3665 | 0.25861 | 0.22274 | 0.00086588 | 0.001753 | 0 | 0 | 0.00025568 | 0.00076952 | 0.00071681 | 0.00067357
|  | 318.5781 | 0 | -0.042413 | 0.00086588 | 0.001753 | 0 | 0 | 0 | 0.00067574 | 0.00071681 | 0.00082343
|  | 318.7897 | 0.28381 | 0.23325 | 0.00086588 | 0.001753 | 0.00035009 | 0 | 0 | 0.0005793 | 0.00071681 | 0.00074888
|  | 319.0013 | 0.10631 | 0.042396 | 0.00057972 | 0.001753 | 0 | 0 | 0 | 0.0005793 | 0.00071681 | 0.00067357
|  | 319.2129 | 0.1176 | 0.095521 | 0.00086588 | 0.001753 | 0.00017531 | 0 | 0.00038111 | 0.00077517 | 0.00071681 | 0.00082343
|  | 319.4246 | -0.034825 | -0.063634 | 0.00086588 | 0.001753 | 0.00017531 | 0 | 0.00012771 | 0.00076952 | 0.00071681 | 0.00074888
|  | 319.6362 | -0.11779 | -0.1273 | 0.00086588 | 0.001753 | 0 | 0 | 0 | 0.00067308 | 0.00071681 | 0.00074888
|  | 319.8479 | 0.22391 | 0.15914 | 0.00086588 | 0.001753 | 0.00035009 | 0 | 0.00039499 | 0.00086895 | 0.00071681 | 0.00082343
|  | 320.0596 | 0.15248 | 0.12716 | 0.00086588 | 0.001753 | 0.00017478 | 0 | 0.00012771 | 0.00077517 | 0.00071681 | 0.00082277
|  | 320.2713 | 0.082968 | 0.031805 | 0.00086588 | 0.001753 | 0.00056478 | 0 | 0.00012771 | 0.00086895 | 0.00071681 | 0.00089809
|  | 320.483 | 0.21243 | 0.12733 | 0.00086588 | 0.001753 | 0.0005653 | 0 | 0.00012766 | 0.00086895 | 0.00071681 | 0.00089809
|  | 320.6948 | 0.069384 | 0.031829 | 0.00086588 | 0.001753 | 0.00074009 | 0 | 0.00050908 | 0.00086895 | 0.00071681 | 0.00082355
|  | 320.9065 | 0.21138 | 0.14858 | 0.00086588 | 0.001753 | 0.00017531 | 0 | 0.00012574 | 0.00067574 | 0.00071681 | 0.00067357
|  | 321.1183 | 0.11884 | 0.05309 | 0.00086588 | 0.001753 | 0.00035009 | 0 | 0.00012766 | 0.00086895 | 0.00071681 | 0.00067357
|  | 321.3301 | 0.20057 | 0.12722 | 0.00086588 | 0.001753 | 0 | 0 | 0 | 0.00076952 | 0.00071681 | 0.00074888
|  | 321.5419 | 0.046364 | 0.021204 | 0.00086588 | 0.001753 | 0.00056244 | 0.00057318 | 0.00039301 | 0.00086895 | 0.00071681 | 0.00089809
|  | 321.7537 | 0.11779 | 0.053026 | 0.00086588 | 0.001753 | 0 | 0 | 0 | 0.00076952 | 0.00071681 | 0.00089809
|  | 321.9655 | -0.070378 | -0.11656 | 0.00086588 | 0.001753 | 0.00038713 | 0 | 0.00039499 | 0.00086895 | 0.00071681 | 0.00089809
|  | 322.1774 | 0.22292 | 0.15904 | 0.00086588 | 0.001753 | 0 | 0 | 0 | 0.00076952 | 0.00071681 | 0.00074823
|  | 322.3893 | 0.16416 | 0.12722 | 0.00086588 | 0.001753 | 0.00094644 | 0 | 0.00038111 | 0.00086895 | 0.00071681 | 0.00089809
|  | 322.6012 | 0.12933 | 0.053032 | 0.00086588 | 0.001753 | 0 | 0 | 0 | 0.0005793 | 0.00059846 | 0.00074823
|  | 322.8131 | 0.29362 | 0.23336 | 0.00086588 | 0.001753 | 0.00059635 | 0 | 0.00038335 | 0.00076952 | 0.00071681 | 0.00074823
|  | 323.025 | 0.071427 | 0.042215 | 0.00029354 | 0.0010515 | 0 | 0 | 0 | 0.00067574 | 0.00059846 | 0.00067357
|  | 323.2369 | 0.10631 | 0.0743 | 0.00086588 | 0.001753 | 0.00074009 | 0 | 0.00038142 | 0.00086895 | 0.00071681 | 0.00089809
|  | 323.4489 | 0.19971 | 0.12731 | 0.00029354 | 0.001029 | 0 | 0 | 0 | 0.0005793 | 0.00071681 | 0.00067357
|  | 323.6608 | 0.046364 | -0.021221 | 0.00086588 | 0.001753 | 0.00074009 | 0 | 0.00038335 | 0.00076952 | 0.00071681 | 0.00082277
|  | 323.8728 | 0.15163 | 0.042413 | 0.00086588 | 0.0014029 | 0 | 0 | 0 | 0.00067574 | 0.00059679 | 0.00067357
|  | 324.0848 | 0.10606 | 0.053079 | 0.00086588 | 0.001753 | 0.00073409 | 0 | 0.00038335 | 0.00086895 | 0.00071681 | 0.00089809
|  | 324.2969 | 0.16502 | 0.074393 | 0.0005797 | 0.0013791 | 0 | 0 | 0 | 0.00067574 | 0.00047843 | 0.00082355
|  | 324.5089 | 0.16416 | 0.10589 | 0.00086588 | 0.001753 | 0.00094644 | 0.0011521 | 0.0006487 | 0.00086895 | 0.00071681 | 0.00089809
|  | 324.7209 | 0.024318 | -0.052997 | 0.00086588 | 0.0013791 | 0 | 0 | 0 | 0.00067574 | 0.00059846 | 0.00067357
|  | 324.933 | 0.17669 | 0.084826 | 0.00086588 | 0.001753 | 0.00074009 | 0.00057318 | 0.0006487 | 0.00086895 | 0.00071681 | 0.00089809
|  | 325.1451 | 0.094641 | 0.021204 | 0.00057972 | 0.0014239 | 0 | 0 | 0 | 0.0005793 | 0.00047843 | 0.00067357
|  | 325.3572 | 0.16421 | 0.021122 | 0.00086588 | 0.001753 | 0.00094644 | 0.0017293 | 0.0006487 | 0.00086895 | 0.00071681 | 0.00089809
|  | 325.5693 | 0.28195 | 0.22272 | 0.00057972 | 0.00105 | 0 | 0 | 0 | 0.00067574 | 0.00071681 | 0.00074811
|  | 325.7815 | 0.011673 | -0.063634 | 0.00086588 | 0.001753 | 0.00094644 | 0 | 0.0006487 | 0.00086895 | 0.00071681 | 0.00089809
|  | 325.9936 | 0.141 | 0.10611 | 0.00086588 | 0.00069862 | 0 | 0 | 0 | 0.00067574 | 0.00059679 | 0.00067357
|  | 326.2058 | 0.37567 | 0.27583 | 0.00086588 | 0.001753 | 0.00094644 | 0.00057401 | 0.0006487 | 0.00086895 | 0.00071681 | 0.00089809
|  | 326.418 | 0.035611 | -0.042337 | 0.00086588 | 0.001029 | 0 | 0 | 0 | 0.0005793 | 0.00059846 | 0.00074888
|  | 326.6302 | 0.10599 | 0.052997 | 0.00086588 | 0.001753 | 0.00076879 | 0.0017307 | 0.0006487 | 0.00086895 | 0.00071681 | 0.00089809
|  | 326.8424 | 0.25847 | 0.20153 | 0.00029354 | 0.00067757 | 0 | 0 | 0 | 0.0005793 | 0.00059846 | 0.00067357
|  | 327.0546 | -0.1999 | -0.2863 | 0.00086588 | 0.001753 | 0.00073409 | 0.0011521 | 0.00052072 | 0.00086895 | 0.00071681 | 0.00089809
|  | 327.2668 | 0.33003 | 0.25452 | 0.00029354 | 0.00070155 | 0 | 0 | 0 | 0.0005793 | 0.00071681 | 0.00074811
|  | 327.4791 | 0.14114 | 0.074218 | 0.00086588 | 0.001753 | 0.00094644 | 0.0017316 | 0.0006487 | 0.00086895 | 0.00071681 | 0.00089809
|  | 327.6914 | 0.17583 | 0.10605 | 0.00028616 | 0.00067757 | 0 | 0 | 0 | 0.0005793 | 0.00035841 | 0.00067357
|  | 327.9037 | 0.33017 | 0.22268 | 0.00086588 | 0.001753 | 0.00094644 | 0.0011529 | 0.0006487 | 0.00086895 | 0.00083684 | 0.00089809
|  | 328.116 | 0.10704 | 0.031805 | 0.00086588 | 0.0010277 | 0 | 0 | 0 | 0.0005793 | 0.00071681 | 0.00082343
|  | 328.3283 | -0.034882 | -0.074317 | 0.00086588 | 0.001753 | 0.00094644 | 0.0017307 | 0.0006487 | 0.00086895 | 0.00071681 | 0.00089809
|  | 328.5407 | 0.22292 | 0.13793 | 0 | 0.00070298 | 0 | 0 | 0 | 0.00067574 | 0.00059846 | 0.00082277
|  | 328.753 | 0.11575 | -0.03177 | 0.00086588 | 0.001753 | 0.00094644 | 0.0017293 | 0.0006487 | 0.00086895 | 0.00071681 | 0.00089809
|  | 328.9654 | 0.22397 | 0.15914 | 0.00028617 | 0.0003291 | 0 | 0 | 0 | 0.0005793 | 0.00047843 | 0.00074823
|  | 329.1778 | 0.094448 | -0.010462 | 0.00086588 | 0.001753 | 0.00094644 | 0.002308 | 0.0006487 | 0.00086895 | 0.00071681 | 0.00089809
|  | 329.3902 | 0.082909 | 0.021221 | 0 | 0.00034847 | 0 | 0 | 0 | 0.0005793 | 0.00035841 | 0.00067357
|  | 329.6027 | 0.17656 | 0.1591 | 0.00086588 | 0.001753 | 0.00094644 | 0.0023033 | 0.0006487 | 0.00086895 | 0.00071681 | 0.00089809
|  | 329.8151 | 0.30497 | 0.22268 | 0.00057234 | 0.001029 | 0 | 0 | 0 | 0.00067574 | 0.00047843 | 0.00074888
|  | 330.0276 | 0.13046 | 0.095439 | 0.00086588 | 0.001753 | 0.00094644 | 0.0017316 | 0.00039526 | 0.00086895 | 0.00071681 | 0.00089809
|  | 330.24 | 0.024072 | -0.053114 | 0.00057234 | 0.0014029 | 0 | 0 | 0 | 0.0005793 | 0.00071681 | 0.00067357
|  | 330.4525 | 0.24707 | 0.13761 | 0.00086588 | 0.001753 | 0.00074009 | 0.0017316 | 0.0006487 | 0.00086895 | 0.00071681 | 0.00089809
|  | 330.665 | 0.1168 | 0.12727 | 0 | 0.00034847 | 0 | 0 | 0 | 0.00067308 | 0.00059846 | 0.00067357
|  | 330.8776 | 0.30497 | 0.25455 | 0.00086588 | 0.001753 | 0.00094644 | 0.0011561 | 0.0006487 | 0.00086895 | 0.00071681 | 0.00089809
|  | 331.0901 | 0.24713 | 0.14859 | 0.00086588 | 0.001029 | 0 | 0 | 0 | 0.0005793 | 0.00059679 | 0.00074823
|  | 331.3027 | -0.37672 | -0.40283 | 0.00086588 | 0.001753 | 0.00074009 | 0.0017291 | 0.0006487 | 0.00086895 | 0.00071681 | 0.00089809
|  | 331.5152 | 0.23526 | 0.16974 | 0.00057234 | 0.001029 | 0 | 0 | 0 | 0.0005793 | 0.00047844 | 0.00067357
|  | 331.7278 | 0.22292 | 0.13783 | 0.00086588 | 0.001753 | 0.00094644 | 0.0017293 | 0.00052072 | 0.00086895 | 0.00071681 | 0.00089809
|  | 331.9404 | 0.058894 | 0.021186 | 0.00028617 | 0.00067757 | 0 | 0 | 0 | 0.00067574 | 0.00047843 | 0.00067357
|  | 332.1531 | 0.3764 | 0.32878 | 0.00086588 | 0.001753 | 0.00094644 | 0.00057888 | 0.00052072 | 0.00086895 | 0.00071681 | 0.00089809
|  | 332.3657 | 0.082909 | 0.053015 | 0.00086588 | 0.0014029 | 0 | 0 | 0 | 0.0005793 | 0.00059679 | 0.00082277
|  | 332.5784 | 0.21138 | 0.10619 | 0.00086588 | 0.001753 | 0.00094644 | 0.002308 | 0.00038111 | 0.00086895 | 0.00071681 | 0.00089809
|  | 332.791 | 0.23539 | 0.16958 | 0.00086588 | 0.0014016 | 0 | 0 | 0 | 0.0005793 | 0.00059846 | 0.00074823
|  | 333.0037 | 0.046423 | -0.021204 | 0.00086588 | 0.001753 | 0.00094644 | 0.00057866 | 0.00052296 | 0.00086895 | 0.00071681 | 0.00089809
|  | 333.2164 | 0.18823 | 0.10597 | 0.00086588 | 0.00067925 | 0 | 0 | 0 | 0.0005793 | 0.00059846 | 0.00067357
|  | 333.4291 | 0.18855 | 0.11671 | 0.00086588 | 0.001753 | 0.00094644 | 0.00057888 | 0.00050908 | 0.00086895 | 0.00071681 | 0.00082355
|  | 333.6419 | 0.082106 | 0.05309 | 0.00086588 | 0.0010277 | 0 | 0 | 0 | 0.00067574 | 0.00071681 | 0.00082355
|  | 333.8546 | 0.17669 | 0.074393 | 0.00086588 | 0.001753 | 0.00094644 | 0.0011521 | 0.0006487 | 0.00086895 | 0.00071681 | 0.00089809
|  | 334.0674 | 0.21138 | 0.19091 | 0.00057972 | 0.0013791 | 0 | 0 | 0 | 0.00067574 | 0.00071681 | 0.00082355
|  | 334.2802 | 0.035611 | -0.042471 | 0.00086588 | 0.001753 | 0.00074009 | 0.00057888 | 0.00025568 | 0.00067574 | 0.00071681 | 0.00082355
|  | 334.493 | 0.42295 | 0.38175 | 0.00057234 | 0.001753 | 0 | 0 | 0 | 0.00067574 | 0.00071681 | 0.00074823
|  | 334.7058 | 0.21039 | 0.1379 | 0.00086588 | 0.001753 | 0.00074009 | 0 | 0.00052072 | 0.00086895 | 0.00071681 | 0.00089809
|  | 334.9187 | 0.10625 | 0.053015 | 0.00086588 | 0.0013791 | 0 | 0 | 0 | 0.0005793 | 0.00071681 | 0.00074888
|  | 335.1315 | 0.28281 | 0.24381 | 0.00086588 | 0.001753 | 0.00094644 | 0.00057888 | 0.00052072 | 0.00086895 | 0.00071681 | 0.00089809
|  | 335.3444 | 0.10507 | 0.053155 | 0.00086588 | 0.001753 | 0 | 0 | 0 | 0.00067574 | 0.00047844 | 0.00067357
|  | 335.5573 | 0.24713 | 0.19085 | 0.00086588 | 0.001753 | 0.00074009 | 0 | 0.00039306 | 0.00067574 | 0.00071681 | 0.00089809
|  | 335.7702 | -0.059891 | -0.084745 | 0.00086588 | 0.0014016 | 0 | 0 | 0 | 0.00067574 | 0.00071681 | 0.00089809
|  | 335.9831 | 0.00086022 | -0.053108 | 0.00086588 | 0.001753 | 0.00055644 | 0.00057724 | 0.00038142 | 0.00086895 | 0.00071681 | 0.00089809
|  | 336.196 | 0.19984 | 0.15897 | 0.00086588 | 0.001753 | 0.00017478 | 0 | 0 | 0.00077517 | 0.00071681 | 0.00089809
|  | 336.409 | 0.30596 | 0.25457 | 0.00086588 | 0.001753 | 0.00073409 | 0 | 0.00025537 | 0.00086895 | 0.00071681 | 0.00089809
|  | 336.6219 | 0.081917 | 0 | 0.00086588 | 0.001753 | 0 | 0 | 0.00012771 | 0.00067574 | 0.00071681 | 0.00082277
|  | 336.8349 | 0.24713 | 0.21212 | 0.00086588 | 0.001753 | 0.00052774 | 0 | 0.00050908 | 0.00086895 | 0.00071681 | 0.00089809
|  | 337.0479 | 0.011613 | -0.010503 | 0.00086588 | 0.001753 | 0 | 0 | 0 | 0.00067574 | 0.00071681 | 0.00089809
|  | 337.2609 | 0.27015 | 0.18023 | 0.00086588 | 0.001753 | 0.00056244 | 0 | 0.00012766 | 0.00086895 | 0.00071681 | 0.00089809
|  | 337.4739 | 0.12933 | 0.05309 | 0.00086588 | 0.001753 | 0.00017478 | 0 | 0 | 0.00086895 | 0.00071681 | 0.00074888
|  | 337.687 | 0.023881 | 0 | 0.00086588 | 0.001753 | 0.00074009 | 0 | 0 | 0.00086895 | 0.00071681 | 0.00089809
|  | 337.9 | 0.16502 | 0.10612 | 0.00086588 | 0.001753 | 0.00017531 | 0 | 0 | 0.00086895 | 0.00071681 | 0.00089809
|  | 338.1131 | 0.18823 | 0.10603 | 0.00086588 | 0.001753 | 0.00074009 | 0 | 0.00012771 | 0.00086895 | 0.00071681 | 0.00089809
|  | 338.3262 | 0.10612 | 0.095504 | 0.00086588 | 0.001753 | 0.00038766 | 0 | 0.00012574 | 0.00077517 | 0.00071681 | 0.00089809
|  | 338.5393 | 0.39961 | 0.32869 | 0.00086588 | 0.001753 | 0.00074009 | 0 | 0.0002534 | 0.00086895 | 0.00071681 | 0.00089809
|  | 338.7525 | 0.047224 | -0.010602 | 0.00086588 | 0.001753 | 0.00074009 | 0 | 0 | 0.00086895 | 0.00071681 | 0.00089809
|  | 338.9656 | 0.18922 | 0.095346 | 0.00086588 | 0.001753 | 0.00074009 | 0 | 0.00012574 | 0.00086895 | 0.00071681 | 0.00089809
|  | 339.1787 | 0.21138 | 0.19079 | 0.00086588 | 0.001753 | 0.00035296 | 0 | 0.00012574 | 0.00086895 | 0.00071681 | 0.00089809
|  | 339.3919 | -0.30602 | -0.29696 | 0.00086588 | 0.001753 | 0.00056478 | 0 | 0.00025537 | 0.00086895 | 0.00071681 | 0.00089809
|  | 339.6051 | 0.21138 | 0.1485 | 0.00086588 | 0.001753 | 0.00094644 | 0 | 0.00038335 | 0.00086895 | 0.00071681 | 0.00089809
|  | 339.8183 | 0.16435 | 0.095504 | 0.00086588 | 0.001753 | 0.00035009 | 0 | 0 | 0.00086895 | 0.00071681 | 0.00089809
|  | 340.0315 | 0.035744 | -0.031829 | 0.00086588 | 0.001753 | 0.00052774 | 0 | 0.00012766 | 0.00086895 | 0.00071681 | 0.00089809
|  | 340.2448 | 0.24825 | 0.191 | 0.00086588 | 0.001753 | 0.00052774 | 0 | 0.00025568 | 0.00086895 | 0.00071681 | 0.00089809
|  | 340.458 | 0.011673 | -0.010544 | 0.00086588 | 0.001753 | 0.00035009 | 0 | 0.00012798 | 0.00076952 | 0.00071681 | 0.00089809
|  | 340.6713 | 0.17669 | 0.11661 | 0.00086588 | 0.001753 | 0.00035009 | 0 | 0 | 0.00076952 | 0.00071681 | 0.00089809
|  | 340.8846 | 0.21133 | 0.11656 | 0.00086588 | 0.001753 | 0.00056244 | 0 | 0 | 0.00086895 | 0.00071681 | 0.00089809
|  | 341.0979 | 0.29349 | 0.22275 | 0.00086588 | 0.001753 | 0.00017765 | 0 | 0 | 0.00086895 | 0.00071681 | 0.00082355
|  | 341.3112 | 0.24745 | 0.18027 | 0.00086588 | 0.001753 | 0.00074009 | 0 | 0.00025344 | 0.00086895 | 0.00071681 | 0.00089809
|  | 341.5245 | 0.38807 | 0.32853 | 0.00086588 | 0.001753 | 0.00017531 | 0 | 0 | 0.00076952 | 0.00071681 | 0.00089809
|  | 341.7379 | 0.012344 | -0.095364 | 0.19109 | 0.001753 | 0.00055644 | 0 | 0 | 0.00086895 | 0.00071681 | 0.00089809
|  | 341.9513 | 0.34084 | 0.2756 | 0.19725 | 0.001753 | 0 | 0 | 0.00012766 | 0.00076952 | 0.00071681 | 0.00082277
|  | 342.1646 | 0.11766 | 0.042489 | 0.19872 | 0.001753 | 0.00094644 | 0 | 0.00052072 | 0.00076952 | 0.00071681 | 0.00089809
|  | 342.378 | 0.1999 | 0.14852 | 0.1999 | 0.001753 | 0 | 0 | 0.00012771 | 0.00076952 | 0.00071681 | 0.00089809
|  | 342.5915 | 0.60142 | 0.53025 | 0.20019 | 0.001753 | 0.00074009 | 0 | 0.00039306 | 0.00086895 | 0.00071681 | 0.00089809
|  | 342.8049 | 0.15335 | 0.084727 | 0.20019 | 0.001753 | 0.00017478 | 0 | 0 | 0.00076952 | 0.00071681 | 0.00089809
|  | 343.0183 | 0.34171 | 0.2862 | 0.20224 | 0.001753 | 0.00052774 | 0 | 0.00025537 | 0.00086895 | 0.00071681 | 0.00082277
|  | 343.2318 | 0.25979 | 0.16983 | 0.20283 | 0.001753 | 0 | 0 | 0 | 0.00067574 | 0.00059846 | 0.00067357
|  | 343.4453 | 0.20009 | 0.1273 | 0.39334 | 0.001753 | 0.00094644 | 0 | 0.00052099 | 0.00086895 | 0.00071681 | 0.00089809
|  | 343.6588 | 0.22292 | 0.15897 | 0.39951 | 0.0014029 | 0 | 0 | 0 | 0.0005793 | 0.00071681 | 0.00089809
|  | 343.8723 | 0.47018 | 0.38176 | 0.39393 | 0.001753 | 0.00094644 | 0 | 0.00038142 | 0.00086895 | 0.00071681 | 0.00089809
|  | 344.0858 | 0.3175 | 0.22264 | 0.40039 | 0.001753 | 0 | 0 | 0 | 0.00086895 | 0.00071681 | 0.00082343
|  | 344.2994 | 0.74026 | 0.63622 | 0.40215 | 0.001753 | 0.00073409 | 0 | 0.0002534 | 0.00086895 | 0.00071681 | 0.00089809
|  | 344.5129 | 0.30497 | 0.14842 | 0.39011 | 0.001753 | 0 | 0 | 0 | 0.00067574 | 0.00071681 | 0.00089809
|  | 344.7265 | 0.2588 | 0.16975 | 0.39657 | 0.001753 | 0.00094644 | 0 | 0.00038111 | 0.00086895 | 0.00071681 | 0.00089809
|  | 344.9401 | 0.047415 | -0.010573 | 0.39804 | 0.001753 | 0 | 0 | 0 | 0.00076952 | 0.00059846 | 0.00089809
|  | 345.1537 | -0.08186 | -0.14841 | 0.59149 | 0.001753 | 0.00094644 | 0.00057888 | 0.0006487 | 0.00086895 | 0.00071681 | 0.00089809
|  | 345.3673 | 0.28195 | 0.18033 | 0.59854 | 0.001753 | 0.00017478 | 0 | 0 | 0.00076952 | 0.00071681 | 0.00089809
|  | 345.581 | 0.18934 | 0.10611 | 0.6003 | 0.001753 | 0.00094644 | 0.00057724 | 0.00039499 | 0.00086895 | 0.00071681 | 0.00089809
|  | 345.7946 | 0.1755 | 0.14865 | 0.60353 | 0.001753 | 0 | 0 | 0 | 0.00076952 | 0.00071681 | 0.00082355
|  | 346.0083 | 0.49333 | 0.37122 | 0.60499 | 0.001753 | 0.00074009 | 0.0011472 | 0.00038111 | 0.00086895 | 0.00071681 | 0.00089809
|  | 346.222 | 0.21046 | 0.11656 | 0.60558 | 0.001753 | 0 | 0 | 0 | 0.0005793 | 0.00071681 | 0.00089809
|  | 346.4357 | 0.10513 | -0.01041 | 0.60793 | 0.001753 | 0.00094644 | 0.0011521 | 0.00025564 | 0.00076952 | 0.00071681 | 0.00089809
|  | 346.6494 | 0.4006 | 0.34974 | 0.60969 | 0.0013791 | 0 | 0 | 0 | 0.0005793 | 0.00071681 | 0.00074823
|  | 346.8632 | 0.23446 | 0.1166 | 0.61057 | 0.001753 | 0.00094644 | 0.00057724 | 0.0006487 | 0.00086895 | 0.00071681 | 0.00089809
|  | 347.0769 | 0.28281 | 0.14858 | 0.61116 | 0.00067757 | 0 | 0 | 0 | 0.0005793 | 0.00059846 | 0.00082277
|  | 347.2907 | 0.29335 | 0.22259 | 0.61263 | 0.001753 | 0.00094644 | 0.0011521 | 0.00038335 | 0.00086895 | 0.00071681 | 0.00089809
|  | 347.5045 | 0.16303 | 0.10593 | 0.61321 | 0.0013791 | 0 | 0 | 0 | 0.00067308 | 0.00059846 | 0.00082343
|  | 347.7183 | 0.51734 | 0.36041 | 0.61585 | 0.001753 | 0.00094644 | 0.002882 | 0.0006487 | 0.00086895 | 0.00071681 | 0.00089809
|  | 347.9321 | 0.16502 | 0.021204 | 0.61673 | 0.001753 | 0 | 0 | 0 | 0.00077517 | 0.00059679 | 0.00074888
|  | 348.1459 | 0.21119 | 0.042506 | 0.61762 | 0.001753 | 0.00094644 | 0 | 0.00039499 | 0.00086895 | 0.00071681 | 0.00089809
|  | 348.3598 | 0.47209 | 0.3286 | 0.62026 | 0.0014029 | 0.00017765 | 0 | 0 | 0.0005793 | 0.00059846 | 0.00082277
|  | 348.5736 | 0.15421 | -0.031765 | 0.62114 | 0.001753 | 0.00094644 | 0.0011521 | 0.0006487 | 0.00086895 | 0.00071681 | 0.00089809
|  | 348.7875 | 0.024072 | -0.08468 | 0.62202 | 0.0014016 | 0 | 0 | 0 | 0.0005793 | 0.00059846 | 0.00074811
|  | 349.0014 | 0.36473 | 0.20144 | 0.62613 | 0.001753 | 0.00094644 | 0.0017307 | 0.00052072 | 0.00086895 | 0.00071681 | 0.00089809
|  | 349.2153 | 0.29448 | 0.074236 | 0.6273 | 0.0013791 | 0 | 0 | 0 | 0.00067308 | 0.00059679 | 0.00082343
|  | 349.4292 | 0.45727 | 0.25433 | 0.62848 | 0.001753 | 0.00094644 | 0.002882 | 0.0006487 | 0.00086895 | 0.00071681 | 0.00097263
|  | 349.6432 | 0.45791 | 0.26507 | 0.63082 | 0.0013791 | 0 | 0 | 0 | 0.0005793 | 0.00059846 | 0.00082277
|  | 349.8571 | 0.51734 | 0.22272 | 0.63347 | 0.001753 | 0.00094644 | 0.0011529 | 0.0006487 | 0.00086895 | 0.00083684 | 0.00089809
|  | 350.0711 | 0.48153 | 0.13782 | 0.63523 | 0.00069987 | 0 | 0 | 0 | 0.0005793 | 0.00047676 | 0.00067357
|  | 350.2851 | 0.36478 | 0.031829 | 0.63816 | 0.0021015 | 0.00094644 | 0.0017293 | 0.0006487 | 0.00086895 | 0.00071681 | 0.00089809
|  | 350.4991 | 0.55309 | 0.1592 | 0.64081 | 0.00067757 | 0 | 0 | 0 | 0.0005793 | 0.00035841 | 0.00074811
|  | 350.7131 | 0.48134 | 0.052776 | 0.64345 | 0.001753 | 0.00094644 | 0.0011504 | 0.0006487 | 0.00086895 | 0.00071681 | 0.00097263
|  | 350.9272 | 0.6224 | 0.12714 | 0.6458 | 0.001029 | 0 | 0 | 0 | 0.00067308 | 0.00059846 | 0.00074811
|  | 351.1412 | 0.64668 | 0.13792 | 0.64785 | 0.001753 | 0.00074009 | 0.0017261 | 0.0006487 | 0.00086895 | 0.00071681 | 0.00089809
|  | 351.3553 | 0.71593 | 0.13793 | 0.65108 | 0 | 0 | 0 | 0 | 0.00076952 | 0.00059679 | 0.00074811
|  | 351.5694 | 1.0225 | 0.3605 | 0.65313 | 0.001753 | 0.00094644 | 0.0011504 | 0.0006487 | 0.00086895 | 0.00071681 | 0.00089809
|  | 351.7835 | 0.91532 | 0.095445 | 0.65431 | 0.00067757 | 0 | 0 | 0 | 0.0005793 | 0.00047676 | 0.00074811
|  | 351.9976 | 1.009 | 0.063756 | 0.65666 | 0.001753 | 0.00094644 | 0.00057401 | 0.00050908 | 0.00086895 | 0.00071681 | 0.00089809
|  | 352.2117 | 1.2791 | 0.1591 | 0.65901 | 0.0003291 | 0 | 0 | 0 | 0.00076952 | 0.00035841 | 0.00074823
|  | 352.4259 | 1.6429 | 0.26499 | 0.65989 | 0.001753 | 0.00094644 | 0.0011521 | 0.0006487 | 0.00086895 | 0.00083684 | 0.00089809
|  | 352.64 | 1.914 | 0.24395 | 0.66165 | 0.0013791 | 0 | 0 | 0 | 0.0005793 | 0.00047843 | 0.00082277
|  | 352.8542 | 2.2305 | 0.21212 | 0.66311 | 0.001753 | 0.00094644 | 0.0011472 | 0.0006487 | 0.00086895 | 0.00071681 | 0.00089809
|  | 353.0684 | 2.4998 | 0.13798 | 0.66429 | 0.0014029 | 0 | 0 | 0 | 0.00076952 | 0.00071681 | 0.00089809
|  | 353.2826 | 2.9466 | 0.15906 | 0.66517 | 0.001753 | 0.00094644 | 0.0023047 | 0.0006487 | 0.00086895 | 0.00071681 | 0.00089809
|  | 353.4969 | 3.3356 | 0.084919 | 0.66693 | 0.0014029 | 0 | 0 | 0 | 0.0005793 | 0.00047844 | 0.00074888
|  | 353.7111 | 3.6397 | 0.052997 | 0.6681 | 0.001753 | 0.00094644 | 0.00057318 | 0.0006487 | 0.00086895 | 0.00083684 | 0.00089809
|  | 353.9254 | 4.0393 | 0.021204 | 0.66957 | 0.0014239 | 0 | 0 | 0 | 0.00076952 | 0.00059846 | 0.00074823
|  | 354.1397 | 4.7323 | -2.3368e-05 | 0.67192 | 0.001753 | 0.00094644 | 0.0017293 | 0.0006487 | 0.00086895 | 0.00071681 | 0.00089809
|  | 354.354 | 5.4139 | 0.11656 | 0.67398 | 0.0010738 | 0 | 0 | 0 | 0.00067308 | 0.00059846 | 0.00074823
|  | 354.5683 | 6.355 | 0.27568 | 0.67838 | 0.001753 | 0.00094644 | 0.0017301 | 0.00050908 | 0.00086895 | 0.00071681 | 0.00089809
|  | 354.7826 | 6.9083 | 0.031805 | 0.68102 | 0.001753 | 0 | 0 | 0 | 0.00067574 | 0.00071681 | 0.00074888
|  | 354.9969 | 7.86 | 0.22282 | 0.68366 | 0.0024516 | 0.00094644 | 0 | 0.0006487 | 0.00086895 | 0.00071681 | 0.00097263
|  | 355.2113 | 8.6595 | 0.15904 | 0.68895 | 0.001753 | 0 | 0 | 0 | 0.00067308 | 0.00047843 | 0.00074811
|  | 355.4257 | 9.4353 | 0.063634 | 0.69306 | 0.001753 | 0.00094644 | 0.00057888 | 0.00052072 | 0.00086895 | 0.00071681 | 0.00089809
|  | 355.64 | 10.3287 | 0.2016 | 0.6957 | 0.001753 | 0.00035009 | 0 | 0 | 0.00076952 | 0.00071681 | 0.00082277
|  | 355.8544 | 11.5032 | 0.21202 | 0.70186 | 0.001753 | 0.00094644 | 0.0011561 | 0.0006487 | 0.00086895 | 0.00071681 | 0.00089809
|  | 356.0689 | 12.5854 | 0.15896 | 0.70509 | 0.0013791 | 0.00017531 | 0 | 0 | 0.00067574 | 0.00071681 | 0.00082343
|  | 356.2833 | 13.277 | 0.095445 | 0.70715 | 0.001753 | 0.00094644 | 0.00057866 | 0.00050908 | 0.00086895 | 0.00071681 | 0.00089809
|  | 356.4978 | 14.9467 | 0.07416 | 0.7139 | 0.0013791 | 0 | 0 | 0 | 0.0005793 | 0.00071681 | 0.00082355
|  | 356.7122 | 16.732 | 0.39241 | 0.7183 | 0.001753 | 0.00094644 | 0.00057724 | 0.00052072 | 0.00086895 | 0.00071681 | 0.00089809
|  | 356.9267 | 17.908 | 0.25445 | 0.71977 | 0.0014016 | 0 | 0 | 0 | 0.0005793 | 0.00059678 | 0.00074823
|  | 357.1412 | 19.1289 | -0.063634 | 0.72593 | 0.001753 | 0.00094644 | 0.0011521 | 0.00052296 | 0.00086895 | 0.00071681 | 0.00089809
|  | 357.3557 | 21.0452 | 0.29687 | 0.72887 | 0.0014016 | 0 | 0 | 0 | 0.00086895 | 0.00071681 | 0.00089809
|  | 357.5702 | 22.7501 | 0.19095 | 0.73034 | 0.001753 | 0.00094644 | 0.0017293 | 0.00038335 | 0.00086895 | 0.00083684 | 0.00089809
|  | 357.7848 | 24.8984 | 0.21208 | 0.73533 | 0.0013791 | 0 | 0 | 0 | 0.00067308 | 0.00071681 | 0.00067357
|  | 357.9994 | 26.8609 | 0.32867 | 0.73885 | 0.001753 | 0.00094644 | 0.0011472 | 0.00052072 | 0.00086895 | 0.00071681 | 0.00089809
|  | 358.2139 | 29.3398 | 0.34984 | 0.74002 | 0.0013791 | 0 | 0 | 0 | 0.00076952 | 0.00071681 | 0.00082355
|  | 358.4285 | 32.089 | 0.60429 | 0.7409 | 0.001753 | 0.00094644 | 0.00057724 | 0.00038335 | 0.00086895 | 0.00071681 | 0.00089809
|  | 358.6431 | 34.6034 | 0.58326 | 0.74325 | 0.0013791 | 0 | 0 | 0 | 0.00067574 | 0.00071681 | 0.00082343
|  | 358.8578 | 37.0123 | 0.26527 | 0.74736 | 0.001753 | 0.00094644 | 0.00057866 | 0.00038335 | 0.00086895 | 0.00071681 | 0.00082343
|  | 359.0724 | 41.0196 | 0.6149 | 0.75206 | 0.0014045 | 0 | 0 | 0 | 0.00067574 | 0.00071681 | 0.00067357
|  | 359.2871 | 43.6379 | 0.42404 | 0.7547 | 0.001753 | 0.00073409 | 0.00057318 | 0.00052104 | 0.00086895 | 0.00071681 | 0.00089809
|  | 359.5017 | 45.7981 | 0.29698 | 0.7594 | 0.001753 | 0 | 0 | 0 | 0.00067308 | 0.00071681 | 0.00074888
|  | 359.7164 | 50.5306 | 0.59357 | 0.76409 | 0.001753 | 0.00094644 | 0 | 0.00025537 | 0.00086895 | 0.00071681 | 0.00089809
|  | 359.9311 | 54.4346 | 0.78456 | 0.76674 | 0.0014016 | 0 | 0 | 0 | 0.00076952 | 0.00071681 | 0.00089809
|  | 360.1458 | 57.6506 | 0.60427 | 0.77437 | 0.001753 | 0.00094644 | 0.00057318 | 0.0006487 | 0.00086895 | 0.00071681 | 0.00089809
|  | 360.3606 | 62.9455 | 0.79522 | 0.77965 | 0.0014029 | 0 | 0 | 0 | 0.00067308 | 0.00071681 | 0.00074888
|  | 360.5753 | 67.5844 | 0.33931 | 0.78552 | 0.001753 | 0.00094644 | 0.0017293 | 0.0006487 | 0.00086895 | 0.00071681 | 0.00089809
|  | 360.7901 | 72.4266 | 0.75284 | 0.79139 | 0.0014029 | 0 | 0 | 0 | 0.00067308 | 0.00059679 | 0.00067357
|  | 361.0049 | 77.3821 | 0.67856 | 0.79433 | 0.001753 | 0.00076879 | 0 | 0.00025537 | 0.00086895 | 0.00071681 | 0.00089809
|  | 361.2197 | 82.772 | 0.7209 | 0.80284 | 0.001753 | 0 | 0 | 0.00012766 | 0.0005793 | 0.00071681 | 0.00082355
|  | 361.4345 | 88.6249 | 0.73147 | 0.80783 | 0.001753 | 0.00094644 | 0.00057888 | 0.00050908 | 0.00086895 | 0.00071681 | 0.00089809
|  | 361.6493 | 96.6338 | 0.78452 | 0.81253 | 0.001753 | 0.00017531 | 0 | 0 | 0.00076952 | 0.00071681 | 0.00089809
|  | 361.8642 | 103.269 | 0.86929 | 0.82427 | 0.001753 | 0.00052774 | 0.00057888 | 0.00038111 | 0.00086895 | 0.00071681 | 0.00089809
|  | 362.079 | 107.6987 | 1.3888 | 0.82867 | 0.001753 | 0 | 0 | 0 | 0.00086895 | 0.00071681 | 0.00089809
|  | 362.2939 | 115.107 | 0.84818 | 0.83366 | 0.001753 | 0.00094644 | 0.00057724 | 0.00038111 | 0.00086895 | 0.00071681 | 0.00089809
|  | 362.5088 | 124.2468 | 1.1451 | 0.84276 | 0.001753 | 0.00017765 | 0 | 0 | 0.00067308 | 0.00071681 | 0.00082355
|  | 362.7237 | 129.6113 | 1.092 | 0.84599 | 0.001753 | 0.00094644 | 0.00057318 | 0.00038138 | 0.00086895 | 0.00071681 | 0.00089809
|  | 362.9386 | 137.5305 | 1.1875 | 0.85715 | 0.001753 | 0.00035296 | 0 | 0 | 0.00076952 | 0.00071681 | 0.00089809
|  | 363.1536 | 145.173 | 0.90112 | 0.8639 | 0.001753 | 0.00094644 | 0 | 0.00012766 | 0.00076952 | 0.00071681 | 0.00082355
|  | 363.3685 | 154.213 | 1.304 | 0.86683 | 0.001753 | 0.00056244 | 0 | 0 | 0.0005793 | 0.00071681 | 0.00067357
|  | 363.5835 | 164.2921 | 1.5479 | 0.87652 | 0.001753 | 0.00094644 | 0.00057888 | 0.00052072 | 0.00086895 | 0.00071681 | 0.00089809
|  | 363.7985 | 174.6529 | 1.5477 | 0.87946 | 0.001753 | 0.00055644 | 0 | 0.00012766 | 0.00086895 | 0.00071681 | 0.00089809
|  | 364.0135 | 184.6355 | 1.6541 | 0.88327 | 0.001753 | 0.00073409 | 0 | 0.00050908 | 0.00086895 | 0.00071681 | 0.00089809
|  | 364.2285 | 193.3585 | 1.7495 | 0.89267 | 0.001753 | 0.00017531 | 0 | 0 | 0.00076952 | 0.00071681 | 0.00089809
|  | 364.4435 | 201.0422 | 1.866 | 0.89883 | 0.001753 | 0.00094644 | 0 | 0.00025537 | 0.00086895 | 0.00071681 | 0.00089809
|  | 364.6586 | 210.9093 | 1.9718 | 0.90265 | 0.001753 | 0.00055931 | 0 | 0 | 0.00086895 | 0.00071681 | 0.00089809
|  | 364.8736 | 221.5775 | 2.1098 | 0.90822 | 0.001753 | 0.00074009 | 0 | 0.00025568 | 0.00086895 | 0.00071681 | 0.00089809
|  | 365.0887 | 229.8543 | 2.0887 | 0.9229 | 0.001753 | 0.00052774 | 0 | 0 | 0.00067308 | 0.00071681 | 0.00089809
|  | 365.3038 | 238.7134 | 1.7706 | 0.93787 | 0.001753 | 0.00074009 | 0 | 0 | 0.00086895 | 0.00071681 | 0.00089809
|  | 365.5189 | 251.5469 | 2.7462 | 0.9458 | 0.001753 | 0.00035296 | 0 | 0 | 0.00086895 | 0.00071681 | 0.00089809
|  | 365.7341 | 260.7125 | 2.6187 | 0.96224 | 0.001753 | 0.00073409 | 0 | 0.00012574 | 0.00086895 | 0.00071681 | 0.00089809
|  | 365.9492 | 269.3074 | 2.5444 | 0.9775 | 0.001753 | 0.00035296 | 0 | 0 | 0.00076952 | 0.00071681 | 0.00082343
|  | 366.1644 | 278.3774 | 2.831 | 0.98601 | 0.001753 | 0.00074009 | 0 | 0.00012766 | 0.00086895 | 0.00071681 | 0.00082355
|  | 366.3795 | 286.4679 | 3.0535 | 0.99863 | 0.001753 | 0.00017531 | 0 | 0.00012771 | 0.00076952 | 0.00071681 | 0.00082355
|  | 366.5947 | 292.4436 | 3.3502 | 1.0165 | 0.001753 | 0.0005653 | 0 | 0.00012771 | 0.00086895 | 0.00071681 | 0.00089809
|  | 366.8099 | 298.1037 | 3.4139 | 1.0221 | 0.001753 | 0.00035296 | 0 | 0 | 0.00086895 | 0.00071681 | 0.00089809
|  | 367.0251 | 303.7791 | 3.6575 | 1.0298 | 0.001753 | 0.00073409 | 0 | 0.00052072 | 0.00086895 | 0.00071681 | 0.00089809
|  | 367.2404 | 305.4655 | 4.1772 | 1.0374 | 0.001753 | 0.00035296 | 0 | 0 | 0.00076952 | 0.00071681 | 0.00089809
|  | 367.4556 | 305.0929 | 4.1136 | 1.0406 | 0.001753 | 0.00077166 | 0 | 0.00012766 | 0.00086895 | 0.00071681 | 0.00089809
|  | 367.6709 | 307.9042 | 4.5269 | 1.048 | 0.001753 | 0.00056478 | 0 | 0.00012766 | 0.00086895 | 0.00071681 | 0.00089809
|  | 367.8862 | 308.8265 | 5.1739 | 1.0526 | 0.001753 | 0.00074009 | 0 | 0.00012766 | 0.00086895 | 0.00071681 | 0.00089809
|  | 368.1015 | 307.7216 | 5.3962 | 1.0706 | 0.001753 | 0.00059401 | 0 | 0.00012766 | 0.00086895 | 0.00071681 | 0.00089809
|  | 368.3168 | 309.733 | 5.4811 | 1.0841 | 0.001753 | 0.00094644 | 0 | 0.00025537 | 0.00076952 | 0.00071681 | 0.00089809
|  | 368.5321 | 311.0666 | 6.2443 | 1.0879 | 0.001753 | 0.00094644 | 0 | 0.00012771 | 0.00086895 | 0.00071681 | 0.00089809
|  | 368.7475 | 309.9671 | 6.4564 | 1.1055 | 0.001753 | 0.00094644 | 0 | 0.00012771 | 0.00086895 | 0.00071681 | 0.00089809
|  | 368.9629 | 307.021 | 6.6685 | 1.1193 | 0.001753 | 0.00052774 | 0 | 0.00012771 | 0.00086895 | 0.00071681 | 0.00089809
|  | 369.1782 | 301.1998 | 7.3363 | 1.1296 | 0.001753 | 0.00074009 | 0 | 0.00026732 | 0.00076952 | 0.00071681 | 0.00082343
|  | 369.3936 | 296.7571 | 7.6013 | 1.1478 | 0.001753 | 0.00052774 | 0 | 0.00012766 | 0.00076952 | 0.00071681 | 0.00089809
|  | 369.609 | 294.5569 | 8.2695 | 1.1665 | 0.001753 | 0.00074009 | 0.00057318 | 0.00012771 | 0.00076952 | 0.00071681 | 0.00089809
|  | 369.8245 | 283.4042 | 8.9056 | 1.1827 | 0.001753 | 0.00074009 | 0 | 0.00026732 | 0.00076952 | 0.00071681 | 0.00089809
|  | 370.0399 | 274.3602 | 9.5311 | 1.1871 | 0.001753 | 0.00038766 | 0 | 0 | 0.00086895 | 0.00071681 | 0.00089809
|  | 370.2553 | 266.5806 | 9.8171 | 1.2126 | 0.001753 | 0.0005653 | 0 | 0.00025537 | 0.00086895 | 0.00071681 | 0.00089809
|  | 370.4708 | 267.1611 | 10.9621 | 1.2335 | 0.001753 | 0.0005653 | 0 | 0.00012766 | 0.00086895 | 0.00071681 | 0.00089809
|  | 370.6863 | 263.1789 | 11.9907 | 1.2379 | 0.001753 | 0.00073409 | 0 | 0.00025564 | 0.00086895 | 0.00071681 | 0.00089809
|  | 370.9018 | 248.9177 | 12.0965 | 1.2602 | 0.001753 | 0.00055644 | 0 | 0.00012771 | 0.00086895 | 0.00071681 | 0.00089809
|  | 371.1173 | 244.1535 | 13.2947 | 1.2825 | 0.001753 | 0.00094644 | 0 | 0.00039306 | 0.00086895 | 0.00071681 | 0.00089809
|  | 371.3329 | 239.8588 | 14.1429 | 1.3013 | 0.001753 | 0.00021235 | 0 | 0 | 0.00076952 | 0.00071681 | 0.00089809
|  | 371.5484 | 232.991 | 14.9909 | 1.3201 | 0.001753 | 0.00076879 | 0 | 0 | 0.00076952 | 0.00071681 | 0.00089809
|  | 371.764 | 226.1964 | 16.1995 | 1.345 | 0.001753 | 0.00035009 | 0 | 0 | 0.00076952 | 0.00071681 | 0.00089809
|  | 371.9795 | 219.0274 | 17.1537 | 1.3653 | 0.001753 | 0.00094644 | 0 | 0.00025568 | 0.00086895 | 0.00071681 | 0.00089809
|  | 372.1951 | 211.1243 | 18.4153 | 1.3811 | 0.001753 | 0.00056244 | 0 | 0 | 0.00086895 | 0.00071681 | 0.00089809
|  | 372.4107 | 205.8209 | 19.7511 | 1.4128 | 0.001753 | 0.00094644 | 0 | 0.00012771 | 0.00086895 | 0.00071681 | 0.00089809
|  | 372.6264 | 199.183 | 20.7794 | 1.4334 | 0.001753 | 0.00038766 | 0 | 0 | 0.00086895 | 0.00071681 | 0.00089809
|  | 372.842 | 190.3001 | 22.2213 | 1.4533 | 0.001753 | 0.00094644 | 0 | 0.00038335 | 0.00086895 | 0.00071681 | 0.00089809
|  | 373.0577 | 182.5816 | 23.3132 | 1.4824 | 0.001753 | 0.00017531 | 0 | 0 | 0.00076952 | 0.00071681 | 0.00089809
|  | 373.2733 | 177.5919 | 24.6809 | 1.4927 | 0.001753 | 0.00094644 | 0.00057318 | 0.00012771 | 0.00086895 | 0.00071681 | 0.00089809
|  | 373.489 | 173.0103 | 26.9814 | 1.5167 | 0.001753 | 0.00094644 | 0 | 0 | 0.00086895 | 0.00071681 | 0.00089809
|  | 373.7047 | 165.4644 | 28.3809 | 1.5505 | 0.001753 | 0.00094644 | 0 | 0.00025568 | 0.00086895 | 0.00071681 | 0.00089809
|  | 373.9204 | 159.4087 | 30.2891 | 1.5596 | 0.001753 | 0.00035009 | 0 | 0 | 0.00086895 | 0.00071681 | 0.00089809
|  | 374.1362 | 154.343 | 32.4521 | 1.5986 | 0.001753 | 0.00094644 | 0.00057318 | 0.00025537 | 0.00086895 | 0.00071681 | 0.00089809
|  | 374.3519 | 147.4687 | 34 | 1.6306 | 0.001753 | 0.00073409 | 0 | 0 | 0.00086895 | 0.00071681 | 0.00089809
|  | 374.5677 | 141.5036 | 36.47 | 1.64 | 0.001753 | 0.00094644 | 0.00057318 | 0.0006487 | 0.00086895 | 0.00071681 | 0.00089809
|  | 374.7835 | 134.9902 | 38.3572 | 1.6814 | 0.0013791 | 0.00017478 | 0 | 0 | 0.00086895 | 0.00071681 | 0.00089809
|  | 374.9993 | 129.6522 | 40.9439 | 1.7278 | 0.001753 | 0.00094644 | 0 | 0.00025537 | 0.00086895 | 0.00071681 | 0.00089809
|  | 375.2151 | 123.4953 | 43.0116 | 1.7354 | 0.001753 | 0.00035009 | 0 | 0 | 0.00067308 | 0.00071681 | 0.00089809
|  | 375.4309 | 117.307 | 45.4606 | 1.7742 | 0.001753 | 0.00073409 | 0 | 0.00025568 | 0.00086895 | 0.00071681 | 0.00089809
|  | 375.6467 | 112.8493 | 48.3228 | 1.8255 | 0.001753 | 0.00035296 | 0 | 0 | 0.00086895 | 0.00071681 | 0.00089809
|  | 375.8626 | 109.5827 | 51.832 | 1.8417 | 0.001753 | 0.00094644 | 0 | 0.00025537 | 0.00086895 | 0.00071681 | 0.00089809
|  | 376.0785 | 104.1769 | 54.6735 | 1.8619 | 0.001753 | 0.00017531 | 0 | 0 | 0.00076952 | 0.00071681 | 0.00089809
|  | 376.2944 | 98.5765 | 57.1969 | 1.9239 | 0.001753 | 0.00094644 | 0 | 0.00050908 | 0.00086895 | 0.00071681 | 0.00089809
|  | 376.5103 | 95.6311 | 61.3 | 1.945 | 0.001753 | 0 | 0 | 0 | 0.00067308 | 0.00071681 | 0.00067357
|  | 376.7262 | 92.5654 | 65.4553 | 1.9682 | 0.001753 | 0.00094644 | 0 | 0.0006487 | 0.00086895 | 0.00071681 | 0.00089809
|  | 376.9421 | 88.6063 | 69.2937 | 2.0117 | 0.001753 | 0.00017531 | 0 | 0 | 0.00067308 | 0.00071681 | 0.00089809
|  | 377.1581 | 85.0917 | 73.5446 | 2.0551 | 0.001753 | 0.00073409 | 0.00057724 | 0.00025537 | 0.00086895 | 0.00071681 | 0.00089809
|  | 377.374 | 81.6582 | 77.7644 | 2.0771 | 0.001753 | 0.00017478 | 0 | 0 | 0.00067308 | 0.00071681 | 0.00082355
|  | 377.59 | 78.4636 | 82.4403 | 2.1071 | 0.001753 | 0.00094644 | 0 | 0.00038335 | 0.00086895 | 0.00071681 | 0.00089809
|  | 377.806 | 74.973 | 86.5751 | 2.1567 | 0.001753 | 0.00017531 | 0 | 0 | 0.00067308 | 0.00071681 | 0.00089809
|  | 378.022 | 71.1863 | 90.4232 | 2.2089 | 0.001753 | 0.00094644 | 0.00057318 | 0.00050908 | 0.00086895 | 0.00083684 | 0.00097275
|  | 378.2381 | 68.8842 | 96.4665 | 2.2183 | 0.001753 | 0.00017478 | 0 | 0 | 0.00076952 | 0.00071681 | 0.00089809
|  | 378.4541 | 66.2324 | 101.6514 | 2.2923 | 0.001753 | 0.00094644 | 0 | 0.0006487 | 0.00086895 | 0.00071681 | 0.00089809
|  | 378.6702 | 63.2677 | 106.6235 | 2.3439 | 0.001753 | 0 | 0 | 0 | 0.00067308 | 0.00071681 | 0.00074888
|  | 378.8862 | 60.6524 | 112.1575 | 2.3707 | 0.001753 | 0.00074009 | 0.00057888 | 0.00025537 | 0.00086895 | 0.00071681 | 0.00089809
|  | 379.1023 | 57.9995 | 117.2152 | 2.4385 | 0.001753 | 0.00038713 | 0 | 0 | 0.00086895 | 0.00071681 | 0.00089809
|  | 379.3184 | 55.5328 | 122.6119 | 2.5039 | 0.001753 | 0.00094644 | 0.00057724 | 0.00038335 | 0.00086895 | 0.00071681 | 0.00089809
|  | 379.5345 | 53.0905 | 128.1139 | 2.5403 | 0.001753 | 0.00035296 | 0 | 0 | 0.00076952 | 0.00071681 | 0.00089809
|  | 379.7507 | 50.898 | 133.7969 | 2.5914 | 0.001753 | 0.00094644 | 0 | 0.00026732 | 0.00086895 | 0.00071681 | 0.00089809
|  | 379.9668 | 49.3636 | 141.2924 | 2.6536 | 0.001753 | 0.00017531 | 0 | 0 | 0.00086895 | 0.00071681 | 0.00089809
|  | 380.183 | 48.1972 | 149.7219 | 2.7147 | 0.001753 | 0.00094644 | 0.0011527 | 0.0006487 | 0.00086895 | 0.00071681 | 0.00089809
|  | 380.3992 | 46.2355 | 156.3697 | 2.7461 | 0.001753 | 0.00035009 | 0 | 0 | 0.00067308 | 0.00059846 | 0.00067357
|  | 380.6154 | 44.785 | 163.4521 | 2.8347 | 0.001753 | 0.00094644 | 0.0011521 | 0.0006487 | 0.00086895 | 0.00071681 | 0.00089809
|  | 380.8316 | 43.0518 | 171.7106 | 2.8832 | 0.001753 | 0 | 0 | 0 | 0.00076952 | 0.00071681 | 0.00089809
|  | 381.0478 | 41.86 | 179.9597 | 2.9354 | 0.001753 | 0.00094644 | 0 | 0.00050908 | 0.00086895 | 0.00083684 | 0.00089809
|  | 381.264 | 40.5519 | 188.6114 | 3.0106 | 0.001753 | 0.00017478 | 0 | 0 | 0.00076952 | 0.00071681 | 0.00089809
|  | 381.4803 | 39.1229 | 196.2343 | 3.0878 | 0.001753 | 0.00094644 | 0.00057318 | 0.0006487 | 0.00086895 | 0.00071681 | 0.00089809
|  | 381.6966 | 38.6511 | 208.2263 | 3.1541 | 0.0013791 | 0 | 0 | 0 | 0.00076952 | 0.00071681 | 0.00089809
|  | 381.9129 | 37.1532 | 216.486 | 3.241 | 0.001753 | 0.00094644 | 0.00057888 | 0.00052296 | 0.00086895 | 0.00071681 | 0.00089809
|  | 382.1292 | 35.371 | 220.6204 | 3.295 | 0.001753 | 0 | 0 | 0 | 0.00077251 | 0.00071681 | 0.00082355
|  | 382.3455 | 34.331 | 228.901 | 3.3752 | 0.001753 | 0.00094644 | 0.00057888 | 0.00050908 | 0.00086895 | 0.00071681 | 0.00089809
|  | 382.5618 | 32.9207 | 237.0763 | 3.4427 | 0.001753 | 0 | 0 | 0 | 0.00076952 | 0.00071681 | 0.00074888
|  | 382.7782 | 31.6704 | 243.9789 | 3.5454 | 0.001753 | 0.00094644 | 0.0017293 | 0.0006487 | 0.00086895 | 0.00071681 | 0.00089809
|  | 382.9946 | 30.9354 | 251.6238 | 3.585 | 0.0014029 | 0 | 0 | 0 | 0.00086895 | 0.00071681 | 0.00089809
|  | 383.2109 | 29.7469 | 261.2716 | 3.6978 | 0.001753 | 0.00094644 | 0.0017259 | 0.00052099 | 0.00086895 | 0.00071681 | 0.00089809
|  | 383.4273 | 29.2737 | 271.5036 | 3.7694 | 0.001029 | 0 | 0 | 0 | 0.00067574 | 0.00071681 | 0.00074823
|  | 383.6437 | 28.1904 | 280.3464 | 3.8363 | 0.001753 | 0.00094644 | 0.0011521 | 0.00052072 | 0.00086895 | 0.00071681 | 0.00089809
|  | 383.8602 | 27.2815 | 288.5102 | 3.9288 | 0.0014016 | 0.00020635 | 0 | 0 | 0.00086895 | 0.00071681 | 0.00089809
|  | 384.0766 | 26.685 | 297.2911 | 4.0465 | 0.10459 | 0.014647 | -0.040935 | -0.0021749 | 0.070801 | 0.057735 | 0.085162
|  | 384.2931 | 25.5027 | 305.338 | 4.0885 | 0.7608 | 0.15911 | -0.058297 | 0.029489 | 0.45546 | 0.38201 | 0.5353
|  | 384.5095 | 25.0064 | 313.1326 | 4.2364 | 1.2858 | 0.4833 | 0.83276 | 0.22978 | 0.53652 | 0.49986 | 0.56061
|  | 384.726 | 24.5226 | 320.6194 | 4.3016 | 0.73055 | 0.15638 | -0.26292 | 0.018904 | 0.46441 | 0.41259 | 0.51948
|  | 384.9425 | 23.3328 | 327.2462 | 4.4076 | 1.4811 | 0.58834 | 0.79672 | 0.30485 | 0.56218 | 0.53795 | 0.60852
|  | 385.159 | 22.8724 | 335.0519 | 4.5194 | 0.6909 | 0.1877 | -0.094734 | 0.043943 | 0.44717 | 0.40534 | 0.49034
|  | 385.3756 | 22.3536 | 340.6085 | 4.6477 | 1.1981 | 0.47476 | 0.71402 | 0.22304 | 0.5038 | 0.49353 | 0.56184
|  | 385.5921 | 20.9656 | 342.5588 | 4.7263 | 0.62717 | 0.20288 | -0.098842 | 0.030895 | 0.3964 | 0.38323 | 0.47801
|  | 385.8087 | 20.4075 | 346.7163 | 4.9157 | 1.2556 | 0.49 | 0.79675 | 0.26754 | 0.54762 | 0.50304 | 0.56391
|  | 386.0253 | 19.5265 | 348.7322 | 5.031 | 0.65538 | 0.18339 | -0.18247 | 0.056579 | 0.41975 | 0.34749 | 0.49575
|  | 386.2419 | 19.208 | 351.3188 | 5.2031 | 1.2372 | 0.48416 | 0.82191 | 0.25501 | 0.45833 | 0.44603 | 0.51688
|  | 386.4585 | 18.808 | 353.5575 | 5.2841 | 0.68483 | 0.12768 | -0.11477 | 0.028586 | 0.37137 | 0.31772 | 0.44049
|  | 386.6751 | 18.1918 | 353.8979 | 5.587 | 1.2368 | 0.47013 | 0.84905 | 0.24012 | 0.52058 | 0.48096 | 0.53171
|  | 386.8917 | 17.6163 | 352.6268 | 5.7672 | 0.64396 | 0.14573 | -0.085279 | 0.019479 | 0.37502 | 0.35383 | 0.4344
|  | 387.1084 | 16.3542 | 349.4047 | 6.3961 | 1.1105 | 0.42322 | 0.6574 | 0.25415 | 0.45598 | 0.4378 | 0.45946
|  | 387.3251 | 15.7069 | 345.4832 | 6.3726 | 0.63288 | 0.15949 | -0.22795 | 0.039167 | 0.35866 | 0.31799 | 0.40202
|  | 387.5417 | 15.4819 | 343.427 | 6.9149 | 0.9895 | 0.40686 | 0.79409 | 0.23474 | 0.41613 | 0.4207 | 0.47457
|  | 387.7584 | 15.1498 | 341.4866 | 7.257 | 0.4188 | 0.12087 | -0.11917 | -0.011182 | 0.34739 | 0.28408 | 0.40392
|  | 387.9752 | 13.8057 | 333.1228 | 7.7859 | 1.0311 | 0.41548 | 0.68329 | 0.20895 | 0.41468 | 0.40279 | 0.43425
|  | 388.1919 | 13.7855 | 328.9153 | 7.9345 | 0.54145 | 0.1079 | -0.10663 | 0.026675 | 0.35079 | 0.33075 | 0.39546
|  | 388.4086 | 12.9241 | 320.9629 | 8.7544 | 1.0132 | 0.38267 | 0.79062 | 0.18875 | 0.41523 | 0.41211 | 0.43298
|  | 388.6254 | 12.6156 | 314.8238 | 8.9122 | 0.59206 | 0.12475 | -0.15352 | 0.054336 | 0.33853 | 0.30277 | 0.40527
|  | 388.8422 | 12.1691 | 307.9327 | 9.643 | 1.0758 | 0.42338 | 0.56037 | 0.23233 | 0.44516 | 0.42932 | 0.45161
|  | 389.059 | 12.0369 | 303.4801 | 9.8192 | 0.48167 | 0.097937 | -0.14992 | 0.0062702 | 0.32077 | 0.26482 | 0.35819
|  | 389.2758 | 11.7675 | 300.5441 | 10.7447 | 1.0317 | 0.4072 | 0.70171 | 0.25251 | 0.43663 | 0.43409 | 0.44832
|  | 389.4926 | 11.7091 | 297.7458 | 10.895 | 0.48838 | 0.14092 | -0.28512 | 0.027263 | 0.32565 | 0.28596 | 0.35251
|  | 389.7094 | 10.8143 | 293.6323 | 11.874 | 0.95776 | 0.4252 | 0.64366 | 0.21753 | 0.40331 | 0.38779 | 0.41614
|  | 389.9263 | 8.7144 | 287.0381 | 12.3446 | 0.49029 | 0.075415 | -0.15348 | 0.017829 | 0.30098 | 0.26955 | 0.36604
|  | 390.1432 | 10.494 | 280.1148 | 13.431 | 1.049 | 0.40642 | 0.79824 | 0.23407 | 0.42796 | 0.39575 | 0.43169
|  | 390.36 | 10.5991 | 274.082 | 14.0597 | 0.47257 | 0.078946 | -0.26955 | 0.041493 | 0.31381 | 0.28902 | 0.3505
|  | 390.5769 | 9.8 | 266.0442 | 15.1085 | 1.0069 | 0.38851 | 0.70599 | 0.22232 | 0.40582 | 0.37808 | 0.40832
|  | 390.7939 | 9.5849 | 256.788 | 15.3705 | 0.40894 | 0.099793 | -0.22132 | -0.0018119 | 0.27429 | 0.23354 | 0.31411
|  | 391.0108 | 9.6924 | 250.9781 | 16.7196 | 0.92088 | 0.40827 | 0.58012 | 0.18775 | 0.38163 | 0.35918 | 0.37723
|  | 391.2277 | 7.1115 | 242.0083 | 17.1924 | 0.49996 | 0.128 | -0.18997 | 0.025701 | 0.32009 | 0.2931 | 0.35766
|  | 391.4447 | 9.1632 | 237.3216 | 17.9458 | 0.91087 | 0.34049 | 0.76416 | 0.17921 | 0.37602 | 0.34793 | 0.39689
|  | 391.6617 | 8.6999 | 229.423 | 18.3284 | 0.36322 | 0.084359 | -0.20629 | -0.032787 | 0.2565 | 0.22127 | 0.30928
|  | 391.8786 | 8.3802 | 221.7996 | 19.6962 | 0.92823 | 0.33755 | 0.60469 | 0.21702 | 0.37815 | 0.35515 | 0.37681
|  | 392.0957 | 8.6161 | 212.4152 | 20.5462 | 0.41621 | 0.046016 | -0.19453 | -0.017857 | 0.27059 | 0.24351 | 0.29776
|  | 392.3127 | 7.3568 | 202.1203 | 21.7433 | 0.9236 | 0.36113 | 0.65126 | 0.16477 | 0.35145 | 0.35215 | 0.37231
|  | 392.5297 | 7.6031 | 193.6689 | 22.4087 | 0.42521 | 0.054196 | -0.082753 | 0.014996 | 0.29156 | 0.25199 | 0.31691
|  | 392.7468 | 7.4478 | 185.1443 | 23.6039 | 0.94698 | 0.3276 | 0.55333 | 0.17751 | 0.3571 | 0.32845 | 0.37398
|  | 392.9638 | 6.377 | 174.4874 | 24.6346 | 0.38033 | 0.071131 | -0.25228 | 0.012177 | 0.28246 | 0.24971 | 0.29696
|  | 393.1809 | 6.4846 | 166.7794 | 26.0065 | 0.84719 | 0.36408 | 0.57637 | 0.18797 | 0.34805 | 0.33194 | 0.33743
|  | 393.398 | 6.7224 | 161.0644 | 26.4837 | 0.48711 | 0.097326 | -0.1799 | 0.032175 | 0.26048 | 0.23832 | 0.29417
|  | 393.6151 | 6.661 | 156.2495 | 28.3006 | 0.81088 | 0.29628 | 0.66099 | 0.16497 | 0.30952 | 0.29774 | 0.31074
|  | 393.8322 | 6.508 | 150.4601 | 29.6014 | 0.40909 | 0.044359 | -0.14082 | 0.009666 | 0.25186 | 0.23836 | 0.28389
|  | 394.0494 | 5.7031 | 144.0463 | 31.5642 | 0.90567 | 0.33242 | 0.47648 | 0.16046 | 0.32208 | 0.31175 | 0.34601
|  | 394.2665 | 5.59 | 140.2713 | 32.6362 | 0.45355 | 0.061585 | -0.28206 | 0.016241 | 0.25794 | 0.22078 | 0.2729
|  | 394.4837 | 6.2583 | 136.1146 | 34.4126 | 0.88812 | 0.28405 | 0.58966 | 0.16863 | 0.3298 | 0.31259 | 0.33761
|  | 394.7009 | 5.5032 | 130.8879 | 36.0478 | 0.35453 | 0.046402 | -0.14563 | -0.018544 | 0.22797 | 0.20791 | 0.26846
|  | 394.9181 | 5.5186 | 127.1444 | 38.5834 | 0.90073 | 0.28844 | 0.54663 | 0.18097 | 0.32717 | 0.30933 | 0.3334
|  | 395.1353 | 5.3641 | 123.5282 | 40.3992 | 0.46351 | 0.070763 | -0.20345 | 0.0045584 | 0.239 | 0.23813 | 0.2873
|  | 395.3525 | 4.7508 | 120.2524 | 41.8388 | 0.91113 | 0.29287 | 0.54758 | 0.18109 | 0.31764 | 0.29295 | 0.32666
|  | 395.5698 | 5.3051 | 117.5479 | 43.7664 | 0.44964 | 0.094685 | -0.15742 | 0.0099063 | 0.26687 | 0.23318 | 0.27803
|  | 395.7871 | 5.5736 | 114.8447 | 46.3279 | 0.82859 | 0.3055 | 0.52336 | 0.17689 | 0.33195 | 0.33091 | 0.33238
|  | 396.0043 | 5.1375 | 110.805 | 48.8918 | 0.4496 | 0.0853 | -0.15878 | 0.0022478 | 0.25658 | 0.23293 | 0.29879
|  | 396.2216 | 5.6799 | 108.3972 | 51.2755 | 0.86986 | 0.31881 | 0.64923 | 0.15939 | 0.31769 | 0.29881 | 0.3173
|  | 396.4389 | 5.5272 | 104.1778 | 53.7509 | 0.47536 | 0.081004 | -0.10205 | 3.7411e-05 | 0.25402 | 0.23522 | 0.27508
|  | 396.6562 | 4.833 | 98.6109 | 57.5009 | 0.91811 | 0.31901 | 0.64625 | 0.13999 | 0.31728 | 0.29314 | 0.32944
|  | 396.8736 | 4.9159 | 95.5249 | 59.7633 | 0.5512 | 0.074457 | -0.049085 | 0.046914 | 0.26712 | 0.25297 | 0.31395
|  | 397.0909 | 4.7512 | 91.8882 | 62.1123 | 0.91687 | 0.3042 | 0.52566 | 0.16955 | 0.29324 | 0.29403 | 0.32493
|  | 397.3083 | 4.6426 | 87.9226 | 64.6475 | 0.53179 | 0.049729 | -0.12409 | -0.012689 | 0.27226 | 0.22048 | 0.28812
|  | 397.5257 | 4.5976 | 84.5194 | 67.7347 | 0.93365 | 0.27207 | 0.62944 | 0.14986 | 0.32681 | 0.29869 | 0.33431
|  | 397.7431 | 3.8801 | 80.2773 | 70.3574 | 0.59937 | 0.075204 | -0.17781 | 0.01814 | 0.26805 | 0.21923 | 0.30552
|  | 397.9605 | 4.3965 | 76.9267 | 74.2595 | 0.97236 | 0.29214 | 0.4939 | 0.16176 | 0.34151 | 0.32129 | 0.33601
|  | 398.1779 | 4.1012 | 72.6854 | 77.6193 | 0.55799 | 0.068615 | -0.22553 | 0.011071 | 0.26093 | 0.2401 | 0.28887
|  | 398.3954 | 3.6762 | 68.9955 | 80.8854 | 1.048 | 0.27826 | 0.49035 | 0.13585 | 0.35051 | 0.31279 | 0.34314
|  | 398.6128 | 3.9359 | 65.9416 | 84.4811 | 0.60071 | 0.0576 | -0.1497 | 0.004843 | 0.2952 | 0.23093 | 0.31899
|  | 398.8303 | 3.3355 | 62.6973 | 88.6068 | 1.0258 | 0.28137 | 0.4237 | 0.16646 | 0.33736 | 0.32979 | 0.35868
|  | 399.0478 | 3.572 | 60.5555 | 92.4774 | 0.62873 | 0.071784 | -0.1564 | 0.0096745 | 0.29996 | 0.25234 | 0.30187
|  | 399.2653 | 3.9022 | 58.9863 | 95.9546 | 1.1101 | 0.311 | 0.57325 | 0.1537 | 0.34089 | 0.32777 | 0.37562
|  | 399.4828 | 3.3009 | 56.7594 | 99.6328 | 0.61382 | 0.056248 | -0.21991 | -0.0089238 | 0.26708 | 0.24018 | 0.27827
|  | 399.7003 | 3.2283 | 54.045 | 105.1992 | 1.1351 | 0.29776 | 0.5436 | 0.16226 | 0.34622 | 0.35727 | 0.35258
|  | 399.9179 | 3.7114 | 52.8147 | 108.2088 | 0.74025 | 0.078166 | -0.17728 | -0.0011982 | 0.28824 | 0.24803 | 0.31183
|  | 400.1354 | 3.2756 | 51.1393 | 112.3333 | 1.0948 | 0.35428 | 0.44064 | 0.16835 | 0.36586 | 0.35825 | 0.37646
|  | 400.353 | 3.5473 | 49.7826 | 116.6513 | 0.77167 | 0.065015 | -0.13919 | -0.0011334 | 0.2978 | 0.25577 | 0.3231
|  | 400.5706 | 3.4168 | 48.2976 | 121.6868 | 1.1921 | 0.36454 | 0.59481 | 0.17767 | 0.36387 | 0.35824 | 0.38754
|  | 400.7882 | 2.6393 | 45.4561 | 125.1941 | 0.77066 | 0.0887 | -0.12199 | 0.027883 | 0.31016 | 0.26148 | 0.32745
|  | 401.0058 | 3.0382 | 44.0349 | 130.0363 | 1.281 | 0.32565 | 0.5783 | 0.18157 | 0.3767 | 0.3656 | 0.39993
|  | 401.2235 | 2.9448 | 42.943 | 132.089 | 0.83773 | 0.033019 | -0.14796 | -0.011237 | 0.28674 | 0.24033 | 0.32035
|  | 401.4411 | 2.9227 | 41.4586 | 135.0241 | 1.2009 | 0.30209 | 0.54421 | 0.15949 | 0.38127 | 0.3404 | 0.3903
|  | 401.6588 | 3.1127 | 40.5676 | 139.1572 | 0.83809 | 0.096299 | -0.17075 | -0.0081089 | 0.299 | 0.2507 | 0.32953
|  | 401.8765 | 2.4496 | 38.4154 | 146.1634 | 1.2937 | 0.3021 | 0.54174 | 0.16278 | 0.37638 | 0.35646 | 0.37763
|  | 402.0942 | 2.7458 | 37.5565 | 149.0009 | 0.93086 | 0.098107 | -0.10049 | 0.0093814 | 0.30036 | 0.27206 | 0.32115
|  | 402.3119 | 3.1107 | 37.1644 | 155.118 | 1.3788 | 0.35482 | 0.59494 | 0.18103 | 0.39645 | 0.3907 | 0.40506
|  | 402.5296 | 2.235 | 34.7894 | 159.5039 | 1.0037 | 0.11443 | -0.15391 | 0.010207 | 0.31636 | 0.27739 | 0.32881
|  | 402.7474 | 3.1011 | 34.7047 | 164.9218 | 1.458 | 0.32359 | 0.51381 | 0.17109 | 0.38311 | 0.35156 | 0.39198
|  | 402.9651 | 2.3786 | 32.8063 | 167.4328 | 1.0408 | 0.1043 | -0.11039 | 0.0090351 | 0.32891 | 0.29665 | 0.35857
|  | 403.1829 | 2.3211 | 32.0213 | 171.6894 | 1.4503 | 0.32188 | 0.54582 | 0.16844 | 0.39378 | 0.37226 | 0.38835
|  | 403.4007 | 2.9471 | 31.4167 | 175.4818 | 1.1249 | 0.092819 | -0.14571 | 0.0026547 | 0.31506 | 0.27308 | 0.33424
|  | 403.6185 | 2.6256 | 30.431 | 181.2153 | 1.5313 | 0.32231 | 0.56949 | 0.16475 | 0.40802 | 0.3692 | 0.42276
|  | 403.8363 | 2.6498 | 29.7097 | 184.6042 | 1.0725 | 0.073248 | -0.17013 | 0.010942 | 0.3159 | 0.28259 | 0.34136
|  | 404.0541 | 2.8492 | 29.2227 | 191.3853 | 1.5096 | 0.31624 | 0.5504 | 0.1576 | 0.39094 | 0.36124 | 0.39957
|  | 404.272 | 1.8647 | 27.7276 | 197.185 | 1.1969 | 0.083882 | -0.14 | -0.0061761 | 0.31493 | 0.27189 | 0.34605
|  | 404.4898 | 2.6714 | 27.5689 | 203.8758 | 1.6824 | 0.31305 | 0.59303 | 0.18259 | 0.39588 | 0.37668 | 0.40557
|  | 404.7077 | 3.5099 | 27.9285 | 209.228 | 1.3469 | 0.078882 | -0.14578 | 0.04387 | 0.32982 | 0.28727 | 0.35225
|  | 404.9256 | 1.7055 | 24.971 | 216.2258 | 1.78 | 0.31887 | 0.52966 | 0.20261 | 0.41584 | 0.37527 | 0.42919
|  | 405.1435 | 2.7905 | 24.7476 | 218.1796 | 1.3994 | 0.10831 | 0.0056351 | 0.03715 | 0.35453 | 0.30382 | 0.38585
|  | 405.3614 | 2.427 | 23.9206 | 225.8883 | 1.8114 | 0.31988 | 0.46445 | 0.17966 | 0.40945 | 0.38344 | 0.43271
|  | 405.5794 | 2.7299 | 23.2738 | 228.8117 | 1.5531 | 0.075156 | -0.03935 | 0.010614 | 0.34022 | 0.29119 | 0.37334
|  | 405.7973 | 2.3125 | 21.6619 | 233.8048 | 1.9325 | 0.30658 | 0.51464 | 0.14915 | 0.40539 | 0.38314 | 0.40091
|  | 406.0153 | 1.9921 | 20.8051 | 239.4542 | 1.5954 | 0.12696 | -0.10249 | 0.020379 | 0.34349 | 0.29507 | 0.34947
|  | 406.2333 | 2.717 | 19.9244 | 245.574 | 2.0125 | 0.30738 | 0.55444 | 0.15394 | 0.40634 | 0.36905 | 0.42077
|  | 406.4513 | 1.8859 | 18.6526 | 250.96 | 1.7119 | 0.12112 | -0.036588 | 0.0089799 | 0.34122 | 0.2928 | 0.37198
|  | 406.6693 | 0.23559 | 17.486 | 257.6737 | 2.1957 | 0.31882 | 0.51889 | 0.17708 | 0.42885 | 0.40083 | 0.43766
|  | 406.8873 | 0.12933 | 16.3513 | 261.8157 | 1.8923 | 0.13202 | -0.052703 | 0.043536 | 0.36916 | 0.3159 | 0.40196
|  | 407.1053 | 0.14095 | 15.2381 | 264.0569 | 2.2534 | 0.31201 | 0.56802 | 0.14766 | 0.44963 | 0.39096 | 0.44209
|  | 407.3234 | 0.071429 | 14.2623 | 265.5712 | 1.9249 | 0.10154 | 0.0015566 | 0.028979 | 0.37383 | 0.29319 | 0.3674
|  | 407.5415 | 0.14081 | 13.3504 | 271.051 | 2.0905 | 0.077029 | -0.22076 | -0.0019824 | 0.35844 | 0.28409 | 0.37306
|  | 407.7595 | 0.058897 | 12.3012 | 273.7041 | 2.6036 | 0.27362 | 0.56576 | 0.13098 | 0.41805 | 0.37475 | 0.4304
|  | 407.9776 | 0.058897 | 11.8965 | 274.7522 | 2.3349 | 0.085583 | -0.059198 | 0.037098 | 0.37472 | 0.32183 | 0.41291
|  | 408.1958 | 0.17669 | 11.0604 | 275.9574 | 2.7438 | 0.27039 | 0.5118 | 0.15899 | 0.429 | 0.38713 | 0.43963
|  | 408.4139 | 0.058897 | 10.2228 | 275.77 | 2.4413 | 0.058493 | -0.063413 | 0.039465 | 0.38497 | 0.31046 | 0.40137
|  | 408.632 | 0.11779 | 9.6173 | 276.5486 | 2.9326 | 0.24352 | 0.42326 | 0.14687 | 0.44987 | 0.3895 | 0.44995
|  | 408.8502 | 0.11779 | 8.9287 | 274.9141 | 2.7723 | 0.08554 | -0.032355 | 0.042619 | 0.40455 | 0.32522 | 0.42852
|  | 409.0684 | 0.011482 | 8.4089 | 274.3341 | 3.171 | 0.27343 | 0.41714 | 0.13599 | 0.43434 | 0.39007 | 0.43729
|  | 409.2865 | 0.11779 | 7.7518 | 269.6387 | 2.8849 | 0.10002 | -0.051565 | 0.014361 | 0.38233 | 0.31332 | 0.39005
|  | 409.5048 | 0.058897 | 7.38 | 266.4738 | 3.2988 | 0.26536 | 0.44931 | 0.17722 | 0.45681 | 0.39632 | 0.45887
|  | 409.723 | 0.058897 | 6.7869 | 260.2199 | 3.0876 | 0.089972 | 0.025796 | 0.043771 | 0.39871 | 0.31819 | 0.41249
|  | 409.9412 | 0.10631 | 6.447 | 256.1723 | 3.4284 | 0.25637 | 0.49223 | 0.14221 | 0.44906 | 0.36987 | 0.4423
|  | 410.1595 | 0.035742 | 6.1606 | 250.5122 | 3.2211 | 0.10574 | -0.0023153 | 0.026318 | 0.3973 | 0.30009 | 0.41003
|  | 410.3777 | 0.058897 | 5.6313 | 248.314 | 3.6438 | 0.2437 | 0.42817 | 0.13497 | 0.44521 | 0.36568 | 0.45545
|  | 410.596 | 0.070435 | 5.4182 | 245.1822 | 3.505 | 0.12082 | -0.021788 | 0.034478 | 0.42071 | 0.32741 | 0.42765
|  | 410.8143 | 0.11779 | 5.0687 | 239.3773 | 3.8809 | 0.26321 | 0.41392 | 0.12677 | 0.47018 | 0.3791 | 0.47391
|  | 411.0326 | 0.035553 | 4.7084 | 234.8537 | 3.8042 | 0.095488 | 0.052924 | 0.030549 | 0.42858 | 0.33039 | 0.44543
|  | 411.2509 | 0.047226 | 4.2948 | 233.7707 | 4.2451 | 0.2203 | 0.36024 | 0.12384 | 0.48662 | 0.40173 | 0.49196
|  | 411.4692 | 0.11779 | 4.0822 | 227.8922 | 4.0809 | 0.080322 | 0.024783 | 0.008707 | 0.42898 | 0.32763 | 0.44533
|  | 411.6876 | 0.047224 | 3.7646 | 222.971 | 4.553 | 0.23055 | 0.41323 | 0.10748 | 0.4964 | 0.39402 | 0.49224
|  | 411.906 | 0.058897 | 3.5206 | 216.8681 | 4.4401 | 0.10038 | 0.02472 | 0.024895 | 0.45678 | 0.35935 | 0.47818
|  | 412.1243 | 0.058897 | 3.3295 | 212.2542 | 4.9185 | 0.22993 | 0.37183 | 0.12417 | 0.50646 | 0.3968 | 0.50785
|  | 412.3428 | 0.058897 | 3.1282 | 206.7885 | 4.8659 | 0.093552 | -0.034542 | 0.019173 | 0.46287 | 0.33665 | 0.46384
|  | 412.5612 | 0.058897 | 2.9373 | 202.9572 | 5.3322 | 0.21639 | 0.33244 | 0.13156 | 0.48879 | 0.37884 | 0.49489
|  | 412.7796 | 0.058897 | 2.7887 | 197.8312 | 5.2406 | 0.082586 | -0.06067 | 0.014629 | 0.44192 | 0.32744 | 0.4407
|  | 412.998 | -0.058897 | 2.598 | 194.91 | 5.7994 | 0.20524 | 0.3144 | 0.10079 | 0.51137 | 0.38468 | 0.49968
|  | 413.2165 | 0.11779 | 2.5024 | 188.6108 | 5.8302 | 0.087416 | -0.031855 | 0.019534 | 0.47931 | 0.33974 | 0.48359
|  | 413.435 | 0.058897 | 2.2589 | 184.0768 | 6.3009 | 0.21552 | 0.37378 | 0.096214 | 0.55095 | 0.40548 | 0.53142
|  | 413.6534 | 0.046364 | 2.1525 | 179.2191 | 6.3181 | 0.06322 | -0.039349 | 0.0037469 | 0.53313 | 0.37557 | 0.5474
|  | 413.8719 | 0.071429 | 2.0147 | 174.6394 | 6.8857 | 0.19268 | 0.38952 | 0.10971 | 0.59858 | 0.45559 | 0.59943
|  | 414.0904 | 0.058897 | 1.9193 | 170.5133 | 7.0064 | 0.11577 | 0.03538 | 0.035517 | 0.58955 | 0.43185 | 0.59321
|  | 414.309 | 0.17669 | 1.8133 | 165.9888 | 7.5559 | 0.21765 | 0.43718 | 0.107 | 0.62678 | 0.46927 | 0.62578
|  | 414.5275 | 0.058897 | 1.739 | 160.461 | 7.6265 | 0.068826 | 0.070983 | 0.017576 | 0.58635 | 0.40065 | 0.58401
|  | 414.7461 | 0.046364 | 1.6753 | 156.3778 | 8.2179 | 0.21035 | 0.435 | 0.10989 | 0.6631 | 0.48029 | 0.62745
|  | 414.9647 | 0.058897 | 1.5906 | 153.1874 | 8.3908 | 0.075726 | 0.0058909 | 0.012505 | 0.63864 | 0.43604 | 0.61654
|  | 415.1832 | 0.011539 | 1.5269 | 150.06 | 9.0071 | 0.19631 | 0.33544 | 0.11284 | 0.69659 | 0.50024 | 0.67058
|  | 415.4018 | 0 | 1.4316 | 144.7969 | 9.1597 | 0.10208 | 0.012678 | 0.037318 | 0.68564 | 0.46886 | 0.67746
|  | 415.6205 | 0.070435 | 1.3679 | 141.0832 | 9.7072 | 0.21222 | 0.35075 | 0.10053 | 0.71713 | 0.52086 | 0.70419
|  | 415.8391 | 0.01167 | 1.2408 | 136.847 | 9.8915 | 0.079673 | 0.047447 | 0.01551 | 0.70313 | 0.49014 | 0.69645
|  | 416.0577 | 0.058897 | 1.1981 | 133.5477 | 10.5549 | 0.21015 | 0.34469 | 0.10048 | 0.75758 | 0.52429 | 0.73481
|  | 416.2764 | 0.058897 | 1.1029 | 130.4423 | 10.8623 | 0.079285 | -0.0056786 | 0.027261 | 0.75276 | 0.5091 | 0.74344
|  | 416.4951 | 0 | 0.95458 | 128.2511 | 11.5915 | 0.19113 | 0.36442 | 0.097264 | 0.80916 | 0.55516 | 0.77985
|  | 416.7138 | 0.011482 | 0.89064 | 126.0996 | 12.0242 | 0.08736 | -0.022148 | 0.020929 | 0.80994 | 0.53008 | 0.77444
|  | 416.9325 | 0.034693 | 0.84824 | 124.3994 | 12.9256 | 0.21218 | 0.35331 | 0.1131 | 0.89905 | 0.6118 | 0.85926
|  | 417.1512 | 0 | 0.84824 | 121.0431 | 13.2331 | 0.10319 | 0.0063279 | 0.032321 | 0.89271 | 0.57687 | 0.86398
|  | 417.3699 | 0.070567 | 0.81651 | 119.7036 | 14.1823 | 0.20775 | 0.42048 | 0.10906 | 0.96453 | 0.63667 | 0.92869
|  | 417.5887 | 0.058897 | 0.80582 | 117.4714 | 14.7228 | 0.081701 | 0.034628 | 0.017924 | 0.94838 | 0.60995 | 0.89868
|  | 417.8074 | 0.011539 | 0.76349 | 114.446 | 15.4914 | 0.18927 | 0.34121 | 0.095844 | 1.002 | 0.66845 | 0.953
|  | 418.0262 | 0.12946 | 0.75281 | 111.4856 | 15.8337 | 0.072279 | 0.0095728 | 0.022134 | 0.99914 | 0.64393 | 0.96106
|  | 418.245 | 0 | 0.74221 | 108.1448 | 16.5773 | 0.16363 | 0.36483 | 0.091455 | 1.0573 | 0.70311 | 1.0062
|  | 418.4638 | 0 | 0.67875 | 105.5782 | 17.1158 | 0.067124 | 0.060533 | 0.004233 | 1.0665 | 0.66712 | 1.018
|  | 418.6826 | 0.058897 | 0.65738 | 104.4418 | 18.2063 | 0.18827 | 0.37431 | 0.11846 | 1.1583 | 0.7575 | 1.099
|  | 418.9015 | 0.02302 | 0.63618 | 102.0841 | 18.8052 | 0.098206 | 0.0017078 | 0.017149 | 1.1501 | 0.71925 | 1.0956
|  | 419.1203 | 0.11779 | 0.60445 | 99.5226 | 19.7077 | 0.17264 | 0.31764 | 0.081604 | 1.2183 | 0.79278 | 1.1551
|  | 419.3392 | 0.02302 | 0.59376 | 97.0625 | 20.2654 | 0.073878 | 0.035768 | 0.027604 | 1.2348 | 0.75144 | 1.1635
|  | 419.5581 | 0.012533 | 0.58316 | 95.0152 | 21.2899 | 0.19798 | 0.37239 | 0.098871 | 1.3066 | 0.81511 | 1.237
|  | 419.777 | 0.082106 | 0.5197 | 92.5269 | 21.8827 | 0.087728 | 0.088715 | 0.023437 | 1.3187 | 0.81217 | 1.2457
|  | 419.9959 | 0.058897 | 0.43488 | 89.4803 | 22.6658 | 0.20005 | 0.34175 | 0.092431 | 1.3788 | 0.85903 | 1.2879
|  | 420.2148 | 0 | 0.39231 | 86.4627 | 23.1684 | 0.068049 | 0.044061 | 0.013281 | 1.3684 | 0.83359 | 1.2854
|  | 420.4337 | 0.058897 | 0.3711 | 84.7099 | 24.3854 | 0.17239 | 0.38898 | 0.087206 | 1.4605 | 0.90454 | 1.3548
|  | 420.6527 | 0 | 0.33937 | 81.1402 | 24.7407 | 0.087545 | 0.039018 | 0.028478 | 1.4635 | 0.88831 | 1.3579
|  | 420.8717 | 0.058897 | 0.32869 | 78.7751 | 25.7366 | 0.1939 | 0.32609 | 0.11102 | 1.5287 | 0.9293 | 1.4003
|  | 421.0907 | 0.046364 | 0.28636 | 76.5207 | 26.4503 | 0.088975 | 0.020301 | 0.016542 | 1.5527 | 0.9131 | 1.4144
|  | 421.3097 | -0.047358 | 0.27568 | 74.6497 | 27.6937 | 0.1962 | 0.39478 | 0.10061 | 1.6316 | 0.97501 | 1.4858
|  | 421.5287 | 0.10526 | 0.26507 | 72.6841 | 28.5613 | 0.090119 | 0.1333 | 0.028835 | 1.6478 | 0.95947 | 1.4892
|  | 421.7477 | 0 | 0.23334 | 71.111 | 29.8922 | 0.18677 | 0.40323 | 0.099575 | 1.7355 | 1.0357 | 1.5893
|  | 421.9667 | 0 | 0.19093 | 68.8089 | 30.6842 | 0.072898 | 0.023155 | 0.016795 | 1.7661 | 1.0156 | 1.581
|  | 422.1858 | 0.11779 | 0.10619 | 66.6978 | 31.7778 | 0.20695 | 0.30675 | 0.097673 | 1.8443 | 1.0955 | 1.6535
|  | 422.4049 | 0.046364 | 0.010759 | 64.8831 | 32.9352 | 0.11198 | 0.037684 | 0.016347 | 1.8729 | 1.0743 | 1.697
|  | 422.6239 | 0.023209 | 0.031648 | 63.2076 | 34.4158 | 0.17621 | 0.3384 | 0.11775 | 1.9886 | 1.1495 | 1.7773
|  | 422.8431 | 0.058897 | 0.074224 | 60.7421 | 35.1594 | 0.097875 | 0.055741 | 0.025068 | 1.9989 | 1.1247 | 1.7984
|  | 423.0622 | -0.023154 | 0 | 59.4846 | 36.769 | 0.19864 | 0.41363 | 0.09902 | 2.0962 | 1.2092 | 1.8731
|  | 423.2813 | 0.058897 | 0.084884 | 58.0317 | 38.166 | 0.068479 | 0.030992 | 0.030736 | 2.1412 | 1.2063 | 1.9045
|  | 423.5004 | 0 | 0.053015 | 56.276 | 39.7136 | 0.18595 | 0.42184 | 0.10393 | 2.2426 | 1.2803 | 1.9835
|  | 423.7196 | -0.046364 | 0 | 54.5523 | 40.9354 | 0.086851 | 0.043826 | 0.026902 | 2.3074 | 1.2737 | 2.0211
|  | 423.9388 | 0.058897 | 0.084844 | 53.0282 | 42.516 | 0.19209 | 0.35974 | 0.09516 | 2.4226 | 1.3579 | 2.1228
|  | 424.158 | 0 | 0.053015 | 50.7874 | 43.4661 | 0.087094 | 0.056213 | 0.028389 | 2.4359 | 1.3491 | 2.1405
|  | 424.3772 | 0.047415 | 0.053015 | 49.2054 | 45.1723 | 0.17961 | 0.37107 | 0.10594 | 2.553 | 1.4334 | 2.2026
|  | 424.5964 | 0.070569 | 0.10603 | 48.0754 | 46.9714 | 0.076739 | 0.025795 | 0.012452 | 2.6264 | 1.4221 | 2.2775
|  | 424.8156 | 0 | 0.021221 | 46.7783 | 48.9632 | 0.17748 | 0.35548 | 0.085382 | 2.7668 | 1.5148 | 2.3627
|  | 425.0349 | 0.023212 | 0.063599 | 44.9246 | 50.1855 | 0.09491 | 0.085101 | 0.036817 | 2.8222 | 1.5229 | 2.4069
|  | 425.2541 | 0.058897 | 0.10603 | 43.6557 | 52.1719 | 0.21289 | 0.40273 | 0.109 | 2.9418 | 1.6061 | 2.503
|  | 425.4734 | -0.047224 | 0 | 42.639 | 54.3101 | 0.079678 | 0.12817 | 0.042192 | 3.0442 | 1.6399 | 2.5909
|  | 425.6927 | 0 | 0.053015 | 41.7847 | 56.968 | 0.21921 | 0.48657 | 0.13656 | 3.2134 | 1.7252 | 2.7144
|  | 425.912 | 0.058897 | 0.10603 | 40.4281 | 58.842 | 0.091827 | 0.05234 | 0.045867 | 3.2952 | 1.723 | 2.7521
|  | 426.1313 | 0 | 0.053015 | 39.2933 | 60.9882 | 0.18552 | 0.40131 | 0.094855 | 3.4117 | 1.8057 | 2.826
|  | 426.3506 | 0.058897 | 0.095346 | 37.8394 | 62.6168 | 0.088011 | 0.17094 | 0.017023 | 3.4828 | 1.82 | 2.9015
|  | 426.57 | 0 | 0.042396 | 36.8539 | 64.9407 | 0.19686 | 0.49112 | 0.10566 | 3.6486 | 1.9264 | 3.0137
|  | 426.7894 | 0 | 0.021186 | 35.6524 | 67.1742 | 0.1245 | 0.1088 | 0.014788 | 3.7485 | 1.945 | 3.0748
|  | 427.0087 | 0.058897 | 0.095445 | 34.6714 | 69.6325 | 0.19955 | 0.491 | 0.097091 | 3.8864 | 2.0145 | 3.1844
|  | 427.2281 | 0 | 0.021221 | 33.8203 | 72.2727 | 0.068105 | 0.08651 | 0.02544 | 4.0031 | 2.0238 | 3.2584
|  | 427.4475 | 0.058897 | 0.0743 | 33.4202 | 76.0291 | 0.20302 | 0.40298 | 0.088007 | 4.2498 | 2.1732 | 3.437
|  | 427.6669 | 0.058897 | 0.10603 | 32.3818 | 78.3322 | 0.083371 | 0.055162 | 0.02183 | 4.3725 | 2.1847 | 3.5148
|  | 427.8864 | 0 | 0.02111 | 31.4566 | 80.7163 | 0.20823 | 0.40546 | 0.10873 | 4.5308 | 2.2777 | 3.6151
|  | 428.1058 | 0.093587 | 0.10603 | 30.4237 | 83.1834 | 0.081995 | 0.05708 | 0.0071625 | 4.6532 | 2.2925 | 3.6859
|  | 428.3253 | 0.058897 | 0.10603 | 29.6385 | 86.0926 | 0.20219 | 0.49443 | 0.09453 | 4.825 | 2.3985 | 3.8225
|  | 428.5448 | 0.011673 | 0.053015 | 28.4302 | 87.8204 | 0.082241 | 0.027213 | 0.017432 | 4.9191 | 2.4029 | 3.8568
|  | 428.7643 | 0 | 0.053015 | 27.4134 | 89.6128 | 0.21332 | 0.44202 | 0.1104 | 5.0353 | 2.4972 | 3.9402
|  | 428.9838 | 0 | 0.053015 | 25.9009 | 89.8415 | 0.091679 | 0.066267 | 0.021108 | 5.0384 | 2.4431 | 3.9442
|  | 429.2033 | 0 | 0 | 24.5595 | 90.1153 | 0.2137 | 0.41725 | 0.1187 | 5.119 | 2.5106 | 3.9561
|  | 429.4228 | 0.058897 | 0.053015 | 23.3678 | 90.6125 | 0.10863 | 0.079563 | 0.034426 | 5.1337 | 2.4672 | 3.9527
|  | 429.6424 | 0 | 0.053015 | 22.5467 | 91.9437 | 0.19775 | 0.39437 | 0.11162 | 5.2462 | 2.543 | 4.0124
|  | 429.8619 | 0 | 0.031887 | 21.5367 | 93.2952 | 0.077336 | 0.13573 | 0.02968 | 5.3066 | 2.4919 | 4.0252
|  | 430.0815 | 0 | 0.053015 | 21.1452 | 96.3538 | 0.22399 | 0.51717 | 0.10551 | 5.4898 | 2.5978 | 4.1579
|  | 430.3011 | -0.046364 | -0.010584 | 20.7437 | 99.9549 | 0.099056 | 0.092312 | 0.0088005 | 5.6945 | 2.6467 | 4.2706
|  | 430.5207 | 0.070378 | 0.074283 | 20.4101 | 102.9605 | 0.23208 | 0.48058 | 0.10456 | 5.9016 | 2.7555 | 4.4218
|  | 430.7403 | 0 | 0.042413 | 19.6943 | 104.9385 | 0.10854 | 0.088888 | 0.05236 | 6.0105 | 2.7919 | 4.4854
|  | 430.96 | 0.046364 | 0.053015 | 19.4322 | 108.4938 | 0.23549 | 0.46402 | 0.11458 | 6.2346 | 2.892 | 4.6023
|  | 431.1796 | 0 | 0 | 18.8056 | 111.2272 | 0.068442 | 0.14176 | 0.018149 | 6.3846 | 2.9074 | 4.6971
|  | 431.3993 | 0 | 0.010619 | 18.6089 | 115.4385 | 0.20586 | 0.49094 | 0.11899 | 6.67 | 3.0614 | 4.8678
|  | 431.619 | 0 | 0.053015 | 18.1816 | 119.201 | 0.085434 | 0.097369 | 0.018699 | 6.8723 | 3.0867 | 4.9762
|  | 431.8387 | 0 | 0.031829 | 18.0709 | 124.7144 | 0.20218 | 0.43333 | 0.092178 | 7.2141 | 3.2333 | 5.2001
|  | 432.0584 | 0.011539 | 0.053015 | 17.4754 | 126.76 | 0.080975 | 0.067249 | 0.02606 | 7.342 | 3.2577 | 5.2569
|  | 432.2781 | -0.046364 | -0.010584 | 17.0485 | 129.5734 | 0.20676 | 0.43518 | 0.11414 | 7.5263 | 3.3626 | 5.3715
|  | 432.4979 | 0.023209 | 0.053015 | 16.4979 | 132.4609 | 0.082655 | 0.099095 | 0.027334 | 7.697 | 3.3685 | 5.4402
|  | 432.7176 | 0.082049 | 0.10603 | 16.2116 | 135.9326 | 0.20701 | 0.53088 | 0.11028 | 7.9266 | 3.4841 | 5.5962
|  | 432.9374 | -0.058897 | -0.053015 | 15.6885 | 138.6947 | 0.099128 | 0.16056 | 0.014154 | 8.0795 | 3.5031 | 5.652
|  | 433.1572 | 0.035876 | 0.053015 | 15.4734 | 143.0662 | 0.21235 | 0.45442 | 0.095793 | 8.3755 | 3.6478 | 5.8364
|  | 433.377 | 0 | 0.031805 | 15.0935 | 147.335 | 0.082419 | 0.089546 | 0.029156 | 8.611 | 3.7014 | 5.9782
|  | 433.5968 | 0 | 0 | 14.8176 | 150.3494 | 0.22891 | 0.51522 | 0.13408 | 8.8355 | 3.8104 | 6.1055
|  | 433.8166 | 0.10526 | 0.11663 | 14.2838 | 153.4653 | 0.10257 | 0.10897 | 0.035271 | 9.0497 | 3.8342 | 6.1764
|  | 434.0364 | 0.035553 | 0.053015 | 14.1455 | 158.111 | 0.19827 | 0.4146 | 0.11684 | 9.347 | 3.9742 | 6.3567
|  | 434.2563 | 0.034691 | 0.053015 | 13.6895 | 161.416 | 0.087103 | 0.10351 | 0.029655 | 9.549 | 3.9956 | 6.4472
|  | 434.4762 | 0.011482 | 0.053015 | 13.5035 | 165.9412 | 0.17083 | 0.44026 | 0.10144 | 9.8686 | 4.1248 | 6.6138
|  | 434.696 | 0 | 0.010683 | 12.9338 | 167.7869 | 0.072413 | 0.11357 | 0.026954 | 9.9696 | 4.1178 | 6.6565
|  | 434.9159 | 0 | 0.031869 | 12.6133 | 169.977 | 0.19552 | 0.49561 | 0.10996 | 10.1393 | 4.1997 | 6.7417
|  | 435.1358 | 0.047226 | 0.053015 | 11.858 | 168.5719 | 0.089846 | 0.11736 | 0.015916 | 10.0821 | 4.1236 | 6.6493
|  | 435.3558 | -0.058897 | -0.053015 | 11.521 | 170.6442 | 0.21428 | 0.47621 | 0.10957 | 10.2681 | 4.201 | 6.7382
|  | 435.5757 | 0.070378 | 0.095504 | 11.1017 | 173.0439 | 0.079962 | 0.14132 | 0.044255 | 10.4173 | 4.232 | 6.8178
|  | 435.7957 | 0.047224 | 0.053015 | 10.9536 | 177.7986 | 0.17418 | 0.42005 | 0.085152 | 10.7685 | 4.3568 | 6.9987
|  | 436.0156 | 0.011673 | 0.053015 | 10.6164 | 182.1355 | 0.064563 | 0.0392 | 0.0087497 | 11.0385 | 4.4125 | 7.1412
|  | 436.2356 | 0.093779 | 0.10603 | 10.4845 | 186.6838 | 0.21263 | 0.46195 | 0.099493 | 11.3865 | 4.5597 | 7.3324
|  | 436.4556 | 0 | 0.010584 | 10.036 | 189.0986 | 0.095035 | 0.084096 | 0.021348 | 11.5545 | 4.5739 | 7.4117
|  | 436.6756 | 0.058897 | 0.10603 | 9.8841 | 192.3583 | 0.20657 | 0.45296 | 0.10631 | 11.8346 | 4.6957 | 7.5598
|  | 436.8956 | 0.02302 | 0.053015 | 9.5291 | 196.2071 | 0.10498 | 0.16547 | 0.015345 | 12.0831 | 4.7653 | 7.6899
|  | 437.1157 | -0.058897 | -0.021204 | 9.3182 | 199.0228 | 0.20048 | 0.46861 | 0.098524 | 12.3867 | 4.8635 | 7.8307
|  | 437.3357 | 0.058897 | 0.053015 | 8.9411 | 202.2197 | 0.10526 | 0.13684 | 0.020085 | 12.6238 | 4.8975 | 7.9208
|  | 437.5558 | 0 | 0.053015 | 8.7654 | 204.5853 | 0.19747 | 0.42228 | 0.099479 | 12.8578 | 4.9817 | 8.0542
|  | 437.7759 | 0 | 0 | 8.2987 | 205.6024 | 0.06903 | 0.12511 | 0.015165 | 12.9653 | 4.984 | 8.0937
|  | 437.996 | 0.058897 | 0.053015 | 8.2297 | 210.6939 | 0.17347 | 0.46667 | 0.10535 | 13.3876 | 5.1532 | 8.3392
|  | 438.2161 | 0.058897 | 0.053015 | 7.9182 | 214.469 | 0.077231 | 0.089388 | 0.024007 | 13.6847 | 5.2158 | 8.4857
|  | 438.4362 | 0 | 0 | 7.8953 | 219.6215 | 0.20151 | 0.40689 | 0.092421 | 14.1557 | 5.4053 | 8.7311
|  | 438.6564 | 0.058897 | 0.053015 | 7.5861 | 224.4355 | 0.090541 | 0.18224 | 0.017199 | 14.5502 | 5.4977 | 8.9267
|  | 438.8765 | -0.023343 | -0.010584 | 7.5819 | 230.8599 | 0.17372 | 0.45436 | 0.093577 | 15.1056 | 5.6993 | 9.2439
|  | 439.0967 | 0 | 0 | 7.3191 | 234.6678 | 0.070216 | 0.096434 | 0.022519 | 15.4432 | 5.7809 | 9.4281
|  | 439.3169 | 0.058897 | 0.053015 | 7.256 | 239.2139 | 0.17181 | 0.4613 | 0.099302 | 15.9252 | 5.9652 | 9.6592
|  | 439.5371 | -0.058897 | -0.053015 | 6.91 | 241.3979 | 0.074539 | 0.088191 | 0.0068974 | 16.1626 | 5.9961 | 9.8093
|  | 439.7573 | 0.047224 | 0.053015 | 6.8482 | 244.7459 | 0.16896 | 0.43412 | 0.076359 | 16.5795 | 6.1436 | 10.0351
|  | 439.9775 | 0.024014 | 0.031869 | 6.4923 | 246.0775 | 0.077619 | 0.084867 | 0.022966 | 16.8462 | 6.2023 | 10.1531
|  | 440.1977 | 0 | 0.021221 | 6.366 | 247.9149 | 0.18917 | 0.37116 | 0.094825 | 17.1472 | 6.318 | 10.3029
|  | 440.418 | 0.058897 | 0.053015 | 6.1537 | 250.2632 | 0.077765 | 0.11231 | 0.016465 | 17.4993 | 6.4167 | 10.5133
|  | 440.6383 | 0 | 0 | 6.0496 | 252.7124 | 0.17609 | 0.38097 | 0.081809 | 17.867 | 6.5692 | 10.7362
|  | 440.8585 | 0.034691 | 0.053015 | 5.8721 | 258.07 | 0.05966 | 0.072761 | 0.0050775 | 18.4063 | 6.7178 | 11.0257
|  | 441.0788 | 0.011539 | 0.053015 | 5.8287 | 260.8332 | 0.18439 | 0.43527 | 0.10538 | 18.9034 | 6.9236 | 11.3047
|  | 441.2991 | 0 | 0.03173 | 5.5693 | 262.8823 | 0.063709 | 0.076087 | 0.012636 | 19.2909 | 7.0211 | 11.5122
|  | 441.5195 | 0.11779 | 0.11671 | 5.5225 | 265.3336 | 0.16706 | 0.39661 | 0.079206 | 19.7107 | 7.1784 | 11.7685
|  | 441.7398 | 0 | 0.031869 | 5.2654 | 265.8478 | 0.076014 | 0.17645 | 0.016031 | 20.0317 | 7.2445 | 11.9226
|  | 441.9602 | -0.011539 | 0 | 5.1738 | 268.3856 | 0.16206 | 0.41036 | 0.072476 | 20.5133 | 7.4185 | 12.2023
|  | 442.1805 | 0.034693 | 0.053015 | 4.9348 | 266.1688 | 0.067338 | 0.10659 | 0.0084995 | 20.6599 | 7.4328 | 12.2908
|  | 442.4009 | 0 | 0 | 4.8303 | 265.576 | 0.15987 | 0.36245 | 0.078563 | 20.9341 | 7.5573 | 12.4682
|  | 442.6213 | 0 | 0 | 4.6086 | 264.2942 | 0.073967 | 0.056247 | 0.020859 | 21.1545 | 7.625 | 12.6207
|  | 442.8417 | -0.023209 | 0 | 4.5862 | 265.8389 | 0.16448 | 0.37927 | 0.080625 | 21.6522 | 7.8075 | 12.9051
|  | 443.0622 | -0.023154 | -0.010619 | 4.3942 | 266.3109 | 0.064632 | 0.049068 | 0.0077076 | 22.0564 | 7.9345 | 13.1434
|  | 443.2826 | 0.011482 | 0.053015 | 4.3983 | 267.2924 | 0.17276 | 0.43977 | 0.088872 | 22.5694 | 8.1293 | 13.4675
|  | 443.503 | 0.011482 | 0.042331 | 4.1683 | 267.2339 | 0.065146 | 0.095281 | 0.0077522 | 22.9255 | 8.236 | 13.7373
|  | 443.7235 | 0.034693 | 0.053015 | 4.2093 | 268.1407 | 0.18468 | 0.38385 | 0.10292 | 23.4956 | 8.458 | 14.0659
|  | 443.944 | 0.046364 | 0.053015 | 4.0214 | 267.4512 | 0.064194 | 0.095174 | 0.0234 | 23.8451 | 8.5712 | 14.2938
|  | 444.1645 | 0 | 0.010602 | 3.9567 | 265.5108 | 0.16384 | 0.39823 | 0.07183 | 24.1096 | 8.6834 | 14.4741
|  | 444.385 | 0.047224 | 0.053015 | 3.8157 | 265.7833 | 0.068284 | 0.087429 | 0.010098 | 24.6397 | 8.8399 | 14.8387
|  | 444.6055 | 0.058897 | 0.09541 | 3.8151 | 264.5668 | 0.15341 | 0.41172 | 0.071054 | 25.0662 | 9.0114 | 15.1087
|  | 444.8261 | 0.058897 | 0.10603 | 3.6567 | 263.2763 | 0.057425 | 0.058846 | 0.020783 | 25.4432 | 9.1559 | 15.3615
|  | 445.0466 | 0.047358 | 0.053015 | 3.6728 | 264.4155 | 0.17339 | 0.36887 | 0.087788 | 26.1243 | 9.4257 | 15.7847
|  | 445.2672 | 0.070378 | 0.095504 | 3.4652 | 260.772 | 0.058551 | 0.086951 | 0.01569 | 26.3152 | 9.4572 | 15.9226
|  | 445.4878 | 0.058897 | 0.053015 | 3.4808 | 260.6246 | 0.16381 | 0.34006 | 0.068007 | 26.9044 | 9.692 | 16.3565
|  | 445.7084 | 0.058897 | 0.053015 | 3.3308 | 259.0248 | 0.059146 | 0.073109 | -0.0018553 | 27.3411 | 9.8209 | 16.6352
|  | 445.929 | 0 | 0.010602 | 3.361 | 258.2207 | 0.15791 | 0.418 | 0.080788 | 27.9002 | 10.0484 | 17.0193
|  | 446.1496 | 0 | 0 | 3.2028 | 254.7615 | 0.070362 | 0.10641 | 0.009149 | 28.1453 | 10.118 | 17.2059
|  | 446.3702 | 0.058897 | 0.053015 | 3.2358 | 254.1194 | 0.17343 | 0.38379 | 0.072446 | 28.7696 | 10.3763 | 17.6269
|  | 446.5909 | 0.035742 | 0.042331 | 3.0646 | 251.1601 | 0.06354 | 0.054743 | 0.0068148 | 29.1297 | 10.4738 | 17.8744
|  | 446.8116 | 0.058897 | 0.053015 | 3.0916 | 249.1196 | 0.17473 | 0.3232 | 0.077936 | 29.5978 | 10.6599 | 18.2103
|  | 447.0322 | 0 | 0.010526 | 2.9217 | 244.8834 | 0.068029 | 0.064403 | 0.0049386 | 29.7857 | 10.7207 | 18.4055
|  | 447.2529 | 0.023209 | 0.042489 | 2.9571 | 243.4373 | 0.16846 | 0.39794 | 0.08484 | 30.3873 | 10.9357 | 18.8112
|  | 447.4736 | 0 | 0.031904 | 2.7937 | 240.626 | 0.070834 | 0.060615 | 0.0026297 | 30.7494 | 11.0261 | 19.0441
|  | 447.6944 | 0.023209 | 0.031904 | 2.8198 | 235.2883 | 0.16631 | 0.36307 | 0.074899 | 30.8246 | 11.0895 | 19.18
|  | 447.9151 | 0.058897 | 0.053015 | 2.6302 | 230.6195 | 0.069856 | 0.037333 | -0.0060577 | 30.9981 | 11.0987 | 19.3067
|  | 448.1359 | 0.070435 | 0.10603 | 2.7066 | 227.613 | 0.18737 | 0.34396 | 0.078306 | 31.4014 | 11.2507 | 19.6338
|  | 448.3566 | 0.023209 | 0.031869 | 2.5718 | 222.6339 | 0.089569 | 0.063825 | 0.01896 | 31.5399 | 11.2643 | 19.7356
|  | 448.5774 | 0 | 0.021285 | 2.6125 | 222.6954 | 0.18568 | 0.40585 | 0.094948 | 32.3533 | 11.5375 | 20.3042
|  | 448.7982 | 0.11779 | 0.10603 | 2.4632 | 219.1344 | 0.071911 | 0.10757 | 0.0080935 | 32.6493 | 11.5599 | 20.4973
|  | 449.019 | 0.011482 | 0.021303 | 2.5155 | 215.8962 | 0.18319 | 0.3763 | 0.077522 | 33.0017 | 11.6849 | 20.7557
|  | 449.2398 | 0.034691 | 0.053015 | 2.3629 | 210.7455 | 0.094001 | 0.063401 | 0.020516 | 33.069 | 11.653 | 20.8508
|  | 449.4606 | 0.058897 | 0.09541 | 2.4121 | 209.469 | 0.19056 | 0.36542 | 0.075332 | 33.6991 | 11.8708 | 21.2964
|  | 449.6815 | -0.012533 | 0 | 2.2676 | 203.0611 | 0.075285 | 0.12229 | -0.0045435 | 33.517 | 11.7193 | 21.1938
|  | 449.9024 | 0.058897 | 0.053015 | 2.2928 | 198.6382 | 0.18009 | 0.41426 | 0.083733 | 33.6301 | 11.7294 | 21.3169
|  | 450.1232 | 0 | 0.042396 | 2.1283 | 195.4409 | 0.080629 | 0.015019 | -0.0064477 | 33.9588 | 11.7337 | 21.5061
|  | 450.3441 | 0 | 0 | 2.1929 | 193.3848 | 0.19324 | 0.35441 | 0.08648 | 34.485 | 11.9127 | 21.8556
|  | 450.565 | 0.058897 | 0.053015 | 2.0432 | 188.8617 | 0.077309 | 0.068316 | 0.014401 | 34.5273 | 11.8318 | 21.9085
|  | 450.786 | 0 | 0 | 2.1187 | 185.7896 | 0.20931 | 0.40746 | 0.083347 | 34.8475 | 11.8534 | 22.1146
|  | 451.0069 | 0.024203 | 0.053015 | 2.0092 | 183.8049 | 0.079842 | 0.040889 | 0.0045455 | 35.3461 | 11.9207 | 22.4148
|  | 451.2278 | 0.011482 | 0.053015 | 2.0854 | 180.6244 | 0.20794 | 0.3666 | 0.086774 | 35.5862 | 11.956 | 22.6013
|  | 451.4488 | 0.02302 | 0.053015 | 1.9441 | 176.9176 | 0.10441 | 0.056547 | 0.024613 | 35.7671 | 11.8828 | 22.7178
|  | 451.6698 | 0 | 0 | 1.9751 | 174.2971 | 0.20947 | 0.3929 | 0.075754 | 36.1325 | 11.9215 | 22.9193
|  | 451.8908 | 0 | 0.010526 | 1.8429 | 170.1299 | 0.088033 | 0.089361 | 0.0020436 | 36.118 | 11.7649 | 22.8827
|  | 452.1118 | 0.058897 | 0.053015 | 1.904 | 167.6696 | 0.20903 | 0.39476 | 0.078552 | 36.4648 | 11.8086 | 23.1171
|  | 452.3328 | 0 | 0.042489 | 1.7659 | 163.7185 | 0.082066 | 0.12034 | -0.0061909 | 36.4886 | 11.6396 | 23.0559
|  | 452.5538 | 0.058897 | 0.053015 | 1.8335 | 161.1094 | 0.1954 | 0.4051 | 0.077746 | 36.7325 | 11.64 | 23.2079
|  | 452.7749 | 0.023154 | 0.031811 | 1.7072 | 158.4348 | 0.11028 | 0.068982 | 0.0090981 | 36.9952 | 11.5629 | 23.3285
|  | 452.9959 | 0.058897 | 0.063634 | 1.7749 | 157.5114 | 0.22664 | 0.46003 | 0.081973 | 37.5909 | 11.6497 | 23.6469
|  | 453.217 | 0.047415 | 0.053015 | 1.6623 | 155.125 | 0.11339 | 0.12556 | 0.0034924 | 37.895 | 11.5894 | 23.8371
|  | 453.4381 | 0.058897 | 0.053015 | 1.7429 | 152.807 | 0.23239 | 0.44771 | 0.081373 | 38.1046 | 11.5308 | 23.911
|  | 453.6592 | 0.058897 | 0.053015 | 1.5835 | 149.5814 | 0.10661 | 0.021845 | 0.0044224 | 38.1747 | 11.3645 | 23.9181
|  | 453.8803 | 0.058897 | 0.053015 | 1.6904 | 146.6216 | 0.23338 | 0.42003 | 0.092457 | 38.2098 | 11.2696 | 23.8494
|  | 454.1015 | 0 | 0.021128 | 1.5586 | 142.4231 | 0.11408 | 0.12731 | 0.016257 | 37.9249 | 11.017 | 23.6463
|  | 454.3226 | 0.093587 | 0.10603 | 1.6271 | 139.3504 | 0.24227 | 0.46723 | 0.08833 | 37.8846 | 10.8644 | 23.5762
|  | 454.5438 | 0.058897 | 0.053015 | 1.4918 | 136.7433 | 0.11523 | 0.047882 | -0.0018265 | 37.9856 | 10.7046 | 23.5233
|  | 454.7649 | 0.058897 | 0.053015 | 1.5476 | 134.6777 | 0.24519 | 0.45252 | 0.094005 | 38.1289 | 10.6347 | 23.5459
|  | 454.9861 | 0.070567 | 0.084762 | 1.4205 | 131.8589 | 0.10835 | 0.048277 | 0.0029032 | 38.0514 | 10.4558 | 23.4622
|  | 455.2073 | 0.058897 | 0.053015 | 1.4785 | 129.5943 | 0.25373 | 0.45641 | 0.090495 | 38.0808 | 10.3351 | 23.3762
|  | 455.4285 | 0.01167 | 0.031805 | 1.3276 | 126.0472 | 0.10781 | 0.077217 | -0.0037248 | 37.792 | 10.0574 | 23.1274
|  | 455.6498 | 0.093779 | 0.10603 | 1.4848 | 124.5443 | 0.25293 | 0.40627 | 0.092664 | 37.9663 | 10.002 | 23.1856
|  | 455.871 | 0.058897 | 0.063617 | 1.3335 | 121.4026 | 0.11799 | 0.045977 | 0.0027696 | 37.6733 | 9.7648 | 22.9271
|  | 456.0923 | 0.024072 | 0.042489 | 1.4225 | 118.8548 | 0.29217 | 0.4853 | 0.097295 | 37.4998 | 9.6007 | 22.7945
|  | 456.3135 | 0 | 0 | 1.2589 | 115.8004 | 0.13106 | 0.062185 | 0.00077406 | 37.2239 | 9.3686 | 22.5196
|  | 456.5348 | 0 | 0 | 1.3961 | 114.8931 | 0.30113 | 0.45923 | 0.10338 | 37.5008 | 9.3716 | 22.664
|  | 456.7561 | 0 | 0 | 1.2519 | 112.1293 | 0.13968 | 0.06381 | 0.0011926 | 37.2075 | 9.1173 | 22.403
|  | 456.9774 | 0 | 0 | 1.3583 | 110.0478 | 0.28254 | 0.4674 | 0.10422 | 37.0732 | 8.9923 | 22.3033
|  | 457.1988 | 0 | 0 | 1.178 | 106.9377 | 0.15988 | 0.11852 | 0.00038569 | 36.6137 | 8.7437 | 21.9565
|  | 457.4201 | 0 | 0 | 1.3291 | 106.2489 | 0.29679 | 0.47141 | 0.088884 | 36.8526 | 8.7285 | 22.0615
|  | 457.6415 | 0 | 0 | 1.1465 | 103.9887 | 0.15843 | 0.020573 | -0.014312 | 36.6354 | 8.5362 | 21.8596
|  | 457.8628 | 0 | 0 | 1.2662 | 102.0588 | 0.33091 | 0.4859 | 0.08991 | 36.382 | 8.4407 | 21.7483
|  | 458.0842 | 0 | 0 | 1.099 | 99.4171 | 0.14021 | 0.066394 | -0.0013524 | 35.9651 | 8.2085 | 21.467
|  | 458.3056 | 0 | 0 | 1.2511 | 97.816 | 0.32365 | 0.50367 | 0.095188 | 35.8174 | 8.139 | 21.3888
|  | 458.527 | 0 | 0 | 1.1142 | 95.026 | 0.16979 | 0.001865 | -0.0081694 | 35.264 | 7.8906 | 21.0191
|  | 458.7484 | 0 | 0 | 1.2575 | 93.9803 | 0.33894 | 0.51594 | 0.10978 | 35.2646 | 7.8732 | 21.0371
|  | 458.9699 | 0 | 0 | 1.062 | 91.1334 | 0.19241 | 0.088579 | 0.0058338 | 34.7139 | 7.6451 | 20.7365
|  | 459.1913 | 0 | 0 | 1.1991 | 90.3776 | 0.34087 | 0.51356 | 0.10313 | 34.6286 | 7.6345 | 20.7278
|  | 459.4128 | 0 | 0 | 1.0187 | 87.7294 | 0.20668 | 0.055042 | -0.0063235 | 34.0514 | 7.4027 | 20.4546
|  | 459.6343 | 0 | 0 | 1.159 | 87.0161 | 0.35224 | 0.49633 | 0.11166 | 34.0785 | 7.4132 | 20.4575
|  | 459.8558 | 0 | 0 | 1.0156 | 83.7381 | 0.20919 | 0.08581 | 0.0039042 | 33.2177 | 7.1463 | 20.016
|  | 460.0773 | 0 | 0 | 1.1125 | 82.1457 | 0.37144 | 0.57464 | 0.11949 | 32.7836 | 7.0911 | 19.8236
|  | 460.2988 | 0 | 0 | 0.98079 | 79.4746 | 0.22919 | 0.023676 | -0.0021081 | 32.1793 | 6.8811 | 19.5257
|  | 460.5203 | 0 | 0 | 1.0894 | 78.4676 | 0.38103 | 0.5012 | 0.094209 | 31.9605 | 6.8766 | 19.4765
|  | 460.7419 | 0 | 0 | 0.96283 | 75.7093 | 0.22189 | 0.084901 | 0.019112 | 31.1368 | 6.6528 | 19.0845
|  | 460.9635 | 0 | 0 | 1.0609 | 75.1949 | 0.40124 | 0.49936 | 0.087073 | 31.0717 | 6.7075 | 19.2309
|  | 461.185 | 0 | 0 | 0.89652 | 73.1403 | 0.25342 | 0.016594 | -0.011597 | 30.5783 | 6.5332 | 18.9597
|  | 461.4066 | 0 | 0 | 1.048 | 71.6289 | 0.38931 | 0.56354 | 0.099842 | 30.1929 | 6.5147 | 18.8609
|  | 461.6282 | 0 | 0 | 0.89544 | 70.5476 | 0.24446 | 0.091614 | 0.004058 | 29.9523 | 6.4355 | 18.8746
|  | 461.8498 | 0 | 0 | 1.0561 | 70.0344 | 0.41493 | 0.45443 | 0.10545 | 29.8955 | 6.5048 | 18.9743
|  | 462.0715 | 0 | 0 | 0.8708 | 68.2559 | 0.28244 | 0.062441 | 0.0097245 | 29.3674 | 6.389 | 18.8291
|  | 462.2931 | 0 | 0 | 1.0459 | 67.0944 | 0.42265 | 0.51181 | 0.11279 | 28.9627 | 6.3746 | 18.72
|  | 462.5148 | 0 | 0 | 0.8857 | 65.0333 | 0.28156 | 0.0066189 | -0.006931 | 28.3358 | 6.2374 | 18.5184
|  | 462.7364 | 0 | 0 | 1.0137 | 63.8432 | 0.45065 | 0.48031 | 0.11039 | 27.9318 | 6.2278 | 18.4448
|  | 462.9581 | 0 | 0 | 0.86849 | 61.7381 | 0.29211 | 0.039645 | 0.011213 | 27.2692 | 6.0781 | 18.1622
|  | 463.1798 | 0 | 0 | 1.0127 | 60.9719 | 0.47611 | 0.45234 | 0.095551 | 27.0686 | 6.1222 | 18.2486
|  | 463.4016 | 0 | 0 | 0.84762 | 59.9171 | 0.32156 | 0.066252 | 0.017782 | 26.7719 | 6.0738 | 18.2549
|  | 463.6233 | 0 | 0 | 0.99674 | 58.9966 | 0.49404 | 0.49937 | 0.10972 | 26.4319 | 6.1075 | 18.2336
|  | 463.845 | 0 | 0 | 0.98823 | 56.6753 | 0.5163 | 0.54738 | 0.11299 | 25.6826 | 6.0383 | 18.1647
|  | 464.0668 | 0 | 0 | 0.82849 | 55.2532 | 0.37438 | 0.12724 | 0.0049751 | 25.2552 | 5.9373 | 18.0531
|  | 464.2886 | 0 | 0 | 0.93521 | 53.7391 | 0.5465 | 0.4865 | 0.10587 | 24.5985 | 5.9069 | 17.8064
|  | 464.5104 | 0 | 0 | 0.82845 | 52.2805 | 0.39533 | 0.0617 | -0.013251 | 24.1632 | 5.8006 | 17.7283
|  | 464.7321 | 0 | 0 | 0.96293 | 51.5168 | 0.56942 | 0.51806 | 0.10954 | 23.8187 | 5.8581 | 17.6926
|  | 464.954 | 0 | 0 | 0.80749 | 49.3519 | 0.4123 | 0.10328 | -0.00077956 | 23.0676 | 5.6869 | 17.386
|  | 465.1758 | 0 | 0 | 0.88823 | 48.0944 | 0.55298 | 0.44682 | 0.08313 | 22.4938 | 5.6362 | 17.1578
|  | 465.3976 | 0 | 0 | 0.768 | 46.4776 | 0.43418 | 0.059876 | -0.00024821 | 21.9772 | 5.523 | 17.0156
|  | 465.6195 | 0 | 0 | 0.88948 | 46.1337 | 0.57218 | 0.50779 | 0.092122 | 21.8998 | 5.612 | 17.159
|  | 465.8413 | 0 | 0 | 0.78343 | 44.816 | 0.47367 | 0.057639 | 0.016563 | 21.4991 | 5.5237 | 17.068
|  | 466.0632 | 0 | 0 | 0.89326 | 44.2217 | 0.62804 | 0.43021 | 0.084576 | 21.2175 | 5.5527 | 17.0338
|  | 466.2851 | 0 | 0 | 0.78047 | 43.1354 | 0.4967 | 0.04783 | 0.0039167 | 20.8849 | 5.488 | 17.0258
|  | 466.507 | 0 | 0 | 0.87742 | 42.1791 | 0.61897 | 0.48294 | 0.098488 | 20.5217 | 5.4675 | 16.9332
|  | 466.729 | 0 | 0 | 0.74627 | 40.4712 | 0.51033 | 0.043325 | 0.016942 | 19.8211 | 5.3485 | 16.5778
|  | 466.9509 | 0 | 0 | 0.84947 | 39.6787 | 0.65186 | 0.4254 | 0.10145 | 19.5362 | 5.3287 | 16.5469
|  | 467.1728 | 0 | 0 | 0.70957 | 38.4102 | 0.52838 | 0.10603 | 0.0019761 | 19.1223 | 5.2245 | 16.3858
|  | 467.3948 | 0 | 0 | 0.83623 | 37.9111 | 0.65575 | 0.42026 | 0.084225 | 18.9308 | 5.2633 | 16.4024
|  | 467.6168 | 0 | 0 | 0.74904 | 36.6616 | 0.58764 | 0.097293 | 0.023748 | 18.4955 | 5.165 | 16.2146
|  | 467.8388 | 0 | 0 | 0.81589 | 36.397 | 0.69991 | 0.43208 | 0.078605 | 18.4384 | 5.2146 | 16.3789
|  | 468.0608 | 0 | 0 | 0.71132 | 35.6865 | 0.60296 | 0.036747 | 0.026958 | 18.2964 | 5.1847 | 16.4232
|  | 468.2828 | 0 | 0 | 0.8388 | 35.4382 | 0.75608 | 0.41449 | 0.11827 | 18.2208 | 5.2439 | 16.5186
|  | 468.5048 | 0 | 0 | 0.73131 | 34.6576 | 0.66246 | 0.055299 | 0.0078306 | 18.0007 | 5.2035 | 16.5239
|  | 468.7269 | 0 | 0 | 0.83047 | 34.2554 | 0.8194 | 0.37418 | 0.094808 | 17.8869 | 5.2307 | 16.5598
|  | 468.949 | 0 | 0 | 0.71055 | 32.8 | 0.70663 | 0.072543 | 0.019932 | 17.3329 | 5.0877 | 16.2319
|  | 469.171 | 0 | 0 | 0.78454 | 31.9656 | 0.81945 | 0.43935 | 0.087853 | 16.9097 | 4.9946 | 15.9941
|  | 469.3931 | 0 | 0 | 0.6786 | 30.8758 | 0.71003 | 0.072561 | 0.014678 | 16.535 | 4.8903 | 15.7885
|  | 469.6152 | 0 | 0 | 0.75582 | 30.2981 | 0.82923 | 0.37077 | 0.085465 | 16.3001 | 4.8776 | 15.7126
|  | 469.8373 | 0 | 0 | 0.67784 | 29.5828 | 0.75338 | 0.066975 | 0.0076481 | 16.1335 | 4.8249 | 15.683
|  | 470.0595 | 0 | 0 | 0.78086 | 29.3484 | 0.91426 | 0.40739 | 0.078116 | 16.06 | 4.8615 | 15.7182
|  | 470.2816 | 0 | 0 | 0.67705 | 28.465 | 0.82075 | 0.08584 | 0.02355 | 15.7544 | 4.7683 | 15.5676
|  | 470.5038 | 0 | 0 | 0.77775 | 27.9077 | 0.94144 | 0.41098 | 0.092155 | 15.571 | 4.7728 | 15.5091
|  | 470.7259 | 0 | 0 | 0.69242 | 27.0094 | 0.8594 | 0.17691 | 0.029983 | 15.2704 | 4.6729 | 15.3622
|  | 470.9481 | 0 | 0 | 0.77842 | 26.6716 | 0.98128 | 0.35902 | 0.086128 | 15.1241 | 4.6808 | 15.343
|  | 471.1703 | 0 | 0 | 0.6245 | 25.7179 | 0.89073 | 0.082497 | 0.012477 | 14.7593 | 4.5514 | 15.093
|  | 471.3925 | 0 | 0 | 0.73369 | 25.2755 | 1.0114 | 0.34528 | 0.070343 | 14.5489 | 4.5398 | 14.963
|  | 471.6148 | 0 | 0 | 0.65872 | 24.2979 | 0.93969 | 0.069279 | 0.027535 | 14.2092 | 4.4312 | 14.7429
|  | 471.837 | 0 | 0 | 0.73771 | 24.007 | 1.0506 | 0.33726 | 0.075864 | 14.0712 | 4.4225 | 14.7111
|  | 472.0593 | 0 | 0 | 0.65947 | 23.4027 | 1.0069 | 0.12236 | 0.022317 | 13.9177 | 4.3654 | 14.6372
|  | 472.2815 | 0 | 0 | 0.71558 | 23.2173 | 1.1235 | 0.35154 | 0.073746 | 13.8646 | 4.391 | 14.6804
|  | 472.5038 | 0 | 0 | 0.6449 | 22.8223 | 1.0634 | 0.14134 | 0.024606 | 13.8348 | 4.3859 | 14.7905
|  | 472.7261 | 0 | 0 | 0.72454 | 22.7207 | 1.1876 | 0.33206 | 0.076651 | 13.837 | 4.4249 | 14.8555
|  | 472.9484 | 0 | 0 | 0.63042 | 22.1317 | 1.1599 | 0.1417 | 0.01604 | 13.6282 | 4.3562 | 14.7542
|  | 473.1707 | 0 | 0 | 0.72158 | 22 | 1.2612 | 0.34348 | 0.068252 | 13.6085 | 4.3847 | 14.8143
|  | 473.3931 | 0 | 0 | 0.63331 | 21.4857 | 1.2193 | 0.031556 | 0.022206 | 13.4688 | 4.3273 | 14.7991
|  | 473.6154 | 0 | 0 | 0.70235 | 21.3283 | 1.3473 | 0.27774 | 0.07409 | 13.4165 | 4.3563 | 14.8412
|  | 473.8378 | 0 | 0 | 0.65773 | 20.7178 | 1.317 | 0.1042 | 0.024994 | 13.2585 | 4.3081 | 14.7603
|  | 474.0601 | 0 | 0 | 0.69505 | 20.4677 | 1.4133 | 0.30791 | 0.06469 | 13.1082 | 4.3033 | 14.7019
|  | 474.2825 | 0 | 0 | 0.62838 | 19.9506 | 1.3828 | 0.12342 | 0.018491 | 12.923 | 4.2474 | 14.5953
|  | 474.5049 | 0 | 0 | 0.74179 | 19.6542 | 1.5278 | 0.31014 | 0.073882 | 12.8056 | 4.2514 | 14.5335
|  | 474.7274 | 0 | 0 | 0.6391 | 19.0546 | 1.4696 | 0.050624 | 0.017196 | 12.564 | 4.1707 | 14.3959
|  | 474.9498 | 0 | 0 | 0.67869 | 18.7714 | 1.5832 | 0.3003 | 0.061891 | 12.4492 | 4.1765 | 14.3758
|  | 475.1722 | 0 | 0 | 0.63575 | 18.129 | 1.5646 | 0.14577 | 0.017432 | 12.2021 | 4.1133 | 14.2032
|  | 475.3947 | 0 | 0 | 0.70127 | 17.8579 | 1.6468 | 0.31639 | 0.067242 | 12.0191 | 4.1026 | 14.0937
|  | 475.6172 | 0 | 0 | 0.62337 | 17.4711 | 1.6397 | 0.099078 | 0.028161 | 11.9171 | 4.0651 | 14.069
|  | 475.8396 | 0 | 0 | 0.68218 | 17.3187 | 1.7475 | 0.28526 | 0.070819 | 11.8546 | 4.092 | 14.095
|  | 476.0621 | 0 | 0 | 0.60438 | 16.7555 | 1.7305 | 0.084078 | 0.012688 | 11.661 | 4.0295 | 14.012
|  | 476.2846 | 0 | 0 | 0.64908 | 16.5802 | 1.8447 | 0.25124 | 0.055535 | 11.5771 | 4.0585 | 14.0077
|  | 476.5072 | 0 | 0 | 0.60179 | 16.0831 | 1.8237 | 0.07251 | 0.016864 | 11.3427 | 4.0052 | 13.8801
|  | 476.7297 | 0 | 0 | 0.66971 | 15.7908 | 1.9309 | 0.22515 | 0.060392 | 11.2155 | 4.0151 | 13.8074
|  | 476.9523 | 0 | 0 | 0.59471 | 15.349 | 1.9264 | 0.1002 | 0.021671 | 11.0539 | 3.9697 | 13.7325
|  | 477.1748 | 0 | 0 | 0.64996 | 15.3008 | 2.0377 | 0.25129 | 0.05617 | 11.0148 | 4.0071 | 13.8247
|  | 477.3974 | 0 | 0 | 0.60893 | 14.8932 | 2.0611 | 0.082974 | 0.01328 | 10.8656 | 3.9849 | 13.7855
|  | 477.62 | 0 | 0 | 0.6624 | 14.7458 | 2.1621 | 0.28474 | 0.064661 | 10.7897 | 4.0341 | 13.7953
|  | 477.8426 | 0 | 0 | 0.59873 | 14.3485 | 2.1589 | 0.11527 | 0.017729 | 10.6372 | 3.9949 | 13.7603
|  | 478.0652 | 0 | 0 | 0.63716 | 14.1544 | 2.2749 | 0.26283 | 0.056234 | 10.5371 | 4.0105 | 13.767
|  | 478.2879 | 0 | 0 | 0.60215 | 13.8485 | 2.319 | 0.1079 | 0.020356 | 10.4729 | 4.0146 | 13.8241
|  | 478.5105 | 0 | 0 | 0.65173 | 13.7409 | 2.4513 | 0.25712 | 0.056782 | 10.432 | 4.0657 | 13.8909
|  | 478.7332 | 0 | 0 | 0.61141 | 13.3605 | 2.4584 | 0.13191 | 0.020167 | 10.2963 | 4.0576 | 13.8547
|  | 478.9559 | 0 | 0 | 0.65223 | 13.2484 | 2.5978 | 0.2789 | 0.055851 | 10.2137 | 4.0852 | 13.8684
|  | 479.1785 | 0 | 0 | 0.60833 | 12.8386 | 2.6172 | 0.1269 | 0.025649 | 10.036 | 4.0517 | 13.7738
|  | 479.4013 | 0 | 0 | 0.65246 | 12.6624 | 2.7401 | 0.26872 | 0.055912 | 9.9532 | 4.0954 | 13.8283
|  | 479.624 | 0 | 0 | 0.58779 | 12.3202 | 2.7658 | 0.13018 | 0.023288 | 9.8094 | 4.0667 | 13.773
|  | 479.8467 | 0 | 0 | 0.6388 | 12.1735 | 2.8865 | 0.25179 | 0.049079 | 9.7195 | 4.1054 | 13.8044
|  | 480.0695 | 0 | 0 | 0.60763 | 11.8802 | 2.9353 | 0.12275 | 0.022082 | 9.6429 | 4.1014 | 13.8378
|  | 480.2922 | 0 | 0 | 0.64377 | 11.7493 | 3.0578 | 0.21848 | 0.052624 | 9.5499 | 4.1265 | 13.8548
|  | 480.515 | 0 | 0 | 0.6077 | 11.4253 | 3.0956 | 0.1256 | 0.030188 | 9.4155 | 4.1215 | 13.8154
|  | 480.7378 | 0 | 0 | 0.64289 | 11.2267 | 3.2259 | 0.22598 | 0.052169 | 9.3321 | 4.153 | 13.8164
|  | 480.9606 | 0 | 0 | 0.59548 | 10.9178 | 3.2812 | 0.14351 | 0.026662 | 9.182 | 4.1415 | 13.7691
|  | 481.1834 | 0 | 0 | 0.62096 | 10.7191 | 3.3906 | 0.24562 | 0.045803 | 9.0606 | 4.1493 | 13.7459
|  | 481.4062 | 0 | 0 | 0.60019 | 10.3665 | 3.4262 | 0.15625 | 0.030219 | 8.8904 | 4.1267 | 13.6232
|  | 481.629 | 0 | 0 | 0.63344 | 10.1514 | 3.513 | 0.23802 | 0.048371 | 8.752 | 4.1308 | 13.5667
|  | 481.8519 | 0 | 0 | 0.58978 | 9.8623 | 3.571 | 0.10726 | 0.026722 | 8.639 | 4.1309 | 13.5522
|  | 482.0747 | 0 | 0 | 0.59947 | 9.6934 | 3.6947 | 0.20418 | 0.045306 | 8.5595 | 4.1501 | 13.5545
|  | 482.2976 | 0 | 0 | 0.5855 | 9.427 | 3.7738 | 0.12281 | 0.0311 | 8.4606 | 4.1457 | 13.527
|  | 482.5205 | 0 | 0 | 0.62741 | 9.3301 | 3.9001 | 0.21563 | 0.050316 | 8.3747 | 4.169 | 13.5322
|  | 482.7434 | 0 | 0 | 0.60599 | 9.0653 | 3.9656 | 0.15572 | 0.030397 | 8.2748 | 4.1751 | 13.4939
|  | 482.9663 | 0 | 0 | 0.60968 | 8.8762 | 4.0816 | 0.23103 | 0.04708 | 8.2016 | 4.1927 | 13.4938
|  | 483.1893 | 0 | 0 | 0.56539 | 8.6315 | 4.1583 | 0.14175 | 0.029011 | 8.0976 | 4.1818 | 13.4787
|  | 483.4122 | 0 | 0 | 0.58944 | 8.5039 | 4.2785 | 0.19658 | 0.040606 | 8.0186 | 4.2019 | 13.4873
|  | 483.6352 | 0 | 0 | 0.57327 | 8.2538 | 4.3699 | 0.12502 | 0.029205 | 7.9285 | 4.2148 | 13.4765
|  | 483.8582 | 0 | 0 | 0.59173 | 8.1269 | 4.4917 | 0.22929 | 0.049263 | 7.8638 | 4.2528 | 13.4814
|  | 484.0811 | 0 | 0 | 0.5785 | 7.9077 | 4.5764 | 0.16758 | 0.031916 | 7.7743 | 4.2492 | 13.4507
|  | 484.3041 | 0 | 0 | 0.59142 | 7.77 | 4.7232 | 0.23462 | 0.045319 | 7.7138 | 4.2623 | 13.4463
|  | 484.5272 | 0 | 0 | 0.56876 | 7.5447 | 4.816 | 0.16263 | 0.018418 | 7.6264 | 4.257 | 13.4239
|  | 484.7502 | 0 | 0 | 0.60746 | 7.4025 | 4.9363 | 0.22654 | 0.034425 | 7.5692 | 4.2825 | 13.4295
|  | 484.9732 | 0 | 0 | 0.57989 | 7.1777 | 5.0442 | 0.16379 | 0.033639 | 7.4915 | 4.2897 | 13.3856
|  | 485.1963 | 0 | 0 | 0.5825 | 7.0749 | 5.1807 | 0.20864 | 0.049875 | 7.4192 | 4.313 | 13.3764
|  | 485.4193 | 0 | 0 | 0.56884 | 6.9065 | 5.2956 | 0.17283 | 0.033245 | 7.3463 | 4.3093 | 13.365
|  | 485.6424 | 0 | 0 | 0.5711 | 6.7641 | 5.4206 | 0.1931 | 0.034925 | 7.2849 | 4.3182 | 13.3436
|  | 485.8655 | 0 | 0 | 0.55911 | 6.5644 | 5.5133 | 0.14123 | 0.02707 | 7.2136 | 4.3208 | 13.2947
|  | 486.0886 | 0 | 0 | 0.57136 | 6.4272 | 5.6463 | 0.2093 | 0.037325 | 7.1622 | 4.3306 | 13.2646
|  | 486.3118 | 0 | 0 | 0.56218 | 6.2572 | 5.7638 | 0.19372 | 0.031993 | 7.0998 | 4.3353 | 13.2243
|  | 486.5349 | 0 | 0 | 0.56866 | 6.1185 | 5.8883 | 0.20513 | 0.044409 | 7.0344 | 4.3487 | 13.2084
|  | 486.758 | 0 | 0 | 0.55533 | 5.9795 | 5.996 | 0.16254 | 0.038281 | 6.968 | 4.3518 | 13.1833
|  | 486.9812 | 0 | 0 | 0.55304 | 5.8622 | 6.1445 | 0.19192 | 0.045723 | 6.9104 | 4.3626 | 13.1432
|  | 487.2044 | 0 | 0 | 0.54446 | 5.6889 | 6.2555 | 0.18387 | 0.039834 | 6.8463 | 4.3661 | 13.0951
|  | 487.4276 | 0 | 0 | 0.54041 | 5.5321 | 6.3767 | 0.17756 | 0.037239 | 6.7857 | 4.3661 | 13.0459
|  | 487.6508 | 0 | 0 | 0.52734 | 5.3828 | 6.504 | 0.15051 | 0.027347 | 6.7243 | 4.3643 | 12.9939
|  | 487.874 | 0 | 0 | 0.53345 | 5.2759 | 6.6357 | 0.16711 | 0.038058 | 6.6679 | 4.3695 | 12.9666
|  | 488.0972 | 0 | 0 | 0.53603 | 5.1515 | 6.7452 | 0.17337 | 0.044643 | 6.6101 | 4.3715 | 12.9144
|  | 488.3204 | 0 | 0 | 0.53429 | 5.0374 | 6.8732 | 0.18215 | 0.04477 | 6.5567 | 4.3706 | 12.8691
|  | 488.5437 | 0 | 0 | 0.5421 | 4.8977 | 7.0144 | 0.18734 | 0.047215 | 6.5147 | 4.382 | 12.8132
|  | 488.767 | 0 | 0 | 0.53631 | 4.7883 | 7.1551 | 0.147 | 0.044031 | 6.4725 | 4.3942 | 12.7533
|  | 488.9903 | 0 | 0 | 0.5233 | 4.6716 | 7.278 | 0.20348 | 0.035636 | 6.4175 | 4.3941 | 12.717
|  | 489.2135 | 0 | 0 | 0.511 | 4.5623 | 7.4498 | 0.25246 | 0.036545 | 6.3919 | 4.4122 | 12.715
|  | 489.4368 | 0 | 0 | 0.52806 | 4.4978 | 7.6692 | 0.17696 | 0.043269 | 6.3958 | 4.4615 | 12.7704
|  | 489.6602 | 0 | 0 | 0.51999 | 4.4032 | 7.8544 | 0.13199 | 0.037195 | 6.3959 | 4.4887 | 12.8145
|  | 489.8835 | 0 | 0 | 0.51356 | 4.3433 | 8.0722 | 0.1676 | 0.034608 | 6.4225 | 4.522 | 12.8859
|  | 490.1069 | 0 | 0 | 0.51813 | 4.2691 | 8.2968 | 0.15959 | 0.033114 | 6.443 | 4.5749 | 12.9592
|  | 490.3302 | 0 | 0 | 0.51441 | 4.2475 | 8.6016 | 0.19433 | 0.042807 | 6.5106 | 4.6674 | 13.131
|  | 490.5536 | 0 | 0 | 0.52331 | 4.2083 | 8.9056 | 0.17354 | 0.031542 | 6.5792 | 4.7611 | 13.2955
|  | 490.777 | 0 | 0 | 0.54442 | 4.1797 | 9.2003 | 0.20171 | 0.043931 | 6.6476 | 4.8443 | 13.4237
|  | 491.0004 | 0 | 0 | 0.54222 | 4.113 | 9.4647 | 0.14933 | 0.040738 | 6.692 | 4.9019 | 13.543
|  | 491.2238 | 0 | 0 | 0.56616 | 4.1007 | 9.7772 | 0.17358 | 0.047039 | 6.7466 | 4.9773 | 13.669
|  | 491.4472 | 0 | 0 | 0.55324 | 4.0093 | 10.0895 | 0.13877 | 0.03134 | 6.8079 | 5.0564 | 13.8156
|  | 491.6707 | 0 | 0 | 0.57468 | 4.0076 | 10.4739 | 0.21941 | 0.0439 | 6.9148 | 5.1649 | 14.023
|  | 491.8941 | 0 | 0 | 0.5512 | 3.9556 | 10.8047 | 0.167 | 0.03457 | 6.9833 | 5.2394 | 14.1616
|  | 492.1176 | 0 | 0 | 0.56372 | 3.9482 | 11.1865 | 0.21653 | 0.04542 | 7.0589 | 5.3296 | 14.3246
|  | 492.3411 | 0 | 0 | 0.55868 | 3.8243 | 11.4337 | 0.16533 | 0.033114 | 7.0724 | 5.3673 | 14.3503
|  | 492.5646 | 0 | 0 | 0.5767 | 3.7896 | 11.7233 | 0.216 | 0.053167 | 7.0934 | 5.4162 | 14.3956
|  | 492.7881 | 0 | 0 | 0.5611 | 3.7115 | 11.983 | 0.18721 | 0.041598 | 7.112 | 5.4617 | 14.4462
|  | 493.0116 | 0 | 0 | 0.57295 | 3.7074 | 12.3017 | 0.2789 | 0.058894 | 7.1461 | 5.5258 | 14.5107
|  | 493.2351 | 0 | 0 | 0.54475 | 3.5482 | 12.5378 | 0.18785 | 0.027002 | 7.1204 | 5.5335 | 14.4638
|  | 493.4587 | 0 | 0 | 0.55786 | 3.5226 | 12.7413 | 0.2398 | 0.050661 | 7.0829 | 5.5401 | 14.355
|  | 493.6823 | 0 | 0 | 0.5252 | 3.4201 | 13.0048 | 0.14702 | 0.029274 | 7.1005 | 5.5736 | 14.3907
|  | 493.9058 | 0 | 0 | 0.58307 | 3.4162 | 13.3967 | 0.22186 | 0.054085 | 7.179 | 5.6661 | 14.5087
|  | 494.1294 | 0 | 0 | 0.54949 | 3.2989 | 13.7393 | 0.1627 | 0.031577 | 7.2141 | 5.7184 | 14.5589
|  | 494.353 | 0 | 0 | 0.55328 | 3.2986 | 14.0452 | 0.22773 | 0.051391 | 7.2292 | 5.7737 | 14.6027
|  | 494.5766 | 0 | 0 | 0.52888 | 3.1789 | 14.2508 | 0.11399 | 0.029704 | 7.2102 | 5.7729 | 14.5259
|  | 494.8003 | 0 | 0 | 0.55327 | 3.1352 | 14.4798 | 0.22934 | 0.054903 | 7.1876 | 5.7822 | 14.4302
|  | 495.0239 | 0 | 0 | 0.53127 | 2.9603 | 14.587 | 0.15335 | 0.040215 | 7.1099 | 5.7607 | 14.2963
|  | 495.2476 | 0 | 0 | 0.54299 | 2.9791 | 14.9747 | 0.28643 | 0.054819 | 7.1575 | 5.8313 | 14.3211
|  | 495.4712 | 0 | 0 | 0.49559 | 2.8747 | 15.2283 | 0.17107 | 0.028431 | 7.173 | 5.8414 | 14.318
|  | 495.6949 | 0 | 0 | 0.56195 | 2.9322 | 15.6784 | 0.26442 | 0.054792 | 7.2384 | 5.9283 | 14.401
|  | 495.9186 | 0 | 0 | 0.53569 | 2.8039 | 15.9815 | 0.17575 | 0.043533 | 7.2565 | 5.9728 | 14.4119
|  | 496.1423 | 0 | 0 | 0.56286 | 2.8458 | 16.4055 | 0.2359 | 0.070666 | 7.3145 | 6.0517 | 14.4823
|  | 496.366 | 0 | 0 | 0.51299 | 2.7253 | 16.8006 | 0.077329 | 0.034593 | 7.3713 | 6.0977 | 14.5612
|  | 496.5898 | 0 | 0 | 0.55965 | 2.7622 | 17.3261 | 0.23757 | 0.056919 | 7.465 | 6.2055 | 14.6756
|  | 496.8135 | 0 | 0 | 0.49869 | 2.6508 | 17.8137 | 0.10094 | 0.025015 | 7.5399 | 6.2839 | 14.7961
|  | 497.0373 | 0 | 0 | 0.54121 | 2.6619 | 18.2326 | 0.27668 | 0.048582 | 7.5987 | 6.3518 | 14.8264
|  | 497.2611 | 0 | 0 | 0.50731 | 2.5389 | 18.5146 | 0.11508 | 0.029147 | 7.5937 | 6.3628 | 14.791
|  | 497.4848 | 0 | 0 | 0.5509 | 2.5808 | 18.9562 | 0.28751 | 0.057695 | 7.6386 | 6.4188 | 14.8256
|  | 497.7087 | 0 | 0 | 0.50253 | 2.4474 | 19.375 | 0.11121 | 0.018824 | 7.7022 | 6.4853 | 14.8952
|  | 497.9325 | 0 | 0 | 0.54511 | 2.4971 | 19.9565 | 0.24201 | 0.057147 | 7.8295 | 6.5948 | 15.0253
|  | 498.1563 | 0 | 0 | 0.50658 | 2.4087 | 20.4645 | 0.075986 | 0.033187 | 7.9045 | 6.6695 | 15.0956
|  | 498.3801 | 0 | 0 | 0.54065 | 2.4445 | 21.0305 | 0.27373 | 0.060091 | 7.9814 | 6.7677 | 15.1892
|  | 498.604 | 0 | 0 | 0.49773 | 2.3018 | 21.2976 | 0.11526 | 0.017884 | 7.9824 | 6.7724 | 15.1128
|  | 498.8279 | 0 | 0 | 0.54046 | 2.38 | 21.7291 | 0.2737 | 0.055894 | 8.024 | 6.8113 | 15.115
|  | 499.0517 | 0 | 0 | 0.50978 | 2.2561 | 22.1787 | 0.14048 | 0.030538 | 8.0881 | 6.8791 | 15.1672
|  | 499.2756 | 0 | 0 | 0.55973 | 2.3153 | 22.8873 | 0.28944 | 0.061245 | 8.2164 | 6.9874 | 15.307
|  | 499.4995 | 0 | 0 | 0.49983 | 2.1258 | 23.2255 | 0.12279 | 0.020758 | 8.2212 | 7.0121 | 15.2772
|  | 499.7235 | 0 | 0 | 0.56181 | 2.189 | 23.6766 | 0.29267 | 0.065981 | 8.2763 | 7.063 | 15.2686
|  | 499.9474 | 0 | 0 | 0.49143 | 2.0419 | 23.8854 | 0.10022 | 0.020844 | 8.2184 | 7.028 | 15.1423
|  | 500.1713 | 0 | 0 | 0.55342 | 2.1493 | 24.578 | 0.25006 | 0.061681 | 8.3476 | 7.147 | 15.2338
|  | 500.3953 | 0 | 0 | 0.48958 | 1.9627 | 24.9056 | 0.06615 | 0.012544 | 8.3639 | 7.1403 | 15.1626
|  | 500.6193 | 0 | 0 | 0.53235 | 2.082 | 25.4892 | 0.29739 | 0.062626 | 8.4483 | 7.2463 | 15.225
|  | 500.8433 | 0 | 0 | 0.46833 | 1.9009 | 25.9541 | 0.11244 | 0.019291 | 8.5008 | 7.2552 | 15.2624
|  | 501.0673 | 0 | 0 | 0.53225 | 2.0126 | 26.7627 | 0.28184 | 0.062932 | 8.629 | 7.395 | 15.3992
|  | 501.2913 | 0 | 0 | 0.47369 | 1.8956 | 27.2335 | 0.093935 | 0.01545 | 8.7088 | 7.4403 | 15.4286
|  | 501.5153 | 0 | 0 | 0.56772 | 1.9892 | 27.9802 | 0.29854 | 0.068705 | 8.8452 | 7.5496 | 15.5576
|  | 501.7393 | 0 | 0 | 0.4841 | 1.8249 | 28.4593 | 0.11416 | 0.013386 | 8.8638 | 7.5729 | 15.5328
|  | 501.9634 | 0 | 0 | 0.53118 | 1.8764 | 28.9435 | 0.2905 | 0.076148 | 8.9272 | 7.6318 | 15.4901
|  | 502.1875 | 0 | 0 | 0.46815 | 1.7233 | 29.2657 | 0.10095 | 0.014614 | 8.9301 | 7.6224 | 15.4003
|  | 502.4115 | 0 | 0 | 0.52677 | 1.8316 | 30.0914 | 0.26807 | 0.059267 | 9.0594 | 7.7396 | 15.521
|  | 502.6356 | 0 | 0 | 0.46166 | 1.688 | 30.509 | 0.031185 | 0.0076804 | 9.0741 | 7.7364 | 15.4863
|  | 502.8597 | 0 | 0 | 0.52242 | 1.7771 | 31.2489 | 0.24431 | 0.057943 | 9.2104 | 7.8424 | 15.5659
|  | 503.0838 | 0 | 0 | 0.43936 | 1.6478 | 31.7641 | 0.061086 | 0.0066012 | 9.2629 | 7.8823 | 15.5686
|  | 503.308 | 0 | 0 | 0.51909 | 1.7817 | 33.1383 | 0.26969 | 0.062649 | 9.562 | 8.1142 | 15.9103
|  | 503.5321 | 0 | 0 | 0.45906 | 1.6064 | 33.625 | 0.044761 | 0.012449 | 9.5993 | 8.1354 | 15.9014
|  | 503.7563 | 0 | 0 | 0.53335 | 1.7495 | 34.6385 | 0.28072 | 0.072 | 9.796 | 8.2953 | 16.0951
|  | 503.9805 | 0 | 0 | 0.44901 | 1.5473 | 35.158 | 0.031077 | 0.0079524 | 9.8499 | 8.3105 | 16.0876
|  | 504.2046 | 0 | 0 | 0.53335 | 1.6866 | 35.9237 | 0.26797 | 0.062127 | 9.9602 | 8.4061 | 16.1139
|  | 504.4288 | 0 | 0 | 0.46761 | 1.524 | 36.4308 | 0.054678 | 0.010991 | 10.0158 | 8.4309 | 16.1051
|  | 504.653 | 0 | 0 | 0.52148 | 1.6092 | 36.9793 | 0.32159 | 0.066521 | 10.0718 | 8.4684 | 16.0868
|  | 504.8773 | 0 | 0 | 0.434 | 1.4394 | 37.4442 | 0.060374 | 0.012436 | 10.0873 | 8.457 | 16.0069
|  | 505.1015 | 0 | 0 | 0.52733 | 1.5987 | 38.405 | 0.2385 | 0.064444 | 10.2711 | 8.6078 | 16.1146
|  | 505.3258 | 0 | 0 | 0.45213 | 1.3894 | 38.9558 | 0.0045446 | 0.0038627 | 10.3251 | 8.6133 | 16.1108
|  | 505.55 | 0 | 0 | 0.53066 | 1.5621 | 40.2469 | 0.30183 | 0.067616 | 10.5618 | 8.8308 | 16.3763
|  | 505.7743 | 0 | 0 | 0.44657 | 1.3802 | 40.6377 | 0.015028 | 0.0023976 | 10.5618 | 8.8003 | 16.2657
|  | 505.9986 | 0 | 0 | 0.52076 | 1.5275 | 41.8782 | 0.27093 | 0.060329 | 10.8048 | 9.0037 | 16.497
|  | 506.2229 | 0 | 0 | 0.46005 | 1.3948 | 42.6666 | 0.04774 | 0.018719 | 10.9349 | 9.0805 | 16.5581
|  | 506.4472 | 0 | 0 | 0.51259 | 1.5037 | 43.5357 | 0.31448 | 0.062058 | 11.0473 | 9.1649 | 16.6182
|  | 506.6715 | 0 | 0 | 0.4348 | 1.3072 | 43.3261 | 0.013225 | 0.0022895 | 10.9113 | 9.0296 | 16.3003
|  | 506.8958 | 0 | 0 | 0.52954 | 1.4446 | 44.0258 | 0.31342 | 0.068715 | 11.002 | 9.1101 | 16.3261
|  | 507.1202 | 0 | 0 | 0.4163 | 1.25 | 44.7653 | 0.018241 | -0.0022574 | 11.103 | 9.1562 | 16.3375
|  | 507.3446 | 0 | 0 | 0.52541 | 1.4096 | 45.7679 | 0.26673 | 0.063191 | 11.2772 | 9.2701 | 16.4716
|  | 507.5689 | 0 | 0 | 0.4189 | 1.2151 | 46.4074 | 0.015557 | -0.0058399 | 11.3384 | 9.2937 | 16.4651
|  | 507.7933 | 0 | 0 | 0.52135 | 1.3738 | 47.4136 | 0.24661 | 0.066915 | 11.5193 | 9.4204 | 16.5429
|  | 508.0177 | 0 | 0 | 0.44553 | 1.1909 | 48.278 | 0.0081067 | 0.0046247 | 11.6412 | 9.5015 | 16.6397
|  | 508.2422 | 0 | 0 | 0.52831 | 1.3296 | 48.887 | 0.27143 | 0.060228 | 11.7232 | 9.5513 | 16.6171
|  | 508.4666 | 0 | 0 | 0.42632 | 1.1459 | 49.4893 | 0.0029036 | 0.002651 | 11.7964 | 9.5694 | 16.5923
|  | 508.6911 | 0 | 0 | 0.48752 | 1.2972 | 50.7871 | 0.26288 | 0.059628 | 12.0204 | 9.7654 | 16.7956
|  | 508.9155 | 0 | 0 | 0.4143 | 1.1145 | 50.9499 | 0.0074086 | 0.0006199 | 11.9884 | 9.6637 | 16.6337
|  | 509.14 | 0 | 0 | 0.49267 | 1.268 | 51.8224 | 0.30591 | 0.053898 | 12.1165 | 9.789 | 16.689
|  | 509.3645 | 0 | 0 | 0.43554 | 1.1259 | 51.9659 | -5.2494e-05 | 0.0044982 | 12.0971 | 9.7312 | 16.526
|  | 509.589 | 0 | 0 | 0.51933 | 1.2375 | 52.9829 | 0.28364 | 0.070241 | 12.2586 | 9.8564 | 16.6595
|  | 509.8135 | 0 | 0 | 0.42242 | 1.0482 | 53.2172 | -0.027006 | 0.015572 | 12.2223 | 9.8131 | 16.5052
|  | 510.038 | 0 | 0 | 0.48703 | 1.2197 | 54.3003 | 0.28647 | 0.061084 | 12.4225 | 9.9432 | 16.6106
|  | 510.2625 | 0 | 0 | 0.39386 | 1.0666 | 54.9454 | 0.038638 | -0.0017237 | 12.5043 | 9.9779 | 16.61
|  | 510.4871 | 0 | 0 | 0.49448 | 1.1963 | 55.2085 | 0.28403 | 0.054471 | 12.5367 | 9.9892 | 16.5321
|  | 510.7116 | 0 | 0 | 0.41701 | 1.0188 | 55.6512 | 0.01567 | 0.016363 | 12.5599 | 9.9811 | 16.4735
|  | 510.9362 | 0 | 0 | 0.47591 | 1.1633 | 56.5455 | 0.26804 | 0.05976 | 12.7251 | 10.0943 | 16.5505
|  | 511.1608 | 0 | 0 | 0.4099 | 0.96128 | 56.8772 | 0.016192 | -0.0043331 | 12.7271 | 10.0774 | 16.4585
|  | 511.3854 | 0 | 0 | 0.48668 | 1.1393 | 57.4942 | 0.25594 | 0.068901 | 12.8241 | 10.1208 | 16.4518
|  | 511.61 | 0 | 0 | 0.39555 | 0.9436 | 58.2071 | 0.0029504 | 0.0012038 | 12.9431 | 10.1708 | 16.5117
|  | 511.8346 | 0 | 0 | 0.46016 | 1.0419 | 58.9661 | 0.22308 | 0.046526 | 13.0569 | 10.261 | 16.5174
|  | 512.0593 | 0 | 0 | 0.41303 | 0.9333 | 59.2389 | -0.013266 | -0.00032786 | 13.0604 | 10.2502 | 16.457
|  | 512.2839 | 0 | 0 | 0.46065 | 1.0613 | 60.1259 | 0.23407 | 0.046196 | 13.23 | 10.3588 | 16.5304
|  | 512.5086 | 0 | 0 | 0.41093 | 0.94196 | 60.9033 | 0.042009 | 0.0077296 | 13.3639 | 10.444 | 16.6093
|  | 512.7333 | 0 | 0 | 0.45784 | 1.0361 | 60.8759 | 0.2432 | 0.051075 | 13.3514 | 10.412 | 16.4615
|  | 512.958 | 0 | 0 | 0.39396 | 0.91057 | 61.0627 | -0.0091727 | 0.013276 | 13.3359 | 10.3624 | 16.3716
|  | 513.1827 | 0 | 0 | 0.46948 | 1.0075 | 62.299 | 0.21329 | 0.053379 | 13.5865 | 10.5379 | 16.5471
|  | 513.4074 | 0 | 0 | 0.38637 | 0.88448 | 62.78 | 0.05663 | 0.0045455 | 13.6451 | 10.5664 | 16.5246
|  | 513.6321 | 0 | 0 | 0.46942 | 1.0257 | 63.8591 | 0.2241 | 0.057157 | 13.8537 | 10.7428 | 16.6894
|  | 513.8569 | 0 | 0 | 0.40121 | 0.87405 | 64.457 | 0.046631 | 0.0057944 | 13.9661 | 10.7845 | 16.7113
|  | 514.0816 | 0 | 0 | 0.46035 | 0.94751 | 65.2308 | 0.19182 | 0.048755 | 14.1122 | 10.8674 | 16.7781
|  | 514.3064 | 0 | 0 | 0.4114 | 0.85506 | 65.5699 | 0.032881 | 0.016605 | 14.177 | 10.8924 | 16.7579
|  | 514.5312 | 0 | 0 | 0.45638 | 0.97031 | 66.7721 | 0.18911 | 0.049326 | 14.4363 | 11.0686 | 16.9593
|  | 514.756 | 0 | 0 | 0.40263 | 0.8631 | 68.0615 | 0.051304 | 0.016359 | 14.6942 | 11.2357 | 17.1468
|  | 514.9808 | 0 | 0 | 0.45751 | 0.95774 | 69.109 | 0.19202 | 0.048396 | 14.9113 | 11.3989 | 17.3238
|  | 515.2056 | 0 | 0 | 0.41694 | 0.84068 | 69.2025 | 0.028331 | 0.0008265 | 14.914 | 11.3859 | 17.2569
|  | 515.4304 | 0 | 0 | 0.46769 | 0.96296 | 70.4743 | 0.2099 | 0.053643 | 15.2222 | 11.5913 | 17.4614
|  | 515.6553 | 0 | 0 | 0.41645 | 0.85958 | 70.8154 | 0.016818 | 0.019139 | 15.3049 | 11.6381 | 17.466
|  | 515.8801 | 0 | 0 | 0.47203 | 0.94783 | 71.5147 | 0.17819 | 0.054298 | 15.457 | 11.7315 | 17.5197
|  | 516.105 | 0 | 0 | 0.40239 | 0.84451 | 72.4893 | 0.042143 | 0.0085253 | 15.683 | 11.8806 | 17.6945
|  | 516.3299 | 0 | 0 | 0.44974 | 0.91298 | 73.1679 | 0.19245 | 0.037613 | 15.8486 | 11.9859 | 17.7897
|  | 516.5548 | 0 | 0 | 0.41453 | 0.8276 | 73.5106 | 0.069735 | 0.0099818 | 15.9368 | 12.0374 | 17.8005
|  | 516.7797 | 0 | 0 | 0.46435 | 0.91321 | 73.7212 | 0.19948 | 0.053961 | 16.0268 | 12.0718 | 17.7806
|  | 517.0046 | 0 | 0 | 0.40489 | 0.80599 | 73.7184 | 0.073752 | 0.011503 | 16.0235 | 12.0786 | 17.71
|  | 517.2296 | 0 | 0 | 0.45694 | 0.90468 | 74.8363 | 0.1849 | 0.045993 | 16.3131 | 12.2477 | 17.9286
|  | 517.4545 | 0 | 0 | 0.4152 | 0.80442 | 75.4436 | 0.055902 | 0.018393 | 16.4764 | 12.3506 | 18.0054
|  | 517.6795 | 0 | 0 | 0.45495 | 0.87366 | 75.4565 | 0.19137 | 0.043466 | 16.514 | 12.3696 | 17.9567
|  | 517.9045 | 0 | 0 | 0.40504 | 0.77277 | 74.4192 | 0.052549 | 0.0068764 | 16.3322 | 12.2081 | 17.7107
|  | 518.1295 | 0 | 0 | 0.44579 | 0.8522 | 74.2356 | 0.17924 | 0.041006 | 16.3426 | 12.1975 | 17.6214
|  | 518.3545 | 0 | 0 | 0.41347 | 0.77223 | 74.2941 | 0.073115 | 0.021711 | 16.4049 | 12.2308 | 17.5948
|  | 518.5795 | 0 | 0 | 0.43279 | 0.85304 | 74.8585 | 0.19996 | 0.044407 | 16.5812 | 12.3595 | 17.7059
|  | 518.8045 | 0 | 0 | 0.39603 | 0.78199 | 74.7365 | 0.048915 | 0.0052075 | 16.6017 | 12.3636 | 17.6613
|  | 519.0295 | 0 | 0 | 0.44056 | 0.82884 | 74.9794 | 0.1194 | 0.03665 | 16.7301 | 12.4322 | 17.6891
|  | 519.2546 | 0 | 0 | 0.42863 | 0.76875 | 74.7386 | 0.074348 | 0.020812 | 16.7662 | 12.4246 | 17.6421
|  | 519.4797 | 0 | 0 | 0.4446 | 0.79982 | 74.6317 | 0.17228 | 0.042327 | 16.8128 | 12.4609 | 17.6032
|  | 519.7047 | 0 | 0 | 0.39956 | 0.72069 | 74.4081 | 0.050057 | 0.020742 | 16.8348 | 12.473 | 17.5521
|  | 519.9298 | 0 | 0 | 0.42924 | 0.7787 | 74.6038 | 0.13603 | 0.033476 | 16.9477 | 12.5409 | 17.603
|  | 520.1549 | 0 | 0 | 0.40068 | 0.72951 | 75.2535 | 0.050728 | 0.013724 | 17.1827 | 12.6802 | 17.7666
|  | 520.38 | 0 | 0 | 0.4238 | 0.80517 | 75.2993 | 0.14583 | 0.0393 | 17.2867 | 12.7562 | 17.8045
|  | 520.6052 | 0 | 0 | 0.37779 | 0.68172 | 74.6661 | -0.012655 | 0.0045422 | 17.2545 | 12.6986 | 17.6799
|  | 520.8303 | 0 | 0 | 0.40445 | 0.70217 | 74.0837 | 0.046083 | 0.015873 | 17.2757 | 12.6913 | 17.5893
|  | 521.0555 | 0 | 0 | 0.42497 | 0.77084 | 74.5479 | 0.15727 | 0.037443 | 17.4903 | 12.8496 | 17.7423
|  | 521.2807 | 0 | 0 | 0.40103 | 0.7073 | 75.1445 | 0.08072 | 0.020474 | 17.7676 | 13.0247 | 17.9297
|  | 521.5058 | 0 | 0 | 0.42807 | 0.74673 | 75.3639 | 0.15218 | 0.043306 | 17.9426 | 13.1394 | 18.0358
|  | 521.731 | 0 | 0 | 0.40754 | 0.70206 | 75.1654 | 0.086931 | 0.021674 | 18.0049 | 13.1857 | 18.0396
|  | 521.9562 | 0 | 0 | 0.43239 | 0.74862 | 75.5453 | 0.15949 | 0.036863 | 18.2192 | 13.3259 | 18.1745
|  | 522.1815 | 0 | 0 | 0.41057 | 0.70401 | 75.7102 | 0.085231 | 0.020345 | 18.4008 | 13.4227 | 18.2979
|  | 522.4067 | 0 | 0 | 0.44345 | 0.75576 | 76.2538 | 0.15385 | 0.034412 | 18.6774 | 13.6109 | 18.5219
|  | 522.6319 | 0 | 0 | 0.42494 | 0.72315 | 76.6465 | 0.083618 | 0.022347 | 18.9064 | 13.7687 | 18.6727
|  | 522.8572 | 0 | 0 | 0.43725 | 0.75536 | 76.8546 | 0.13311 | 0.035961 | 19.123 | 13.9202 | 18.8088
|  | 523.0825 | 0 | 0 | 0.42287 | 0.7279 | 76.5374 | 0.10888 | 0.025949 | 19.1996 | 13.9708 | 18.8268
|  | 523.3077 | 0 | 0 | 0.44147 | 0.75468 | 75.6984 | 0.17641 | 0.042677 | 19.1249 | 13.9269 | 18.6937
|  | 523.533 | 0 | 0 | 0.41358 | 0.71505 | 74.7297 | 0.10377 | 0.031925 | 19.0148 | 13.8334 | 18.5496
|  | 523.7583 | 0 | 0 | 0.42716 | 0.7321 | 73.7534 | 0.13774 | 0.039192 | 18.9141 | 13.75 | 18.3947
|  | 523.9837 | 0 | 0 | 0.4078 | 0.6936 | 72.6426 | 0.11005 | 0.025618 | 18.8092 | 13.6465 | 18.2168
|  | 524.209 | 0 | 0 | 0.41684 | 0.7139 | 72.4332 | 0.13081 | 0.033385 | 18.9348 | 13.7271 | 18.2838
|  | 524.4344 | 0 | 0 | 0.40677 | 0.68584 | 72.2868 | 0.095091 | 0.031461 | 19.0618 | 13.8244 | 18.3645
|  | 524.6597 | 0 | 0 | 0.42816 | 0.70056 | 72.0875 | 0.14232 | 0.043951 | 19.1893 | 13.8966 | 18.4309
|  | 524.8851 | 0 | 0 | 0.42908 | 0.6941 | 71.9131 | 0.12449 | 0.038929 | 19.3183 | 13.9687 | 18.4998
|  | 525.1105 | 0 | 0 | 0.42647 | 0.70808 | 71.7851 | 0.14179 | 0.041986 | 19.4401 | 14.0683 | 18.5615
|  | 525.3359 | 0 | 0 | 0.4214 | 0.69331 | 71.0967 | 0.14935 | 0.038759 | 19.4618 | 14.0705 | 18.5179
|  | 525.5613 | 0 | 0 | 0.42822 | 0.69324 | 70.218 | 0.17358 | 0.037224 | 19.4221 | 14.0378 | 18.4301
|  | 525.7867 | 0 | 0 | 0.42173 | 0.68293 | 69.3398 | 0.1355 | 0.032916 | 19.36 | 13.9991 | 18.3246
|  | 526.0122 | 0 | 0 | 0.42582 | 0.68783 | 68.6583 | 0.12395 | 0.037043 | 19.3814 | 13.995 | 18.2923
|  | 526.2376 | 0 | 0 | 0.4168 | 0.67874 | 68.0635 | 0.12387 | 0.036954 | 19.4264 | 14.016 | 18.2856
|  | 526.4631 | 0 | 0 | 0.40406 | 0.65342 | 67.9435 | 0.12385 | 0.03453 | 19.5779 | 14.1343 | 18.3799
|  | 526.6885 | 0 | 0 | 0.41366 | 0.6492 | 67.8706 | 0.12107 | 0.034448 | 19.7487 | 14.2493 | 18.5082
|  | 526.914 | 0 | 0 | 0.42208 | 0.65162 | 67.2841 | 0.1022 | 0.036372 | 19.7995 | 14.2863 | 18.5176
|  | 527.1395 | 0 | 0 | 0.44051 | 0.669 | 66.8944 | 0.12638 | 0.048463 | 19.9158 | 14.3585 | 18.5672
|  | 527.365 | 0 | 0 | 0.42667 | 0.6447 | 66.376 | 0.10149 | 0.041813 | 19.9524 | 14.3831 | 18.5601
|  | 527.5906 | 0 | 0 | 0.42005 | 0.65779 | 65.6806 | 0.11584 | 0.04262 | 19.9582 | 14.3948 | 18.532
|  | 527.8161 | 0 | 0 | 0.41625 | 0.64695 | 65.2887 | 0.13197 | 0.030349 | 20.0912 | 14.4569 | 18.5952
|  | 528.0417 | 0 | 0 | 0.41632 | 0.64491 | 65.116 | 0.17579 | 0.034029 | 20.2522 | 14.5696 | 18.7042
|  | 528.2672 | 0 | 0 | 0.40591 | 0.62757 | 64.5273 | 0.10838 | 0.036513 | 20.2801 | 14.5868 | 18.6976
|  | 528.4928 | 0 | 0 | 0.42777 | 0.63743 | 63.7874 | 0.15395 | 0.047404 | 20.2689 | 14.5881 | 18.656
|  | 528.7184 | 0 | 0 | 0.40804 | 0.63086 | 63.0796 | 0.11017 | 0.038775 | 20.2745 | 14.591 | 18.6274
|  | 528.944 | 0 | 0 | 0.41307 | 0.66469 | 62.5734 | 0.14703 | 0.045391 | 20.37 | 14.6357 | 18.6686
|  | 529.1696 | 0 | 0 | 0.39694 | 0.62472 | 61.779 | 0.095125 | 0.028206 | 20.3344 | 14.6259 | 18.6021
|  | 529.3952 | 0 | 0 | 0.40238 | 0.64968 | 61.2624 | 0.12621 | 0.037869 | 20.3944 | 14.6771 | 18.5956
|  | 529.6209 | 0 | 0 | 0.39378 | 0.62192 | 60.6727 | 0.094561 | 0.024301 | 20.4336 | 14.6889 | 18.6117
|  | 529.8465 | 0 | 0 | 0.42896 | 0.66114 | 59.9383 | 0.16713 | 0.044384 | 20.4324 | 14.7053 | 18.5743
|  | 530.0722 | 0 | 0 | 0.39967 | 0.63183 | 59.0577 | 0.12514 | 0.034475 | 20.3908 | 14.6769 | 18.5159
|  | 530.2979 | 0 | 0 | 0.41498 | 0.64957 | 58.5324 | 0.14702 | 0.047194 | 20.4489 | 14.709 | 18.5366
|  | 530.5236 | 0 | 0 | 0.40004 | 0.61968 | 58.0983 | 0.071496 | 0.033964 | 20.5524 | 14.778 | 18.5947
|  | 530.7493 | 0 | 0 | 0.41831 | 0.6634 | 58.0917 | 0.1909 | 0.048211 | 20.7867 | 14.9608 | 18.7906
|  | 530.975 | 0 | 0 | 0.39859 | 0.60242 | 57.6496 | 0.099657 | 0.024819 | 20.8927 | 15.0195 | 18.8489
|  | 531.2007 | 0 | 0 | 0.4262 | 0.66299 | 56.9562 | 0.16587 | 0.040417 | 20.8774 | 15.0319 | 18.8004
|  | 531.4264 | 0 | 0 | 0.39683 | 0.60617 | 56.2019 | 0.056906 | 0.027199 | 20.8416 | 15.0088 | 18.7585
|  | 531.6522 | 0 | 0 | 0.43805 | 0.6477 | 55.8776 | 0.18557 | 0.049175 | 20.9698 | 15.1143 | 18.8502
|  | 531.878 | 0 | 0 | 0.40854 | 0.59568 | 55.5612 | 0.088791 | 0.02871 | 21.1214 | 15.1957 | 18.9555
|  | 532.1037 | 0 | 0 | 0.42419 | 0.66525 | 55.2543 | 0.17343 | 0.042982 | 21.2727 | 15.3189 | 19.0531
|  | 532.3295 | 0 | 0 | 0.40187 | 0.58437 | 54.8728 | 0.081145 | 0.015467 | 21.3933 | 15.4058 | 19.1229
|  | 532.5553 | 0 | 0 | 0.43111 | 0.668 | 54.6236 | 0.17974 | 0.042579 | 21.5596 | 15.5307 | 19.2393
|  | 532.7812 | 0 | 0 | 0.39666 | 0.59535 | 53.9688 | 0.048404 | 0.022721 | 21.5623 | 15.5138 | 19.233
|  | 533.007 | 0 | 0 | 0.43527 | 0.66284 | 53.3077 | 0.18266 | 0.059306 | 21.5608 | 15.5442 | 19.2179
|  | 533.2328 | 0 | 0 | 0.38439 | 0.57957 | 52.5039 | 0.039078 | 0.024721 | 21.5093 | 15.4975 | 19.1493
|  | 533.4587 | 0 | 0 | 0.42438 | 0.65337 | 52.017 | 0.18671 | 0.050795 | 21.5639 | 15.5536 | 19.1725
|  | 533.6845 | 0 | 0 | 0.37902 | 0.56252 | 51.4701 | 0.019438 | 0.021426 | 21.6169 | 15.598 | 19.2073
|  | 533.9104 | 0 | 0 | 0.42661 | 0.66451 | 50.9117 | 0.19531 | 0.058734 | 21.635 | 15.632 | 19.2021
|  | 534.1363 | 0 | 0 | 0.37568 | 0.55655 | 49.8683 | 0.064496 | 0.017786 | 21.4703 | 15.5005 | 19.0388
|  | 534.3622 | 0 | 0 | 0.41199 | 0.6592 | 49.0833 | 0.19147 | 0.057818 | 21.3931 | 15.4525 | 18.9402
|  | 534.5882 | 0 | 0 | 0.37621 | 0.54482 | 48.0217 | 0.065634 | 0.020116 | 21.2123 | 15.3341 | 18.7584
|  | 534.8141 | 0 | 0 | 0.4119 | 0.64701 | 47.5195 | 0.23276 | 0.05017 | 21.2257 | 15.3658 | 18.7602
|  | 535.04 | 0 | 0 | 0.33963 | 0.52886 | 46.8334 | 0.048297 | 0.027269 | 21.2036 | 15.3422 | 18.7063
|  | 535.266 | 0 | 0 | 0.3926 | 0.62931 | 46.1164 | 0.21715 | 0.05948 | 21.1489 | 15.3027 | 18.656
|  | 535.4919 | 0 | 0 | 0.34426 | 0.52938 | 45.4157 | 0.058724 | 0.018832 | 21.092 | 15.2613 | 18.5897
|  | 535.7179 | 0 | 0 | 0.41595 | 0.6233 | 45.0934 | 0.24444 | 0.0623 | 21.1713 | 15.3534 | 18.6497
|  | 535.9439 | 0 | 0 | 0.36795 | 0.51429 | 44.3582 | 0.039143 | 0.024675 | 21.1288 | 15.3103 | 18.5962
|  | 536.1699 | 0 | 0 | 0.43223 | 0.64148 | 43.9377 | 0.24681 | 0.076871 | 21.185 | 15.3702 | 18.6373
|  | 536.3959 | 0 | 0 | 0.36212 | 0.49762 | 43.3169 | 0.010906 | 0.022015 | 21.1621 | 15.3457 | 18.5912
|  | 536.622 | 0 | 0 | 0.39025 | 0.6308 | 42.9341 | 0.22302 | 0.059482 | 21.2051 | 15.4131 | 18.607
|  | 536.848 | 0 | 0 | 0.34738 | 0.51397 | 42.1816 | 0.010933 | 0.021839 | 21.1362 | 15.3639 | 18.5346
|  | 537.0741 | 0 | 0 | 0.41609 | 0.60806 | 41.6704 | 0.2376 | 0.063964 | 21.1305 | 15.3834 | 18.5141
|  | 537.3001 | 0 | 0 | 0.36682 | 0.51651 | 40.9841 | 0.018535 | 0.026315 | 21.0577 | 15.3269 | 18.4648
|  | 537.5262 | 0 | 0 | 0.40125 | 0.61753 | 40.6903 | 0.21786 | 0.071202 | 21.1649 | 15.4391 | 18.5305
|  | 537.7523 | 0 | 0 | 0.34395 | 0.49932 | 40.2235 | 0.024297 | 0.017516 | 21.191 | 15.4558 | 18.5647
|  | 537.9784 | 0 | 0 | 0.40902 | 0.62843 | 40.0804 | 0.23464 | 0.070475 | 21.3707 | 15.5947 | 18.6917
|  | 538.2045 | 0 | 0 | 0.34892 | 0.48115 | 39.2651 | 0.0074756 | 0.029782 | 21.238 | 15.4984 | 18.5814
|  | 538.4307 | 0 | 0 | 0.42051 | 0.64068 | 38.8226 | 0.23053 | 0.067343 | 21.2479 | 15.5627 | 18.5861
|  | 538.6568 | 0 | 0 | 0.36486 | 0.51597 | 38.3968 | 0.044294 | 0.0096382 | 21.3275 | 15.5888 | 18.6044
|  | 538.883 | 0 | 0 | 0.45294 | 0.62514 | 38.0939 | 0.25267 | 0.076325 | 21.377 | 15.6609 | 18.6693
|  | 539.1091 | 0 | 0 | 0.33617 | 0.4712 | 37.5451 | -0.0075511 | 0.011699 | 21.3941 | 15.6696 | 18.6515
|  | 539.3353 | 0 | 0 | 0.4157 | 0.61876 | 37.2237 | 0.25029 | 0.075961 | 21.4564 | 15.7616 | 18.6907
|  | 539.5615 | 0 | 0 | 0.33489 | 0.46495 | 36.6951 | -0.005218 | 0.0049498 | 21.4383 | 15.72 | 18.6871
|  | 539.7877 | 0 | 0 | 0.40796 | 0.63216 | 36.2812 | 0.24783 | 0.071122 | 21.4583 | 15.7642 | 18.6743
|  | 540.0139 | 0 | 0 | 0.33791 | 0.48264 | 35.8679 | 0.033953 | 0.011432 | 21.5234 | 15.7968 | 18.7483
|  | 540.2402 | 0 | 0 | 0.41102 | 0.61384 | 35.8847 | 0.28527 | 0.064372 | 21.7379 | 16.0243 | 18.9542
|  | 540.4664 | 0 | 0 | 0.3438 | 0.46151 | 35.4889 | -0.024243 | 0.0095903 | 21.8442 | 16.0903 | 19.0014
|  | 540.6927 | 0 | 0 | 0.42821 | 0.64128 | 35.4012 | 0.28756 | 0.071927 | 22.0395 | 16.2721 | 19.1504
|  | 540.9189 | 0 | 0 | 0.32616 | 0.46563 | 34.6619 | 0.014932 | 0.015692 | 21.9165 | 16.1875 | 19.0378
|  | 541.1452 | 0 | 0 | 0.4109 | 0.61475 | 34.4697 | 0.27163 | 0.076178 | 22.0746 | 16.3005 | 19.1674
|  | 541.3715 | 0 | 0 | 0.34025 | 0.4228 | 33.8983 | -0.032597 | 0.015804 | 22.0289 | 16.3023 | 19.1203
|  | 541.5978 | 0 | 0 | 0.40814 | 0.64619 | 33.9052 | 0.25245 | 0.05676 | 22.2417 | 16.476 | 19.3412
|  | 541.8241 | 0 | 0 | 0.31059 | 0.4476 | 33.2643 | -0.0046646 | 0.0059069 | 22.1578 | 16.4414 | 19.24
|  | 542.0505 | 0 | 0 | 0.40072 | 0.62184 | 33.1382 | 0.28597 | 0.063384 | 22.3501 | 16.6025 | 19.413
|  | 542.2768 | 0 | 0 | 0.33984 | 0.4616 | 32.5715 | -0.032132 | 0.015637 | 22.2953 | 16.5658 | 19.364
|  | 542.5032 | 0 | 0 | 0.41803 | 0.63086 | 32.4818 | 0.27317 | 0.071554 | 22.4621 | 16.7442 | 19.5054
|  | 542.7295 | 0 | 0 | 0.3239 | 0.46122 | 31.7581 | -0.030712 | -0.00081249 | 22.3466 | 16.6475 | 19.3591
|  | 542.9559 | 0 | 0 | 0.41658 | 0.61845 | 31.6012 | 0.25303 | 0.075277 | 22.4802 | 16.7907 | 19.4851
|  | 543.1823 | 0 | 0 | 0.32415 | 0.45994 | 31.1001 | 0.03287 | 0.010128 | 22.4615 | 16.7612 | 19.4791
|  | 543.4087 | 0 | 0 | 0.40517 | 0.61461 | 30.7309 | 0.25657 | 0.060234 | 22.4841 | 16.8019 | 19.4638
|  | 543.6351 | 0 | 0 | 0.31318 | 0.42875 | 30.234 | -0.0092046 | -0.0012842 | 22.4074 | 16.7624 | 19.4366
|  | 543.8616 | 0 | 0 | 0.39767 | 0.57861 | 29.8672 | 0.24222 | 0.050291 | 22.4374 | 16.818 | 19.4233
|  | 544.088 | 0 | 0 | 0.32043 | 0.42373 | 29.4034 | 0.022549 | 0.0021669 | 22.434 | 16.8437 | 19.4511
|  | 544.3144 | 0 | 0 | 0.41454 | 0.61153 | 29.3293 | 0.28881 | 0.069896 | 22.6496 | 17.0412 | 19.6585
|  | 544.5409 | 0 | 0 | 0.31667 | 0.46344 | 28.7708 | 0.045604 | 0.005294 | 22.5543 | 16.9824 | 19.5409
|  | 544.7674 | 0 | 0 | 0.40384 | 0.5947 | 28.5571 | 0.2685 | 0.064671 | 22.6732 | 17.0836 | 19.6347
|  | 544.9939 | 0 | 0 | 0.33855 | 0.44712 | 28.0414 | -0.0069074 | 0.013461 | 22.611 | 17.0598 | 19.5545
|  | 545.2204 | 0 | 0 | 0.38544 | 0.57164 | 27.8933 | 0.18267 | 0.05274 | 22.7589 | 17.205 | 19.6797
|  | 545.4469 | 0 | 0 | 0.33705 | 0.46794 | 27.4053 | -0.0075378 | 0.014832 | 22.7214 | 17.1898 | 19.6387
|  | 545.6734 | 0 | 0 | 0.38736 | 0.59262 | 27.0948 | 0.21438 | 0.050872 | 22.7079 | 17.2198 | 19.6274
|  | 545.9 | 0 | 0 | 0.31872 | 0.42994 | 26.56 | 0.0046995 | 0.0026703 | 22.6211 | 17.1648 | 19.5869
|  | 546.1265 | 0 | 0 | 0.39797 | 0.573 | 26.4859 | 0.21161 | 0.06435 | 22.852 | 17.3633 | 19.7427
|  | 546.3531 | 0 | 0 | 0.33114 | 0.4579 | 25.9715 | 0.019067 | 0.016158 | 22.7489 | 17.3151 | 19.6779
|  | 546.5797 | 0 | 0 | 0.3841 | 0.56474 | 25.7987 | 0.2451 | 0.052798 | 22.8703 | 17.4544 | 19.7768
|  | 546.8063 | 0 | 0 | 0.33566 | 0.45504 | 25.2875 | 0.04439 | 0.020133 | 22.7968 | 17.4033 | 19.6919
|  | 547.0329 | 0 | 0 | 0.39477 | 0.56891 | 24.9456 | 0.22371 | 0.062041 | 22.7633 | 17.4066 | 19.6431
|  | 547.2595 | 0 | 0 | 0.35368 | 0.46893 | 24.5471 | 0.02304 | 0.02492 | 22.7637 | 17.4204 | 19.6558
|  | 547.4861 | 0 | 0 | 0.3797 | 0.54023 | 24.1983 | 0.23859 | 0.059462 | 22.7034 | 17.4174 | 19.6083
|  | 547.7128 | 0 | 0 | 0.31763 | 0.45724 | 23.652 | 0.042628 | 0.018128 | 22.5746 | 17.3423 | 19.5008
|  | 547.9394 | 0 | 0 | 0.35445 | 0.54318 | 23.4225 | 0.19535 | 0.056378 | 22.6353 | 17.4251 | 19.5313
|  | 548.1661 | 0 | 0 | 0.31455 | 0.44647 | 23.0222 | 0.065755 | 0.017683 | 22.59 | 17.4173 | 19.5057
|  | 548.3928 | 0 | 0 | 0.35624 | 0.52269 | 22.7108 | 0.1924 | 0.049064 | 22.5855 | 17.4614 | 19.4975
|  | 548.6195 | 0 | 0 | 0.31823 | 0.44503 | 22.2726 | 0.054709 | 0.023754 | 22.4928 | 17.3893 | 19.3926
|  | 548.8461 | 0 | 0 | 0.35625 | 0.5243 | 21.9841 | 0.20982 | 0.047546 | 22.4802 | 17.4034 | 19.3624
|  | 549.0729 | 0 | 0 | 0.31993 | 0.44718 | 21.6347 | 0.064561 | 0.022655 | 22.4924 | 17.4597 | 19.3823
|  | 549.2996 | 0 | 0 | 0.35097 | 0.50748 | 21.4022 | 0.19425 | 0.057429 | 22.5427 | 17.5136 | 19.4095
|  | 549.5263 | 0 | 0 | 0.3044 | 0.43144 | 20.9912 | 0.080161 | 0.027338 | 22.4704 | 17.4816 | 19.3592
|  | 549.7531 | 0 | 0 | 0.33452 | 0.48219 | 20.8228 | 0.18217 | 0.047282 | 22.5631 | 17.6008 | 19.4376
|  | 549.9799 | 0 | 0 | 0.31586 | 0.43761 | 20.5253 | 0.064538 | 0.022823 | 22.6157 | 17.68 | 19.4729
|  | 550.2066 | 0 | 0 | 0.35402 | 0.522 | 20.4428 | 0.18736 | 0.049569 | 22.8333 | 17.8824 | 19.6586
|  | 550.4334 | 0 | 0 | 0.31496 | 0.45742 | 20.1436 | 0.09173 | 0.029038 | 22.8371 | 17.8998 | 19.6486
|  | 550.6602 | 0 | 0 | 0.34841 | 0.50145 | 19.8865 | 0.19024 | 0.05361 | 22.8645 | 17.9571 | 19.6739
|  | 550.887 | 0 | 0 | 0.32366 | 0.44223 | 19.6112 | 0.11406 | 0.03039 | 22.9062 | 18.0049 | 19.7009
|  | 551.1138 | 0 | 0 | 0.35155 | 0.50602 | 19.4166 | 0.18785 | 0.05261 | 22.9964 | 18.1036 | 19.7658
|  | 551.3407 | 0 | 0 | 0.31147 | 0.45476 | 19.1051 | 0.10773 | 0.032195 | 22.9517 | 18.118 | 19.7438
|  | 551.5675 | 0 | 0 | 0.34231 | 0.48902 | 18.815 | 0.15453 | 0.049232 | 22.9286 | 18.13 | 19.7244
|  | 551.7944 | 0 | 0 | 0.31715 | 0.43615 | 18.5942 | 0.11075 | 0.030301 | 23.0086 | 18.2238 | 19.7928
|  | 552.0213 | 0 | 0 | 0.33332 | 0.49682 | 18.4117 | 0.20466 | 0.043601 | 23.091 | 18.3305 | 19.8752
|  | 552.2482 | 0 | 0 | 0.3216 | 0.44722 | 18.1976 | 0.13841 | 0.034858 | 23.1737 | 18.4233 | 19.9327
|  | 552.4751 | 0 | 0 | 0.34383 | 0.4746 | 18.0502 | 0.18449 | 0.05169 | 23.298 | 18.5691 | 20.0064
|  | 552.702 | 0 | 0 | 0.3273 | 0.44814 | 17.8108 | 0.12503 | 0.032621 | 23.3617 | 18.6586 | 20.0542
|  | 552.9289 | 0 | 0 | 0.35129 | 0.49873 | 17.5987 | 0.17342 | 0.049173 | 23.4187 | 18.7433 | 20.0967
|  | 553.1558 | 0 | 0 | 0.33424 | 0.46854 | 17.3302 | 0.13362 | 0.04174 | 23.3971 | 18.7651 | 20.0813
|  | 553.3828 | 0 | 0 | 0.33244 | 0.47949 | 17.0843 | 0.15738 | 0.042306 | 23.3676 | 18.7926 | 20.0691
|  | 553.6097 | 0 | 0 | 0.32611 | 0.44865 | 16.7786 | 0.11352 | 0.03412 | 23.3155 | 18.7692 | 20.0177
|  | 553.8367 | 0 | 0 | 0.32841 | 0.46195 | 16.5964 | 0.15617 | 0.045088 | 23.3961 | 18.8733 | 20.0675
|  | 554.0637 | 0 | 0 | 0.31487 | 0.45034 | 16.425 | 0.15679 | 0.03017 | 23.523 | 19.0056 | 20.1553
|  | 554.2907 | 0 | 0 | 0.31497 | 0.45988 | 16.2837 | 0.1838 | 0.028714 | 23.6644 | 19.1546 | 20.2795
|  | 554.5177 | 0 | 0 | 0.31905 | 0.44707 | 16.0743 | 0.14869 | 0.033358 | 23.7052 | 19.2334 | 20.2955
|  | 554.7447 | 0 | 0 | 0.33143 | 0.46808 | 15.9212 | 0.15385 | 0.040727 | 23.8034 | 19.3413 | 20.3587
|  | 554.9718 | 0 | 0 | 0.32355 | 0.4651 | 15.7496 | 0.13071 | 0.034684 | 23.9067 | 19.4544 | 20.4525
|  | 555.1988 | 0 | 0 | 0.32267 | 0.46117 | 15.5432 | 0.15329 | 0.037145 | 23.9023 | 19.5097 | 20.4664
|  | 555.4259 | 0 | 0 | 0.32095 | 0.46079 | 15.3071 | 0.177 | 0.038386 | 23.8854 | 19.5435 | 20.4593
|  | 555.6529 | 0 | 0 | 0.31991 | 0.46071 | 15.0375 | 0.15791 | 0.033695 | 23.8175 | 19.5203 | 20.3773
|  | 555.88 | 0 | 0 | 0.30345 | 0.46331 | 14.7639 | 0.14468 | 0.02931 | 23.7369 | 19.4941 | 20.3046
|  | 556.1071 | 0 | 0 | 0.3039 | 0.4578 | 14.4935 | 0.14764 | 0.028939 | 23.6749 | 19.4748 | 20.2261
|  | 556.3342 | 0 | 0 | 0.31978 | 0.45001 | 14.2973 | 0.15216 | 0.031789 | 23.6559 | 19.5059 | 20.1934
|  | 556.5613 | 0 | 0 | 0.30736 | 0.42178 | 14.1068 | 0.14296 | 0.026077 | 23.6599 | 19.5683 | 20.1832
|  | 556.7885 | 0 | 0 | 0.30595 | 0.44071 | 13.917 | 0.17531 | 0.032611 | 23.6829 | 19.6258 | 20.2
|  | 557.0156 | 0 | 0 | 0.30629 | 0.43753 | 13.6898 | 0.14299 | 0.028767 | 23.677 | 19.6436 | 20.1891
|  | 557.2428 | 0 | 0 | 0.33079 | 0.45223 | 13.5048 | 0.1683 | 0.033938 | 23.7078 | 19.7142 | 20.2051
|  | 557.4699 | 0 | 0 | 0.31588 | 0.43111 | 13.2865 | 0.15271 | 0.025378 | 23.6723 | 19.7293 | 20.164
|  | 557.6971 | 0 | 0 | 0.31936 | 0.46149 | 13.1361 | 0.19712 | 0.036949 | 23.7061 | 19.8103 | 20.1911
|  | 557.9243 | 0 | 0 | 0.30489 | 0.43141 | 12.9621 | 0.14637 | 0.026691 | 23.7397 | 19.8983 | 20.2201
|  | 558.1515 | 0 | 0 | 0.31089 | 0.43599 | 12.8058 | 0.18031 | 0.034768 | 23.7779 | 19.9668 | 20.23
|  | 558.3787 | 0 | 0 | 0.29471 | 0.4031 | 12.5619 | 0.14919 | 0.025023 | 23.688 | 19.9478 | 20.1487
|  | 558.606 | 0 | 0 | 0.30285 | 0.44099 | 12.4068 | 0.17761 | 0.038804 | 23.7221 | 20.0143 | 20.1819
|  | 558.8332 | 0 | 0 | 0.28262 | 0.41313 | 12.2434 | 0.14075 | 0.024914 | 23.7722 | 20.0827 | 20.2118
|  | 559.0604 | 0 | 0 | 0.29905 | 0.44306 | 12.1275 | 0.21036 | 0.032931 | 23.8597 | 20.2023 | 20.2616
|  | 559.2877 | 0 | 0 | 0.2768 | 0.40117 | 11.9378 | 0.14173 | 0.015028 | 23.8627 | 20.2563 | 20.2653
|  | 559.515 | 0 | 0 | 0.30826 | 0.44479 | 11.8328 | 0.21147 | 0.0372 | 23.9232 | 20.3772 | 20.3119
|  | 559.7423 | 0 | 0 | 0.28403 | 0.41526 | 11.6436 | 0.14173 | 0.020872 | 23.9031 | 20.3951 | 20.2895
|  | 559.9696 | 0 | 0 | 0.32256 | 0.46163 | 11.5117 | 0.21854 | 0.044617 | 23.9338 | 20.4782 | 20.3044
|  | 560.1969 | 0 | 0 | 0.29937 | 0.41255 | 11.3112 | 0.14119 | 0.023729 | 23.9433 | 20.5333 | 20.3133
|  | 560.4242 | 0 | 0 | 0.30552 | 0.44929 | 11.2215 | 0.22243 | 0.038671 | 24.0286 | 20.6345 | 20.3704
|  | 560.6516 | 0 | 0 | 0.27702 | 0.39481 | 11.0243 | 0.13774 | 0.022164 | 24.0103 | 20.6683 | 20.3458
|  | 560.8789 | 0 | 0 | 0.30213 | 0.449 | 10.9113 | 0.22026 | 0.038332 | 24.0582 | 20.7682 | 20.362
|  | 561.1063 | 0 | 0 | 0.27168 | 0.3878 | 10.7306 | 0.14813 | 0.014469 | 24.0441 | 20.7923 | 20.3372
|  | 561.3337 | 0 | 0 | 0.30249 | 0.44043 | 10.6303 | 0.22411 | 0.03416 | 24.0909 | 20.8967 | 20.3667
|  | 561.561 | 0 | 0 | 0.27729 | 0.38203 | 10.4709 | 0.11938 | 0.01944 | 24.1104 | 20.9636 | 20.3749
|  | 561.7884 | 0 | 0 | 0.31229 | 0.43559 | 10.3875 | 0.22361 | 0.03757 | 24.2142 | 21.092 | 20.4391
|  | 562.0158 | 0 | 0 | 0.26845 | 0.36446 | 10.1888 | 0.11479 | 0.011039 | 24.1467 | 21.1126 | 20.377
|  | 562.2433 | 0 | 0 | 0.30189 | 0.4568 | 10.0783 | 0.23875 | 0.036979 | 24.1728 | 21.1968 | 20.398
|  | 562.4707 | 0 | 0 | 0.2731 | 0.38722 | 9.8953 | 0.1413 | 0.0088504 | 24.1264 | 21.1986 | 20.3629
|  | 562.6982 | 0 | 0 | 0.29909 | 0.43893 | 9.7976 | 0.24566 | 0.030494 | 24.1615 | 21.283 | 20.3668
|  | 562.9256 | 0 | 0 | 0.26764 | 0.36528 | 9.6061 | 0.1764 | 0.0083386 | 24.146 | 21.3098 | 20.3379
|  | 563.1531 | 0 | 0 | 0.29907 | 0.43258 | 9.5346 | 0.26867 | 0.032924 | 24.2113 | 21.4183 | 20.3729
|  | 563.3806 | 0 | 0 | 0.2667 | 0.3582 | 9.3267 | 0.1627 | 0.01229 | 24.1012 | 21.3923 | 20.285
|  | 563.6081 | 0 | 0 | 0.29438 | 0.4417 | 9.2452 | 0.2974 | 0.036703 | 24.1235 | 21.4726 | 20.2799
|  | 563.8356 | 0 | 0 | 0.2534 | 0.36189 | 9.0534 | 0.16608 | 0.0054517 | 24.0799 | 21.4613 | 20.2288
|  | 564.0631 | 0 | 0 | 0.30101 | 0.44065 | 9.0076 | 0.27552 | 0.037254 | 24.1488 | 21.5928 | 20.2857
|  | 564.2906 | 0 | 0 | 0.25932 | 0.36203 | 8.792 | 0.15515 | 0.015621 | 24.0419 | 21.5704 | 20.1823
|  | 564.5181 | 0 | 0 | 0.29163 | 0.4373 | 8.7451 | 0.30201 | 0.036345 | 24.1164 | 21.6842 | 20.2433
|  | 564.7457 | 0 | 0 | 0.25756 | 0.32713 | 8.5554 | 0.17688 | 0.012761 | 24.0548 | 21.6934 | 20.1822
|  | 564.9733 | 0 | 0 | 0.30208 | 0.41911 | 8.4942 | 0.31986 | 0.043048 | 24.0905 | 21.7629 | 20.1807
|  | 565.2009 | 0 | 0 | 0.25174 | 0.33447 | 8.3116 | 0.19872 | 0.0028989 | 24.0307 | 21.7685 | 20.1226
|  | 565.4284 | 0 | 0 | 0.30176 | 0.43196 | 8.2469 | 0.33024 | 0.034654 | 24.145 | 21.9213 | 20.1817
|  | 565.6561 | 0 | 0 | 0.24328 | 0.33189 | 8.0825 | 0.16764 | 0.0042786 | 24.0407 | 21.9054 | 20.1143
|  | 565.8837 | 0 | 0 | 0.30258 | 0.43159 | 8.0596 | 0.37802 | 0.039106 | 24.1581 | 22.0621 | 20.1869
|  | 566.1113 | 0 | 0 | 0.24534 | 0.31048 | 7.8629 | 0.18842 | -0.001118 | 24.047 | 22.0191 | 20.0897
|  | 566.3389 | 0 | 0 | 0.29854 | 0.44746 | 7.8401 | 0.36595 | 0.037241 | 24.1738 | 22.1989 | 20.21
|  | 566.5666 | 0 | 0 | 0.24964 | 0.31971 | 7.6768 | 0.19361 | -0.00027037 | 24.1425 | 22.2077 | 20.1402
|  | 566.7943 | 0 | 0 | 0.28376 | 0.42325 | 7.6527 | 0.37399 | 0.043262 | 24.2896 | 22.4352 | 20.2841
|  | 567.0219 | 0 | 0 | 0.22536 | 0.30238 | 7.4884 | 0.22017 | 0.0017187 | 24.1988 | 22.4037 | 20.2025
|  | 567.2496 | 0 | 0 | 0.29549 | 0.43158 | 7.4734 | 0.40469 | 0.042628 | 24.3402 | 22.5925 | 20.3154
|  | 567.4773 | 0 | 0 | 0.23815 | 0.28812 | 7.2755 | 0.20567 | -0.0063433 | 24.3157 | 22.6357 | 20.2487
|  | 567.705 | 0 | 0 | 0.28745 | 0.43261 | 7.302 | 0.43284 | 0.04324 | 24.5115 | 22.8766 | 20.387
|  | 567.9328 | 0 | 0 | 0.25039 | 0.30483 | 7.1011 | 0.23628 | 0.0014258 | 24.3877 | 22.7811 | 20.2685
|  | 568.1605 | 0 | 0 | 0.28556 | 0.41701 | 7.1079 | 0.4524 | 0.039606 | 24.4602 | 22.9762 | 20.3399
|  | 568.3882 | 0 | 0 | 0.24942 | 0.30304 | 6.9246 | 0.23688 | -0.0068911 | 24.442 | 22.9805 | 20.2876
|  | 568.616 | 0 | 0 | 0.28297 | 0.42024 | 6.8717 | 0.46797 | 0.041958 | 24.4173 | 23.0449 | 20.2771
|  | 568.8438 | 0 | 0 | 0.23606 | 0.29522 | 6.6859 | 0.28248 | -0.0089115 | 24.3049 | 23.0047 | 20.1925
|  | 569.0716 | 0 | 0 | 0.30264 | 0.4282 | 6.6909 | 0.47951 | 0.048295 | 24.4493 | 23.1945 | 20.2591
|  | 569.2993 | 0 | 0 | 0.22949 | 0.2884 | 6.4947 | 0.26734 | -0.0044472 | 24.2807 | 23.1165 | 20.1413
|  | 569.5272 | 0 | 0 | 0.3029 | 0.42572 | 6.501 | 0.53197 | 0.048549 | 24.39 | 23.3071 | 20.1985
|  | 569.755 | 0 | 0 | 0.22624 | 0.29335 | 6.3144 | 0.29671 | -0.0036126 | 24.1924 | 23.1653 | 20.0293
|  | 569.9828 | 0 | 0 | 0.27976 | 0.41442 | 6.2523 | 0.53087 | 0.039977 | 24.186 | 23.2564 | 20.0371
|  | 570.2106 | 0 | 0 | 0.24421 | 0.2925 | 6.0815 | 0.33487 | 0.0051149 | 24.0059 | 23.1167 | 19.8635
|  | 570.4385 | 0 | 0 | 0.28601 | 0.41138 | 6.0539 | 0.53767 | 0.040988 | 23.9767 | 23.1704 | 19.7971
|  | 570.6664 | 0 | 0 | 0.22308 | 0.28508 | 5.8369 | 0.32615 | -0.0047301 | 23.73 | 22.9875 | 19.6087
|  | 570.8942 | 0 | 0 | 0.28053 | 0.40772 | 5.7982 | 0.53594 | 0.03724 | 23.7257 | 23.0434 | 19.5985
|  | 571.1221 | 0 | 0 | 0.22601 | 0.29399 | 5.6187 | 0.37064 | 0.00093394 | 23.5189 | 22.9263 | 19.4005
|  | 571.35 | 0 | 0 | 0.28516 | 0.39795 | 5.6356 | 0.57866 | 0.043937 | 23.6532 | 23.1125 | 19.499
|  | 571.5779 | 0 | 0 | 0.22136 | 0.29173 | 5.4831 | 0.39465 | 0.0086629 | 23.5667 | 23.0796 | 19.4217
|  | 571.8059 | 0 | 0 | 0.27031 | 0.404 | 5.4787 | 0.56251 | 0.041662 | 23.5976 | 23.2061 | 19.4271
|  | 572.0338 | 0 | 0 | 0.20795 | 0.29147 | 5.3351 | 0.39927 | -0.0007274 | 23.5704 | 23.2327 | 19.3945
|  | 572.2618 | 0 | 0 | 0.27366 | 0.37542 | 5.3241 | 0.58156 | 0.03764 | 23.6145 | 23.3813 | 19.4175
|  | 572.4897 | 0 | 0 | 0.22164 | 0.28961 | 5.1775 | 0.41952 | 0.0035383 | 23.5148 | 23.318 | 19.3294
|  | 572.7177 | 0 | 0 | 0.27054 | 0.37677 | 5.1559 | 0.57526 | 0.035424 | 23.5149 | 23.3997 | 19.3226
|  | 572.9457 | 0 | 0 | 0.21703 | 0.27697 | 4.9938 | 0.46978 | 0.0046176 | 23.3571 | 23.3142 | 19.1783
|  | 573.1737 | 0 | 0 | 0.27133 | 0.362 | 4.9711 | 0.62547 | 0.035767 | 23.38 | 23.3922 | 19.172
|  | 573.4017 | 0 | 0 | 0.21279 | 0.28566 | 4.8279 | 0.50952 | 0.0055915 | 23.23 | 23.313 | 19.0405
|  | 573.6297 | 0 | 0 | 0.24938 | 0.35611 | 4.8131 | 0.67651 | 0.033451 | 23.2636 | 23.4197 | 19.0614
|  | 573.8578 | 0 | 0 | 0.21007 | 0.28234 | 4.6728 | 0.50658 | -0.0012301 | 23.1755 | 23.412 | 18.9677
|  | 574.0858 | 0 | 0 | 0.27013 | 0.36785 | 4.6693 | 0.68419 | 0.034173 | 23.1989 | 23.4917 | 18.9969
|  | 574.3139 | 0 | 0 | 0.2329 | 0.28982 | 4.5491 | 0.54518 | 0.007631 | 23.0829 | 23.4705 | 18.8845
|  | 574.5419 | 0 | 0 | 0.26496 | 0.36168 | 4.5243 | 0.69729 | 0.035575 | 23.0806 | 23.5559 | 18.8825
|  | 574.77 | 0 | 0 | 0.22908 | 0.2766 | 4.3919 | 0.60747 | 0.0027832 | 22.9309 | 23.4486 | 18.7605
|  | 574.9981 | 0 | 0 | 0.24266 | 0.33686 | 4.3774 | 0.75677 | 0.026325 | 22.9419 | 23.5448 | 18.7644
|  | 575.2262 | 0 | 0 | 0.21502 | 0.28404 | 4.27 | 0.63388 | 0.0026038 | 22.8975 | 23.5761 | 18.6962
|  | 575.4543 | 0 | 0 | 0.25918 | 0.34199 | 4.2529 | 0.77636 | 0.030397 | 22.9901 | 23.7287 | 18.7545
|  | 575.6825 | 0 | 0 | 0.22149 | 0.27752 | 4.1395 | 0.69621 | 0.0045431 | 22.8921 | 23.7038 | 18.6825
|  | 575.9106 | 0 | 0 | 0.2489 | 0.33238 | 4.1196 | 0.80005 | 0.031655 | 22.9316 | 23.7986 | 18.6869
|  | 576.1387 | 0 | 0 | 0.22985 | 0.28322 | 4.0407 | 0.69557 | 0.012358 | 22.8972 | 23.8439 | 18.6673
|  | 576.3669 | 0 | 0 | 0.25921 | 0.33934 | 4.0303 | 0.80152 | 0.026882 | 22.942 | 23.9605 | 18.6922
|  | 576.5951 | 0 | 0 | 0.21828 | 0.29958 | 3.9401 | 0.76469 | 0.0021436 | 22.9162 | 24.0265 | 18.663
|  | 576.8233 | 0 | 0 | 0.24939 | 0.34521 | 3.8994 | 0.88004 | 0.022647 | 22.9089 | 24.0881 | 18.6487
|  | 577.0515 | 0 | 0 | 0.21675 | 0.29086 | 3.8017 | 0.83339 | 0.0051543 | 22.8304 | 24.0844 | 18.5783
|  | 577.2797 | 0 | 0 | 0.25375 | 0.32903 | 3.7795 | 0.93484 | 0.027201 | 22.8365 | 24.1709 | 18.5848
|  | 577.5079 | 0 | 0 | 0.23729 | 0.29913 | 3.7017 | 0.89103 | 0.015565 | 22.7366 | 24.1619 | 18.481
|  | 577.7361 | 0 | 0 | 0.23991 | 0.33633 | 3.6779 | 0.98036 | 0.030267 | 22.7375 | 24.2406 | 18.48
|  | 577.9644 | 0 | 0 | 0.22345 | 0.29523 | 3.5977 | 0.90366 | 0.015113 | 22.6813 | 24.2319 | 18.4252
|  | 578.1927 | 0 | 0 | 0.26479 | 0.38292 | 3.5787 | 1.1077 | 0.048584 | 22.6727 | 24.3448 | 18.4121
|  | 578.4209 | 0 | 0 | 0.23421 | 0.32356 | 3.443 | 1.0432 | 0.021533 | 22.534 | 24.3298 | 18.3078
|  | 578.6492 | 0 | 0 | 0.22363 | 0.29563 | 3.3679 | 1.03 | 0.00387 | 22.4537 | 24.3438 | 18.2527
|  | 578.8775 | 0 | 0 | 0.23718 | 0.32187 | 3.325 | 1.117 | 0.017465 | 22.4042 | 24.3555 | 18.199
|  | 579.1058 | 0 | 0 | 0.22366 | 0.29993 | 3.2586 | 1.0859 | 0.013406 | 22.3492 | 24.358 | 18.1329
|  | 579.3341 | 0 | 0 | 0.23263 | 0.31192 | 3.2319 | 1.1545 | 0.022382 | 22.3407 | 24.4276 | 18.1102
|  | 579.5625 | 0 | 0 | 0.22459 | 0.2945 | 3.1709 | 1.1493 | 0.013319 | 22.2837 | 24.4575 | 18.0298
|  | 579.7908 | 0 | 0 | 0.21672 | 0.30268 | 3.1208 | 1.2045 | 0.016521 | 22.2289 | 24.4727 | 17.9864
|  | 580.0192 | 0 | 0 | 0.20251 | 0.29161 | 3.065 | 1.2029 | 0.01339 | 22.1257 | 24.4303 | 17.9164
|  | 580.2475 | 0 | 0 | 0.21785 | 0.29663 | 3.0261 | 1.2508 | 0.017555 | 22.0651 | 24.467 | 17.8619
|  | 580.4759 | 0 | 0 | 0.21901 | 0.27681 | 2.9758 | 1.2893 | 0.016203 | 22.008 | 24.4901 | 17.8185
|  | 580.7043 | 0 | 0 | 0.21993 | 0.29557 | 2.9373 | 1.3521 | 0.016761 | 21.9467 | 24.4998 | 17.7572
|  | 580.9327 | 0 | 0 | 0.22747 | 0.28883 | 2.8783 | 1.378 | 0.014046 | 21.8858 | 24.5077 | 17.7077
|  | 581.1611 | 0 | 0 | 0.22719 | 0.29026 | 2.8264 | 1.4022 | 0.014562 | 21.8202 | 24.5056 | 17.6541
|  | 581.3895 | 0 | 0 | 0.21913 | 0.29691 | 2.7832 | 1.4305 | 0.017093 | 21.7657 | 24.5128 | 17.6008
|  | 581.618 | 0 | 0 | 0.21395 | 0.29456 | 2.7445 | 1.4535 | 0.018768 | 21.7095 | 24.545 | 17.5497
|  | 581.8464 | 0 | 0 | 0.21594 | 0.31334 | 2.7124 | 1.5112 | 0.018224 | 21.6949 | 24.6218 | 17.5215
|  | 582.0749 | 0 | 0 | 0.20843 | 0.28745 | 2.6566 | 1.5424 | 0.0075608 | 21.6729 | 24.662 | 17.5128
|  | 582.3033 | 0 | 0 | 0.21822 | 0.28998 | 2.631 | 1.5907 | 0.022275 | 21.6413 | 24.7085 | 17.4862
|  | 582.5318 | 0 | 0 | 0.21475 | 0.27735 | 2.5855 | 1.6021 | 0.024324 | 21.5465 | 24.6974 | 17.4275
|  | 582.7603 | 0 | 0 | 0.22999 | 0.28805 | 2.5468 | 1.6949 | 0.022894 | 21.4999 | 24.7337 | 17.3942
|  | 582.9888 | 0 | 0 | 0.21579 | 0.27122 | 2.5027 | 1.6968 | 0.010642 | 21.5025 | 24.8112 | 17.3838
|  | 583.2173 | 0 | 0 | 0.22395 | 0.30315 | 2.4899 | 1.7804 | 0.020057 | 21.5299 | 24.9231 | 17.3974
|  | 583.4459 | 0 | 0 | 0.20733 | 0.2592 | 2.4352 | 1.7941 | 0.012793 | 21.5168 | 24.9923 | 17.3722
|  | 583.6744 | 0 | 0 | 0.23038 | 0.29397 | 2.4228 | 1.884 | 0.028577 | 21.515 | 25.0501 | 17.3643
|  | 583.903 | 0 | 0 | 0.21328 | 0.25608 | 2.3731 | 1.8714 | 0.015493 | 21.4594 | 25.0732 | 17.34
|  | 584.1315 | 0 | 0 | 0.2196 | 0.29418 | 2.3619 | 2.023 | 0.027126 | 21.5022 | 25.2212 | 17.3806
|  | 584.3601 | 0 | 0 | 0.19716 | 0.25345 | 2.3069 | 2.0144 | 0.0032761 | 21.4854 | 25.2764 | 17.3572
|  | 584.5887 | 0 | 0 | 0.22081 | 0.2746 | 2.2981 | 2.1181 | 0.01448 | 21.5117 | 25.3864 | 17.3749
|  | 584.8173 | 0 | 0 | 0.19783 | 0.24006 | 2.2457 | 2.1026 | 0.0051164 | 21.4777 | 25.4543 | 17.35
|  | 585.0459 | 0 | 0 | 0.23329 | 0.31358 | 2.2557 | 2.2455 | 0.024995 | 21.5279 | 25.6038 | 17.4018
|  | 585.2745 | 0 | 0 | 0.19537 | 0.24744 | 2.1848 | 2.2051 | 0.0039543 | 21.4486 | 25.6045 | 17.3512
|  | 585.5032 | 0 | 0 | 0.22713 | 0.30586 | 2.1791 | 2.3774 | 0.024417 | 21.4347 | 25.681 | 17.3436
|  | 585.7318 | 0 | 0 | 0.20032 | 0.23992 | 2.1172 | 2.3549 | 0.004929 | 21.3608 | 25.6536 | 17.2617
|  | 585.9605 | 0 | 0 | 0.23498 | 0.30279 | 2.1299 | 2.5136 | 0.026793 | 21.3456 | 25.7261 | 17.2575
|  | 586.1891 | 0 | 0 | 0.19895 | 0.25458 | 2.0541 | 2.4922 | -4.2471e-05 | 21.2447 | 25.6661 | 17.1825
|  | 586.4178 | 0 | 0 | 0.22692 | 0.31464 | 2.0583 | 2.6748 | 0.023576 | 21.1688 | 25.685 | 17.1354
|  | 586.6465 | 0 | 0 | 0.19318 | 0.22266 | 1.9862 | 2.6287 | -0.0023576 | 21.0488 | 25.635 | 17.0334
|  | 586.8752 | 0 | 0 | 0.2286 | 0.29798 | 1.9954 | 2.8005 | 0.028617 | 21.0422 | 25.7204 | 17.0426
|  | 587.1039 | 0 | 0 | 0.17911 | 0.22616 | 1.9168 | 2.7191 | -0.005675 | 20.9475 | 25.6837 | 16.9658
|  | 587.3327 | 0 | 0 | 0.23804 | 0.30444 | 1.9316 | 2.9902 | 0.027441 | 20.9381 | 25.7479 | 16.9642
|  | 587.5614 | 0 | 0 | 0.19254 | 0.21354 | 1.8562 | 2.9012 | -0.006494 | 20.8488 | 25.6993 | 16.8911
|  | 587.7902 | 0 | 0 | 0.23029 | 0.29664 | 1.886 | 3.1129 | 0.025899 | 20.8531 | 25.8053 | 16.9162
|  | 588.0189 | 0 | 0 | 0.18415 | 0.22096 | 1.7918 | 3.0525 | 0.00098868 | 20.7393 | 25.7615 | 16.8334
|  | 588.2477 | 0 | 0 | 0.22478 | 0.31348 | 1.8224 | 3.2829 | 0.03056 | 20.7581 | 25.8646 | 16.8425
|  | 588.4765 | 0 | 0 | 0.18411 | 0.20449 | 1.7458 | 3.2247 | -0.0022183 | 20.6403 | 25.8206 | 16.7665
|  | 588.7053 | 0 | 0 | 0.234 | 0.31967 | 1.7632 | 3.4714 | 0.036261 | 20.6601 | 25.9078 | 16.7787
|  | 588.9341 | 0 | 0 | 0.19242 | 0.22386 | 1.6901 | 3.4153 | 0.00021662 | 20.5427 | 25.8751 | 16.6867
|  | 589.1629 | 0 | 0 | 0.21897 | 0.31524 | 1.7256 | 3.6686 | 0.027627 | 20.5509 | 25.9465 | 16.7072
|  | 589.3918 | 0 | 0 | 0.16405 | 0.21125 | 1.651 | 3.5451 | -0.0039843 | 20.4321 | 25.9132 | 16.6359
|  | 589.6206 | 0 | 0 | 0.23741 | 0.31433 | 1.6785 | 3.8402 | 0.035685 | 20.4695 | 26.0215 | 16.6738
|  | 589.8495 | 0 | 0 | 0.17599 | 0.21351 | 1.5939 | 3.789 | -0.0076746 | 20.3594 | 25.9717 | 16.5837
|  | 590.0783 | 0 | 0 | 0.23562 | 0.32254 | 1.6366 | 4.046 | 0.026152 | 20.4269 | 26.1595 | 16.6579
|  | 590.3072 | 0 | 0 | 0.17199 | 0.22228 | 1.556 | 3.9883 | -0.012118 | 20.34 | 26.1409 | 16.6015
|  | 590.5361 | 0 | 0 | 0.2317 | 0.32007 | 1.609 | 4.2933 | 0.030395 | 20.3751 | 26.2738 | 16.6493
|  | 590.765 | 0 | 0 | 0.16747 | 0.18335 | 1.5131 | 4.2033 | -0.0098184 | 20.292 | 26.2401 | 16.5674
|  | 590.9939 | 0 | 0 | 0.23129 | 0.33218 | 1.5592 | 4.5394 | 0.032996 | 20.2827 | 26.3317 | 16.593
|  | 591.2228 | 0 | 0 | 0.16034 | 0.1922 | 1.4472 | 4.4501 | -0.0070192 | 20.1347 | 26.2239 | 16.4908
|  | 591.4518 | 0 | 0 | 0.23671 | 0.31342 | 1.5177 | 4.7855 | 0.032283 | 20.1567 | 26.3341 | 16.5141
|  | 591.6807 | 0 | 0 | 0.1822 | 0.19434 | 1.4305 | 4.7018 | -0.01351 | 20.0086 | 26.2477 | 16.4129
|  | 591.9097 | 0 | 0 | 0.23149 | 0.32751 | 1.4795 | 5.0233 | 0.027149 | 20.0469 | 26.3409 | 16.4446
|  | 592.1386 | 0 | 0 | 0.1595 | 0.18931 | 1.3719 | 4.9314 | -0.0041292 | 19.9343 | 26.3051 | 16.3594
|  | 592.3676 | 0 | 0 | 0.22726 | 0.32062 | 1.4485 | 5.3019 | 0.034664 | 19.9516 | 26.3968 | 16.405
|  | 592.5966 | 0 | 0 | 0.18619 | 0.18733 | 1.3301 | 5.1727 | -0.0063491 | 19.7924 | 26.2838 | 16.2838
|  | 592.8256 | 0 | 0 | 0.25094 | 0.32592 | 1.3935 | 5.5606 | 0.040715 | 19.7708 | 26.3394 | 16.2914
|  | 593.0547 | 0 | 0 | 0.16303 | 0.19624 | 1.2864 | 5.4097 | -0.015131 | 19.6149 | 26.2244 | 16.1819
|  | 593.2837 | 0 | 0 | 0.24471 | 0.3137 | 1.3545 | 5.8458 | 0.039478 | 19.6497 | 26.3493 | 16.2436
|  | 593.5127 | 0 | 0 | 0.16417 | 0.1639 | 1.2561 | 5.672 | -0.013203 | 19.4758 | 26.1998 | 16.1117
|  | 593.7418 | 0 | 0 | 0.23143 | 0.30773 | 1.3076 | 6.1054 | 0.03182 | 19.4636 | 26.283 | 16.1141
|  | 593.9708 | 0 | 0 | 0.17359 | 0.20576 | 1.2167 | 6.0951 | -0.0022487 | 19.2901 | 26.1331 | 15.9892
|  | 594.1999 | 0 | 0 | 0.23026 | 0.28652 | 1.2664 | 6.3704 | 0.035444 | 19.2821 | 26.1871 | 15.9889
|  | 594.429 | 0 | 0 | 0.1648 | 0.18119 | 1.18 | 6.3761 | -0.0048428 | 19.1376 | 26.0934 | 15.88
|  | 594.6581 | 0 | 0 | 0.22543 | 0.28254 | 1.216 | 6.6703 | 0.036158 | 19.116 | 26.1374 | 15.9203
|  | 594.8872 | 0 | 0 | 0.17269 | 0.15931 | 1.1352 | 6.598 | -0.0020459 | 18.9712 | 26.0467 | 15.8067
|  | 595.1163 | 0 | 0 | 0.22139 | 0.27947 | 1.1802 | 6.9935 | 0.03729 | 19.0389 | 26.1595 | 15.869
|  | 595.3455 | 0 | 0 | 0.17028 | 0.16002 | 1.1052 | 7.0298 | -0.010505 | 18.8734 | 26.0575 | 15.7549
|  | 595.5746 | 0 | 0 | 0.22714 | 0.29125 | 1.1538 | 7.4699 | 0.031069 | 18.8781 | 26.143 | 15.781
|  | 595.8038 | 0 | 0 | 0.16157 | 0.18056 | 1.0756 | 7.3933 | -0.0035966 | 18.774 | 26.0973 | 15.7444
|  | 596.0329 | 0 | 0 | 0.2203 | 0.27019 | 1.1215 | 7.8085 | 0.035003 | 18.8349 | 26.2479 | 15.8038
|  | 596.2621 | 0 | 0 | 0.1751 | 0.1964 | 1.0591 | 7.832 | -0.0085147 | 18.7721 | 26.2693 | 15.7765
|  | 596.4913 | 0 | 0 | 0.22369 | 0.29822 | 1.0874 | 8.209 | 0.033812 | 18.772 | 26.3519 | 15.778
|  | 596.7205 | 0 | 0 | 0.17776 | 0.19653 | 1.0246 | 8.2794 | -0.0017537 | 18.6672 | 26.2777 | 15.7359
|  | 596.9497 | 0 | 0 | 0.20265 | 0.27235 | 1.0551 | 8.6817 | 0.029328 | 18.7059 | 26.3813 | 15.7779
|  | 597.179 | 0 | 0 | 0.15929 | 0.19184 | 0.99463 | 8.6909 | -0.0044393 | 18.6005 | 26.3502 | 15.7176
|  | 597.4082 | 0 | 0 | 0.20559 | 0.2631 | 1.0289 | 9.1116 | 0.0209 | 18.6169 | 26.4382 | 15.7646
|  | 597.6374 | 0 | 0 | 0.17259 | 0.17955 | 0.97508 | 9.1449 | -0.0063874 | 18.5416 | 26.4042 | 15.7417
|  | 597.8667 | 0 | 0 | 0.2056 | 0.26758 | 1.001 | 9.5438 | 0.022608 | 18.5377 | 26.5374 | 15.7677
|  | 598.096 | 0 | 0 | 0.16138 | 0.18362 | 0.94295 | 9.6471 | -0.0047464 | 18.4599 | 26.4878 | 15.7245
|  | 598.3253 | 0 | 0 | 0.20036 | 0.26098 | 0.97447 | 10.0164 | 0.022799 | 18.4168 | 26.502 | 15.7027
|  | 598.5545 | 0 | 0 | 0.172 | 0.18815 | 0.912 | 10.1178 | -0.002031 | 18.277 | 26.3615 | 15.6055
|  | 598.7839 | 0 | 0 | 0.20579 | 0.25776 | 0.94883 | 10.494 | 0.028288 | 18.2526 | 26.4281 | 15.6197
|  | 599.0132 | 0 | 0 | 0.16828 | 0.19497 | 0.89628 | 10.6791 | 0.0052463 | 18.1472 | 26.3785 | 15.5781
|  | 599.2425 | 0 | 0 | 0.19714 | 0.2578 | 0.90715 | 11.0562 | 0.028204 | 18.1342 | 26.4442 | 15.6016
|  | 599.4719 | 0 | 0 | 0.16416 | 0.20912 | 0.85786 | 11.225 | 0.0028902 | 18.0373 | 26.3612 | 15.5193
|  | 599.7012 | 0 | 0 | 0.1911 | 0.25901 | 0.87599 | 11.6186 | 0.026637 | 18.0018 | 26.3759 | 15.5353
|  | 599.9306 | 0 | 0 | 0.17434 | 0.19335 | 0.85161 | 11.8077 | 0.012105 | 17.9016 | 26.3337 | 15.4996
|  | 600.1599 | 0 | 0 | 0.21093 | 0.28036 | 0.86996 | 12.206 | 0.038709 | 17.8752 | 26.3645 | 15.4976
|  | 600.3893 | 0 | 0 | 0.16629 | 0.19353 | 0.81853 | 12.4365 | 0.0023479 | 17.8018 | 26.3182 | 15.4581
|  | 600.6187 | 0 | 0 | 0.18536 | 0.23805 | 0.82165 | 12.8618 | 0.017254 | 17.7874 | 26.415 | 15.4958
|  | 600.8481 | 0 | 0 | 0.16913 | 0.1998 | 0.79364 | 13.0612 | 0.0057516 | 17.6632 | 26.3126 | 15.4212
|  | 601.0775 | 0 | 0 | 0.18355 | 0.24146 | 0.80716 | 13.4796 | 0.022858 | 17.6201 | 26.3029 | 15.4091
|  | 601.307 | 0 | 0 | 0.15994 | 0.2011 | 0.76973 | 13.8018 | 0.011206 | 17.5458 | 26.2604 | 15.371
|  | 601.5364 | 0 | 0 | 0.17574 | 0.22201 | 0.78047 | 14.1666 | 0.016566 | 17.4896 | 26.269 | 15.3617
|  | 601.7659 | 0 | 0 | 0.15956 | 0.19482 | 0.75121 | 14.4704 | 0.0043278 | 17.4438 | 26.2831 | 15.3697
|  | 601.9953 | 0 | 0 | 0.17428 | 0.22524 | 0.75399 | 14.9626 | 0.013214 | 17.4676 | 26.3887 | 15.422
|  | 602.2248 | 0 | 0 | 0.16975 | 0.19154 | 0.73567 | 15.3528 | 0.0086212 | 17.4289 | 26.4035 | 15.424
|  | 602.4543 | 0 | 0 | 0.17785 | 0.2214 | 0.74742 | 15.8053 | 0.018728 | 17.4195 | 26.4672 | 15.442
|  | 602.6838 | 0 | 0 | 0.15676 | 0.19875 | 0.72205 | 16.1983 | 0.0033952 | 17.381 | 26.4773 | 15.4533
|  | 602.9133 | 0 | 0 | 0.15821 | 0.21865 | 0.71928 | 16.7061 | 0.0082393 | 17.3715 | 26.5291 | 15.485
|  | 603.1428 | 0 | 0 | 0.15476 | 0.20837 | 0.70576 | 17.1361 | 0.0035103 | 17.3464 | 26.5791 | 15.4991
|  | 603.3724 | 0 | 0 | 0.1706 | 0.22192 | 0.70333 | 17.649 | 0.0088871 | 17.3269 | 26.6378 | 15.5303
|  | 603.6019 | 0 | 0 | 0.16281 | 0.20291 | 0.68831 | 18.1066 | 0.0074496 | 17.288 | 26.6521 | 15.534
|  | 603.8315 | 0 | 0 | 0.16411 | 0.20859 | 0.68418 | 18.5481 | 0.010338 | 17.2462 | 26.6666 | 15.536
|  | 604.0611 | 0 | 0 | 0.16204 | 0.20971 | 0.67248 | 19.0472 | 0.0074479 | 17.2111 | 26.6874 | 15.5436
|  | 604.2906 | 0 | 0 | 0.1565 | 0.20593 | 0.67336 | 19.6149 | 0.0069798 | 17.1659 | 26.6903 | 15.5506
|  | 604.5202 | 0 | 0 | 0.16025 | 0.20313 | 0.6653 | 20.0807 | 0.011645 | 17.0803 | 26.6411 | 15.4971
|  | 604.7498 | 0 | 0 | 0.16245 | 0.20608 | 0.64904 | 20.5516 | 0.0099204 | 17.0074 | 26.5988 | 15.4714
|  | 604.9794 | 0 | 0 | 0.15692 | 0.2037 | 0.63954 | 21.0557 | 0.0076841 | 16.9392 | 26.561 | 15.4686
|  | 605.2091 | 0 | 0 | 0.15644 | 0.17763 | 0.62912 | 21.5318 | 0.0057767 | 16.8634 | 26.5173 | 15.454
|  | 605.4387 | 0 | 0 | 0.17121 | 0.19691 | 0.62701 | 22.163 | 0.013753 | 16.8257 | 26.5277 | 15.4498
|  | 605.6684 | 0 | 0 | 0.16164 | 0.18693 | 0.60793 | 22.7613 | 0.0083313 | 16.7603 | 26.496 | 15.4248
|  | 605.898 | 0 | 0 | 0.16575 | 0.20726 | 0.60683 | 23.3594 | 0.01361 | 16.7035 | 26.4692 | 15.4268
|  | 606.1277 | 0 | 0 | 0.16139 | 0.1868 | 0.58785 | 23.9312 | 0.0098529 | 16.633 | 26.429 | 15.4155
|  | 606.3574 | 0 | 0 | 0.16799 | 0.21433 | 0.59336 | 24.6147 | 0.018702 | 16.5772 | 26.4339 | 15.4059
|  | 606.587 | 0 | 0 | 0.1567 | 0.18488 | 0.57229 | 25.1905 | 0.0056683 | 16.5016 | 26.4006 | 15.3686
|  | 606.8167 | 0 | 0 | 0.15811 | 0.20215 | 0.57707 | 25.9572 | 0.0094753 | 16.4771 | 26.4262 | 15.403
|  | 607.0465 | 0 | 0 | 0.1334 | 0.1796 | 0.55276 | 26.5731 | -1.321e-05 | 16.426 | 26.4038 | 15.4118
|  | 607.2762 | 0 | 0 | 0.1663 | 0.21608 | 0.56905 | 27.3735 | 0.019109 | 16.4044 | 26.4431 | 15.432
|  | 607.5059 | 0 | 0 | 0.14352 | 0.18506 | 0.5436 | 28.0122 | 0.005837 | 16.328 | 26.3947 | 15.4043
|  | 607.7357 | 0 | 0 | 0.16598 | 0.21168 | 0.55476 | 28.9066 | 0.021432 | 16.3296 | 26.4548 | 15.4535
|  | 607.9655 | 0 | 0 | 0.14313 | 0.16908 | 0.52978 | 29.6465 | 0.0021504 | 16.2933 | 26.4597 | 15.4699
|  | 608.1952 | 0 | 0 | 0.16278 | 0.20143 | 0.54409 | 30.6169 | 0.014455 | 16.282 | 26.4958 | 15.5156
|  | 608.425 | 0 | 0 | 0.14403 | 0.16963 | 0.51544 | 31.3294 | 0.0013361 | 16.2375 | 26.491 | 15.5187
|  | 608.6548 | 0 | 0 | 0.16452 | 0.20772 | 0.53846 | 32.3334 | 0.019553 | 16.2271 | 26.5429 | 15.5605
|  | 608.8846 | 0 | 0 | 0.13645 | 0.15902 | 0.49062 | 33.0217 | 0.0032373 | 16.106 | 26.437 | 15.499
|  | 609.1144 | 0 | 0 | 0.15527 | 0.221 | 0.50772 | 34.0411 | 0.019296 | 16.0744 | 26.4433 | 15.5142
|  | 609.3442 | 0 | 0 | 0.13514 | 0.17279 | 0.48254 | 34.7724 | -0.002577 | 15.9696 | 26.3521 | 15.4802
|  | 609.5741 | 0 | 0 | 0.15364 | 0.21389 | 0.50217 | 35.8727 | 0.018068 | 15.9407 | 26.3605 | 15.4932
|  | 609.8039 | 0 | 0 | 0.13081 | 0.16617 | 0.47201 | 36.6962 | 0.0039086 | 15.8714 | 26.3027 | 15.4619
|  | 610.0338 | 0 | 0 | 0.16688 | 0.21903 | 0.49996 | 37.8695 | 0.021609 | 15.8598 | 26.3558 | 15.5233
|  | 610.2637 | 0 | 0 | 0.13128 | 0.15298 | 0.46379 | 38.7152 | -0.0073196 | 15.778 | 26.2755 | 15.5139
|  | 610.4936 | 0 | 0 | 0.17568 | 0.2201 | 0.49335 | 39.9687 | 0.024098 | 15.7526 | 26.3178 | 15.552
|  | 610.7235 | 0 | 0 | 0.14407 | 0.16545 | 0.44548 | 40.9443 | 0.0013921 | 15.6864 | 26.2458 | 15.5307
|  | 610.9534 | 0 | 0 | 0.18214 | 0.23064 | 0.48578 | 42.2437 | 0.026386 | 15.6876 | 26.3048 | 15.5449
|  | 611.1833 | 0 | 0 | 0.13985 | 0.15022 | 0.43959 | 43.1899 | -1.2356e-05 | 15.5798 | 26.2096 | 15.5124
|  | 611.4132 | 0 | 0 | 0.16483 | 0.22171 | 0.46919 | 44.5282 | 0.025464 | 15.5251 | 26.2074 | 15.5454
|  | 611.6431 | 0 | 0 | 0.11719 | 0.15735 | 0.42162 | 45.3312 | -0.0045907 | 15.3865 | 26.0136 | 15.4553
|  | 611.8731 | 0 | 0 | 0.16158 | 0.20318 | 0.45292 | 46.716 | 0.021416 | 15.3693 | 26.047 | 15.4797
|  | 612.1031 | 0 | 0 | 0.12994 | 0.13353 | 0.40254 | 47.6879 | -0.0038656 | 15.2605 | 25.9237 | 15.4411
|  | 612.333 | 0 | 0 | 0.16189 | 0.22059 | 0.44076 | 49.3988 | 0.026985 | 15.2955 | 26.0421 | 15.5166
|  | 612.563 | 0 | 0 | 0.1215 | 0.12691 | 0.39366 | 50.4703 | -0.0025621 | 15.1857 | 25.9398 | 15.4767
|  | 612.793 | 0 | 0 | 0.15625 | 0.22317 | 0.42802 | 52.2347 | 0.025518 | 15.2307 | 26.0557 | 15.5576
|  | 613.023 | 0 | 0 | 0.12407 | 0.13177 | 0.38186 | 53.3043 | -0.0057524 | 15.1009 | 25.9342 | 15.5199
|  | 613.2531 | 0 | 0 | 0.17235 | 0.22398 | 0.43397 | 55.2151 | 0.033611 | 15.1453 | 26.0325 | 15.6012
|  | 613.4831 | 0 | 0 | 0.11717 | 0.13384 | 0.37246 | 56.3182 | -0.0074802 | 15.0374 | 25.9101 | 15.5383
|  | 613.7131 | 0 | 0 | 0.16653 | 0.22507 | 0.41991 | 58.1013 | 0.027797 | 15.0071 | 25.9399 | 15.6198
|  | 613.9432 | 0 | 0 | 0.1174 | 0.1222 | 0.36791 | 59.1701 | -0.0071613 | 14.8676 | 25.761 | 15.5128
|  | 614.1733 | 0 | 0 | 0.15962 | 0.21307 | 0.41009 | 61.177 | 0.020967 | 14.8753 | 25.8206 | 15.5976
|  | 614.4033 | 0 | 0 | 0.12684 | 0.12429 | 0.35275 | 62.4528 | 0.00094148 | 14.7855 | 25.7058 | 15.5253
|  | 614.6334 | 0 | 0 | 0.16209 | 0.21646 | 0.40451 | 64.3698 | 0.032364 | 14.7717 | 25.7632 | 15.6037
|  | 614.8635 | 0 | 0 | 0.11863 | 0.13726 | 0.34385 | 65.7096 | -0.0066574 | 14.6369 | 25.586 | 15.5172
|  | 615.0936 | 0 | 0 | 0.16969 | 0.23332 | 0.39587 | 67.9782 | 0.026647 | 14.6659 | 25.7168 | 15.6322
|  | 615.3237 | 0 | 0 | 0.12209 | 0.10924 | 0.33248 | 69.3875 | -0.013429 | 14.5444 | 25.5611 | 15.5634
|  | 615.5539 | 0 | 0 | 0.1705 | 0.23093 | 0.3786 | 71.5042 | 0.023093 | 14.5636 | 25.6115 | 15.6121
|  | 615.784 | 0 | 0 | 0.11311 | 0.12367 | 0.32927 | 72.868 | 0.00034122 | 14.4305 | 25.432 | 15.5442
|  | 616.0142 | 0 | 0 | 0.15897 | 0.21845 | 0.37404 | 75.3353 | 0.029678 | 14.4597 | 25.5412 | 15.6439
|  | 616.2443 | 0 | 0 | 0.10597 | 0.12053 | 0.31645 | 76.8729 | -0.011818 | 14.3358 | 25.3881 | 15.5969
|  | 616.4745 | 0 | 0 | 0.16675 | 0.20325 | 0.36726 | 79.4701 | 0.022299 | 14.365 | 25.4959 | 15.6672
|  | 616.7047 | 0 | 0 | 0.10854 | 0.11573 | 0.30358 | 80.9476 | -0.0042941 | 14.2291 | 25.3426 | 15.5956
|  | 616.9349 | 0 | 0 | 0.1524 | 0.2102 | 0.36609 | 83.4024 | 0.027602 | 14.2197 | 25.3457 | 15.6388
|  | 617.1651 | 0 | 0 | 0.1255 | 0.12403 | 0.30483 | 85.3313 | -0.0065766 | 14.1305 | 25.2601 | 15.6174
|  | 617.3953 | 0 | 0 | 0.16132 | 0.2175 | 0.35348 | 88.0371 | 0.030935 | 14.1716 | 25.3363 | 15.7247
|  | 617.6255 | 0 | 0 | 0.11281 | 0.13347 | 0.29991 | 89.6892 | -0.0087514 | 14.0248 | 25.1873 | 15.6361
|  | 617.8558 | 0 | 0 | 0.15369 | 0.20949 | 0.34244 | 92.3553 | 0.026633 | 14.0346 | 25.2053 | 15.7193
|  | 618.0861 | 0 | 0 | 0.12223 | 0.12489 | 0.29307 | 94.3196 | 0.0017228 | 13.9274 | 25.0821 | 15.6724
|  | 618.3163 | 0 | 0 | 0.15206 | 0.21089 | 0.33159 | 97.1214 | 0.023083 | 13.9268 | 25.1273 | 15.7315
|  | 618.5466 | 0 | 0 | 0.12439 | 0.1247 | 0.29649 | 98.9744 | -0.0027699 | 13.7992 | 24.9725 | 15.6769
|  | 618.7769 | 0 | 0 | 0.14564 | 0.20047 | 0.32159 | 101.9493 | 0.025701 | 13.7984 | 25.015 | 15.7156
|  | 619.0072 | 0 | 0 | 0.11846 | 0.12262 | 0.2821 | 104.04 | -0.000937 | 13.6989 | 24.9 | 15.689
|  | 619.2375 | 0 | 0 | 0.15209 | 0.19685 | 0.3159 | 107.0574 | 0.020981 | 13.7108 | 24.9504 | 15.7469
|  | 619.4678 | 0 | 0 | 0.10967 | 0.12205 | 0.27682 | 109.1899 | -0.013364 | 13.5903 | 24.8011 | 15.7069
|  | 619.6981 | 0 | 0 | 0.15159 | 0.18379 | 0.31011 | 112.1659 | 0.021202 | 13.5687 | 24.7951 | 15.7553
|  | 619.9285 | 0 | 0 | 0.12454 | 0.13357 | 0.27797 | 114.6586 | 0.0029024 | 13.5071 | 24.7235 | 15.7436
|  | 620.1588 | 0 | 0 | 0.14826 | 0.19924 | 0.30165 | 118.0024 | 0.02066 | 13.5235 | 24.806 | 15.8158
|  | 620.3892 | 0 | 0 | 0.11788 | 0.14187 | 0.264 | 120.5203 | 0.0037944 | 13.4354 | 24.7079 | 15.8015
|  | 620.6196 | 0 | 0 | 0.15237 | 0.21064 | 0.29495 | 123.7962 | 0.020061 | 13.4254 | 24.7135 | 15.8427
|  | 620.85 | 0 | 0 | 0.12499 | 0.14255 | 0.2613 | 126.3766 | 0.003482 | 13.3298 | 24.6043 | 15.8101
|  | 621.0804 | 0 | 0 | 0.14484 | 0.19084 | 0.28779 | 129.8958 | 0.02563 | 13.3248 | 24.6536 | 15.8819
|  | 621.3108 | 0 | 0 | 0.12692 | 0.14397 | 0.25736 | 132.7884 | 0.0062 | 13.2619 | 24.5741 | 15.8827
|  | 621.5412 | 0 | 0 | 0.13883 | 0.19241 | 0.28296 | 136.3592 | 0.016766 | 13.2554 | 24.5936 | 15.9383
|  | 621.7716 | 0 | 0 | 0.11394 | 0.14179 | 0.24836 | 139.1285 | -0.0036721 | 13.1626 | 24.4722 | 15.9018
|  | 622.0021 | 0 | 0 | 0.13852 | 0.18775 | 0.2718 | 142.622 | 0.013482 | 13.1406 | 24.4756 | 15.9563
|  | 622.2325 | 0 | 0 | 0.12146 | 0.15935 | 0.24641 | 145.8196 | 0.0040883 | 13.0836 | 24.4195 | 15.9615
|  | 622.463 | 0 | 0 | 0.1364 | 0.18313 | 0.26673 | 149.3878 | 0.017535 | 13.0469 | 24.3983 | 15.9797
|  | 622.6934 | 0 | 0 | 0.12351 | 0.14141 | 0.24755 | 152.1504 | 0.00025448 | 12.9467 | 24.2652 | 15.9359
|  | 622.9239 | 0 | 0 | 0.14749 | 0.18756 | 0.26734 | 155.8719 | 0.018403 | 12.9149 | 24.2426 | 15.9845
|  | 623.1544 | 0 | 0 | 0.13795 | 0.14372 | 0.25219 | 159.1514 | 0.010294 | 12.852 | 24.1692 | 15.9845
|  | 623.385 | 0 | 0 | 0.15759 | 0.18009 | 0.26231 | 162.8368 | 0.019362 | 12.821 | 24.1195 | 16.0002
|  | 623.6155 | 0 | 0 | 0.13685 | 0.15433 | 0.23922 | 166.0059 | 0.010808 | 12.7303 | 24.0002 | 15.9781
|  | 623.846 | 0 | 0 | 0.14462 | 0.18237 | 0.25035 | 169.826 | 0.01629 | 12.7031 | 23.9887 | 15.9952
|  | 624.0765 | 0 | 0 | 0.13824 | 0.15713 | 0.23909 | 173.1489 | 0.0071288 | 12.6375 | 23.9113 | 15.9805
|  | 624.3071 | 0 | 0 | 0.14344 | 0.17614 | 0.24383 | 176.939 | 0.017053 | 12.582 | 23.8706 | 16.0133
|  | 624.5377 | 0 | 0 | 0.13535 | 0.15739 | 0.23217 | 180.6345 | 0.0085892 | 12.5261 | 23.8034 | 16.0272
|  | 624.7682 | 0 | 0 | 0.13705 | 0.171 | 0.24183 | 184.6168 | 0.015888 | 12.5016 | 23.7995 | 16.0766
|  | 624.9988 | 0 | 0 | 0.1339 | 0.16081 | 0.22714 | 188.5906 | 0.011283 | 12.4638 | 23.7729 | 16.0946
|  | 625.2294 | 0 | 0 | 0.1417 | 0.16108 | 0.23308 | 193.0284 | 0.013978 | 12.4622 | 23.8025 | 16.1696
|  | 625.46 | 0 | 0 | 0.13219 | 0.15128 | 0.22489 | 196.9815 | 0.0038336 | 12.4229 | 23.7723 | 16.201
|  | 625.6906 | 0 | 0 | 0.14054 | 0.17129 | 0.23437 | 200.9876 | 0.011067 | 12.4054 | 23.7528 | 16.2285
|  | 625.9213 | 0 | 0 | 0.13876 | 0.18002 | 0.2334 | 204.9489 | 0.014926 | 12.3852 | 23.7333 | 16.2657
|  | 626.1519 | 0 | 0 | 0.13327 | 0.18408 | 0.22608 | 208.6311 | 0.013546 | 12.3372 | 23.6988 | 16.2935
|  | 626.3826 | 0 | 0 | 0.12955 | 0.16974 | 0.22308 | 212.1175 | 0.01315 | 12.2924 | 23.6453 | 16.308
|  | 626.6132 | 0 | 0 | 0.1279 | 0.16727 | 0.21912 | 215.4734 | 0.012074 | 12.2466 | 23.6007 | 16.3277
|  | 626.8439 | 0 | 0 | 0.13254 | 0.16932 | 0.21312 | 218.8171 | 0.014094 | 12.2029 | 23.5529 | 16.3534
|  | 627.0746 | 0 | 0 | 0.12898 | 0.15129 | 0.21159 | 222.0005 | 0.0090452 | 12.1498 | 23.4908 | 16.3603
|  | 627.3053 | 0 | 0 | 0.13332 | 0.16974 | 0.22005 | 225.1224 | 0.0099371 | 12.123 | 23.4639 | 16.3966
|  | 627.536 | 0 | 0 | 0.13185 | 0.15815 | 0.21016 | 227.9799 | 0.0076801 | 12.0888 | 23.4154 | 16.4284
|  | 627.7667 | 0 | 0 | 0.13788 | 0.17363 | 0.22016 | 230.9852 | 0.012942 | 12.0547 | 23.4013 | 16.4702
|  | 627.9974 | 0 | 0 | 0.12009 | 0.15363 | 0.20818 | 232.8497 | 0.0061814 | 11.9722 | 23.2881 | 16.4481
|  | 628.2282 | 0 | 0 | 0.1455 | 0.17953 | 0.21738 | 235.2301 | 0.016139 | 11.9486 | 23.2595 | 16.4735
|  | 628.4589 | 0 | 0 | 0.14063 | 0.1604 | 0.20138 | 236.9208 | 0.0078278 | 11.9034 | 23.2122 | 16.4901
|  | 628.6897 | 0 | 0 | 0.14379 | 0.18145 | 0.20859 | 238.5934 | 0.018864 | 11.8671 | 23.1882 | 16.5369
|  | 628.9204 | 0 | 0 | 0.13019 | 0.15649 | 0.19413 | 239.6965 | 0.0091127 | 11.8163 | 23.1162 | 16.5414
|  | 629.1512 | 0 | 0 | 0.14401 | 0.18687 | 0.20973 | 240.886 | 0.022089 | 11.7834 | 23.0798 | 16.5704
|  | 629.382 | 0 | 0 | 0.11975 | 0.14581 | 0.18967 | 242.6843 | 0.0040138 | 11.8041 | 23.1524 | 16.6845
|  | 629.6128 | 0 | 0 | 0.1432 | 0.19121 | 0.21082 | 242.7764 | 0.025107 | 11.7645 | 23.082 | 16.7042
|  | 629.8437 | 0 | 0 | 0.1259 | 0.15543 | 0.18862 | 240.1345 | 0.0031514 | 11.6025 | 22.8077 | 16.5495
|  | 630.0745 | 0 | 0 | 0.14755 | 0.19381 | 0.21516 | 239.7314 | 0.020287 | 11.5715 | 22.7839 | 16.5874
|  | 630.3053 | 0 | 0 | 0.1202 | 0.13575 | 0.19519 | 239.6355 | 0.0095536 | 11.5581 | 22.8303 | 16.6827
|  | 630.5362 | 0 | 0 | 0.13687 | 0.18087 | 0.20671 | 237.0132 | 0.017473 | 11.4534 | 22.6499 | 16.6182
|  | 630.767 | 0 | 0 | 0.11917 | 0.13859 | 0.17466 | 234.0548 | 0.00078347 | 11.3627 | 22.4694 | 16.5414
|  | 630.9979 | 0 | 0 | 0.15584 | 0.19384 | 0.20314 | 231.8393 | 0.023995 | 11.334 | 22.4209 | 16.5678
|  | 631.2288 | 0 | 0 | 0.13036 | 0.14022 | 0.16848 | 230.1939 | 0.00071035 | 11.3264 | 22.4468 | 16.6586
|  | 631.4597 | 0 | 0 | 0.16099 | 0.19822 | 0.20288 | 228.6698 | 0.021589 | 11.3479 | 22.5356 | 16.7529
|  | 631.6906 | 0 | 0 | 0.12697 | 0.12763 | 0.16638 | 225.2316 | -0.0056372 | 11.2926 | 22.4593 | 16.7521
|  | 631.9215 | 0 | 0 | 0.16923 | 0.2076 | 0.20419 | 221.5145 | 0.03079 | 11.266 | 22.4233 | 16.7842
|  | 632.1524 | 0 | 0 | 0.13078 | 0.14367 | 0.17465 | 218.9491 | 0.00057794 | 11.2801 | 22.5088 | 16.9137
|  | 632.3833 | 0 | 0 | 0.16708 | 0.19363 | 0.19983 | 212.1206 | 0.027135 | 11.114 | 22.1609 | 16.7293
|  | 632.6143 | 0 | 0 | 0.13385 | 0.12025 | 0.15887 | 206.2098 | 0.002754 | 10.9813 | 21.9256 | 16.6156
|  | 632.8452 | 0 | 0 | 0.16686 | 0.20976 | 0.20003 | 203.1092 | 0.029639 | 11.0313 | 22.0535 | 16.7537
|  | 633.0762 | 0 | 0 | 0.12908 | 0.1012 | 0.1583 | 197.3783 | -0.00098248 | 10.9455 | 21.9133 | 16.734
|  | 633.3072 | 0 | 0 | 0.15607 | 0.22564 | 0.20432 | 192.1295 | 0.031403 | 10.8962 | 21.8436 | 16.7338
|  | 633.5382 | 0 | 0 | 0.11722 | 0.12687 | 0.15263 | 185.9034 | -0.001134 | 10.7848 | 21.6509 | 16.6577
|  | 633.7692 | 0 | 0 | 0.15844 | 0.21826 | 0.19703 | 180.0818 | 0.03616 | 10.7313 | 21.5437 | 16.6212
|  | 634.0002 | 0 | 0 | 0.10245 | 0.10848 | 0.15619 | 175.0413 | 0.0010197 | 10.6884 | 21.5007 | 16.645
|  | 634.2312 | 0 | 0 | 0.15765 | 0.23626 | 0.20173 | 169.3964 | 0.032714 | 10.6405 | 21.4 | 16.6285
|  | 634.4623 | 0 | 0 | 0.12329 | 0.1324 | 0.13939 | 164.1243 | -0.0054698 | 10.5922 | 21.3721 | 16.6737
|  | 634.6933 | 0 | 0 | 0.1805 | 0.21755 | 0.20355 | 159.892 | 0.043961 | 10.6544 | 21.4792 | 16.8308
|  | 634.9244 | 0 | 0 | 0.13195 | 0.12015 | 0.13449 | 153.0156 | 0.0025882 | 10.4851 | 21.2096 | 16.6869
|  | 635.1554 | 0 | 0 | 0.17873 | 0.20459 | 0.19981 | 147.3189 | 0.039507 | 10.4449 | 21.1131 | 16.6684
|  | 635.3865 | 0 | 0 | 0.11596 | 0.10098 | 0.13483 | 143.3665 | -0.0072045 | 10.4914 | 21.2469 | 16.8413
|  | 635.6176 | 0 | 0 | 0.17315 | 0.20041 | 0.20651 | 136.9171 | 0.03867 | 10.3627 | 20.9961 | 16.7067
|  | 635.8487 | 0 | 0 | 0.12411 | 0.10725 | 0.13221 | 130.0988 | -0.0016628 | 10.1889 | 20.6687 | 16.5298
|  | 636.0798 | 0 | 0 | 0.18439 | 0.23449 | 0.20769 | 125.971 | 0.048863 | 10.2168 | 20.7252 | 16.6378
|  | 636.3109 | 0 | 0 | 0.097272 | 0.065492 | 0.12914 | 120.9368 | -0.0091925 | 10.1595 | 20.6731 | 16.6378
|  | 636.542 | 0 | 0 | 0.10192 | 0.082291 | 0.12831 | 110.9192 | -0.0071323 | 9.9943 | 20.3679 | 16.5315
|  | 636.7732 | 0 | 0 | 0.17057 | 0.25031 | 0.19795 | 107.8713 | 0.044963 | 10.0993 | 20.563 | 16.7217
|  | 637.0043 | 0 | 0 | 0.10112 | 0.096846 | 0.12629 | 102.3229 | -0.0054231 | 9.9167 | 20.2621 | 16.5618
|  | 637.2355 | 0 | 0 | 0.17142 | 0.24044 | 0.20246 | 98.56 | 0.04255 | 9.9006 | 20.2403 | 16.5885
|  | 637.4667 | 0 | 0 | 0.095027 | 0.082941 | 0.12544 | 94.8542 | -0.009373 | 9.904 | 20.2361 | 16.6892
|  | 637.6979 | 0 | 0 | 0.16055 | 0.22367 | 0.19209 | 90.9308 | 0.039129 | 9.8484 | 20.1501 | 16.6669
|  | 637.929 | 0 | 0 | 0.093083 | 0.090209 | 0.12377 | 86.1768 | -0.0096362 | 9.6778 | 19.8324 | 16.4705
|  | 638.1603 | 0 | 0 | 0.18076 | 0.2329 | 0.17928 | 82.9677 | 0.041951 | 9.6734 | 19.8557 | 16.5362
|  | 638.3915 | 0 | 0 | 0.10646 | 0.090254 | 0.11022 | 78.1819 | -0.0090337 | 9.4672 | 19.438 | 16.2567
|  | 638.6227 | 0 | 0 | 0.1586 | 0.23691 | 0.1731 | 75.9139 | 0.038773 | 9.5512 | 19.6102 | 16.4575
|  | 638.8539 | 0 | 0 | 0.1132 | 0.12807 | 0.12124 | 72.6969 | -0.0090015 | 9.5228 | 19.5518 | 16.5087
|  | 639.0852 | 0 | 0 | 0.1783 | 0.22491 | 0.18316 | 68.9062 | 0.034008 | 9.3689 | 19.2746 | 16.3058
|  | 639.3164 | 0 | 0 | 0.10806 | 0.11108 | 0.12376 | 66.8857 | -0.0075277 | 9.4467 | 19.4699 | 16.5112
|  | 639.5477 | 0 | 0 | 0.18846 | 0.21011 | 0.18569 | 63.6665 | 0.03893 | 9.3401 | 19.2285 | 16.4144
|  | 639.779 | 0 | 0 | 0.11681 | 0.11774 | 0.12246 | 60.6017 | -0.0014255 | 9.2403 | 19.0661 | 16.3106
|  | 640.0103 | 0 | 0 | 0.16427 | 0.22021 | 0.17869 | 57.9811 | 0.045632 | 9.1758 | 18.8841 | 16.2592
|  | 640.2416 | 0 | 0 | 0.11905 | 0.10634 | 0.12606 | 55.0245 | 0.0014578 | 9.0512 | 18.7047 | 16.1468
|  | 640.4729 | 0 | 0 | 0.16635 | 0.21008 | 0.18093 | 52.8098 | 0.039553 | 9.0012 | 18.6022 | 16.1129
|  | 640.7042 | 0 | 0 | 0.13843 | 0.11202 | 0.12666 | 50.6722 | 0.0014781 | 9.0063 | 18.5953 | 16.1927
|  | 640.9356 | 0 | 0 | 0.17188 | 0.22044 | 0.17285 | 48.688 | 0.035413 | 8.9776 | 18.5584 | 16.228
|  | 641.1669 | 0 | 0 | 0.12725 | 0.12322 | 0.12704 | 46.7712 | 0.0070683 | 8.9881 | 18.5903 | 16.3224
|  | 641.3983 | 0 | 0 | 0.15451 | 0.20306 | 0.15845 | 44.5724 | 0.032914 | 8.8721 | 18.3799 | 16.2139
|  | 641.6296 | 0 | 0 | 0.12091 | 0.12269 | 0.11881 | 43.0699 | -0.0056635 | 8.8979 | 18.4766 | 16.3251
|  | 641.861 | 0 | 0 | 0.15168 | 0.20701 | 0.15643 | 40.8679 | 0.02527 | 8.7823 | 18.1935 | 16.1516
|  | 642.0924 | 0 | 0 | 0.11641 | 0.12946 | 0.12086 | 38.786 | 0.0024804 | 8.6668 | 18.0039 | 16.0347
|  | 642.3238 | 0 | 0 | 0.14514 | 0.2071 | 0.15074 | 37.0337 | 0.030719 | 8.5905 | 17.8401 | 15.9377
|  | 642.5552 | 0 | 0 | 0.12185 | 0.13435 | 0.11599 | 35.4162 | 0.0080448 | 8.5519 | 17.7664 | 15.9587
|  | 642.7866 | 0 | 0 | 0.14252 | 0.20169 | 0.15081 | 34.1831 | 0.026281 | 8.5727 | 17.817 | 16.0549
|  | 643.0181 | 0 | 0 | 0.11541 | 0.13339 | 0.12385 | 32.6883 | 0.0021412 | 8.5326 | 17.7447 | 16.054
|  | 643.2495 | 0 | 0 | 0.15416 | 0.19822 | 0.14821 | 31.4881 | 0.029733 | 8.4807 | 17.6594 | 16.0505
|  | 643.481 | 0 | 0 | 0.13847 | 0.13667 | 0.12395 | 29.7847 | 0.010479 | 8.3595 | 17.4225 | 15.8821
|  | 643.7124 | 0 | 0 | 0.16185 | 0.2015 | 0.15751 | 28.7095 | 0.039285 | 8.3529 | 17.4163 | 15.942
|  | 643.9439 | 0 | 0 | 0.13763 | 0.16319 | 0.12155 | 27.2846 | 0.018408 | 8.2781 | 17.2599 | 15.8559
|  | 644.1754 | 0 | 0 | 0.157 | 0.19974 | 0.14476 | 26.262 | 0.033624 | 8.2743 | 17.2247 | 15.8896
|  | 644.4069 | 0 | 0 | 0.1278 | 0.13962 | 0.11731 | 24.9656 | 0.0099381 | 8.1763 | 17.0511 | 15.8025
|  | 644.6384 | 0 | 0 | 0.1434 | 0.19144 | 0.13723 | 23.928 | 0.021989 | 8.1399 | 16.9805 | 15.7966
|  | 644.8699 | 0 | 0 | 0.12342 | 0.16699 | 0.11647 | 23.0391 | 0.012045 | 8.1442 | 17.0228 | 15.9034
|  | 645.1014 | 0 | 0 | 0.14693 | 0.19225 | 0.1315 | 21.9864 | 0.028905 | 8.0577 | 16.8472 | 15.7956
|  | 645.3329 | 0 | 0 | 0.12564 | 0.1473 | 0.1114 | 20.9408 | 0.010676 | 8.0012 | 16.76 | 15.7566
|  | 645.5645 | 0 | 0 | 0.13908 | 0.17958 | 0.12812 | 20.1492 | 0.016937 | 7.9712 | 16.7 | 15.7666
|  | 645.7961 | 0 | 0 | 0.13361 | 0.14934 | 0.11947 | 19.1547 | 0.020775 | 7.9152 | 16.5558 | 15.7092
|  | 646.0276 | 0 | 0 | 0.14527 | 0.17197 | 0.12445 | 18.3708 | 0.027655 | 7.8694 | 16.4594 | 15.685
|  | 646.2592 | 0 | 0 | 0.13893 | 0.16985 | 0.11358 | 17.6105 | 0.019504 | 7.8288 | 16.401 | 15.701
|  | 646.4908 | 0 | 0 | 0.14175 | 0.17376 | 0.11941 | 16.8709 | 0.024642 | 7.7985 | 16.34 | 15.7133
|  | 646.7224 | 0 | 0 | 0.13889 | 0.15755 | 0.11106 | 16.2588 | 0.019035 | 7.7768 | 16.3077 | 15.7327
|  | 646.954 | 0 | 0 | 0.14032 | 0.15801 | 0.11595 | 15.5912 | 0.025058 | 7.7351 | 16.2301 | 15.72
|  | 647.1856 | 0 | 0 | 0.13062 | 0.14771 | 0.11586 | 14.8025 | 0.021234 | 7.6493 | 16.0565 | 15.6134
|  | 647.4173 | 0 | 0 | 0.13029 | 0.15475 | 0.10857 | 14.1637 | 0.02108 | 7.613 | 15.9833 | 15.6114
|  | 647.6489 | 0 | 0 | 0.13136 | 0.15073 | 0.10941 | 13.5434 | 0.025975 | 7.5596 | 15.885 | 15.5676
|  | 647.8806 | 0 | 0 | 0.12799 | 0.14858 | 0.10731 | 12.9936 | 0.019786 | 7.4746 | 15.7209 | 15.4411
|  | 648.1122 | 0 | 0 | 0.134 | 0.16538 | 0.11085 | 12.6085 | 0.019941 | 7.4176 | 15.583 | 15.3679
|  | 648.3439 | 0 | 0 | 0.11916 | 0.14083 | 0.10443 | 12.1495 | 0.012319 | 7.3315 | 15.4179 | 15.2508
|  | 648.5756 | 0 | 0 | 0.12061 | 0.15164 | 0.12025 | 11.8919 | 0.027932 | 7.3585 | 15.4739 | 15.3614
|  | 648.8073 | 0 | 0 | 0.11519 | 0.13822 | 0.099443 | 11.4713 | 0.021985 | 7.3872 | 15.5385 | 15.5026
|  | 649.039 | 0 | 0 | 0.13577 | 0.17011 | 0.10847 | 11.0187 | 0.026942 | 7.3524 | 15.4771 | 15.496
|  | 649.2707 | 0 | 0 | 0.11519 | 0.13929 | 0.092518 | 10.5368 | 0.01764 | 7.2895 | 15.3555 | 15.428
|  | 649.5024 | 0 | 0 | 0.12001 | 0.15665 | 0.10515 | 10.2128 | 0.028427 | 7.2814 | 15.3474 | 15.4647
|  | 649.7342 | 0 | 0 | 0.10668 | 0.11769 | 0.090501 | 9.7325 | 0.0099805 | 7.2296 | 15.2579 | 15.4568
|  | 649.9659 | 0 | 0 | 0.12021 | 0.16114 | 0.10857 | 9.4592 | 0.027437 | 7.2109 | 15.2089 | 15.474
|  | 650.1977 | 0 | 0 | 0.088598 | 0.12048 | 0.079773 | 8.9837 | 0.011871 | 7.1396 | 15.0453 | 15.4075
|  | 650.4295 | 0 | 0 | 0.10962 | 0.15766 | 0.10195 | 8.6259 | 0.028601 | 7.061 | 14.8937 | 15.3082
|  | 650.6613 | 0 | 0 | 0.098555 | 0.10299 | 0.074325 | 8.1492 | 0.013445 | 7.0088 | 14.7997 | 15.2669
|  | 650.8931 | 0 | 0 | 0.13064 | 0.16244 | 0.10134 | 7.9382 | 0.036395 | 6.9717 | 14.7006 | 15.2101
|  | 651.1249 | 0 | 0 | 0.081671 | 0.11032 | 0.065001 | 7.5428 | 0.0084694 | 6.9342 | 14.6592 | 15.2321
|  | 651.3567 | 0 | 0 | 0.10596 | 0.16189 | 0.097696 | 7.3646 | 0.028878 | 6.9136 | 14.6224 | 15.2542
|  | 651.5885 | 0 | 0 | 0.08027 | 0.091188 | 0.075424 | 7.0008 | 0.014676 | 6.8535 | 14.4912 | 15.1917
|  | 651.8203 | 0 | 0 | 0.097499 | 0.15009 | 0.10363 | 6.8971 | 0.030061 | 6.8753 | 14.5375 | 15.2961
|  | 652.0522 | 0 | 0 | 0.066217 | 0.077997 | 0.050976 | 6.5385 | 0.011269 | 6.8845 | 14.5545 | 15.3986
|  | 652.284 | 0 | 0 | 0.10161 | 0.14441 | 0.086915 | 6.4128 | 0.038962 | 6.8607 | 14.4795 | 15.3789
|  | 652.5159 | 0 | 0 | 0.043925 | 0.076089 | 0.05807 | 6.094 | 0.011472 | 6.8315 | 14.4491 | 15.379
|  | 652.7478 | 0 | 0 | 0.070965 | 0.13387 | 0.089428 | 5.9725 | 0.035344 | 6.7879 | 14.3421 | 15.3104
|  | 652.9796 | 0 | 0 | 0.036117 | 0.056843 | 0.040676 | 5.6657 | 0.0041319 | 6.7794 | 14.3596 | 15.3698
|  | 653.2115 | 0 | 0 | 0.086743 | 0.14043 | 0.10206 | 5.661 | 0.038067 | 6.796 | 14.3786 | 15.4608
|  | 653.4435 | 0 | 0 | 0.046824 | 0.057231 | 0.047374 | 5.347 | 0.0031701 | 6.7545 | 14.2859 | 15.4153
|  | 653.6754 | 0 | 0 | 0.086632 | 0.12964 | 0.091657 | 5.3325 | 0.035187 | 6.6994 | 14.1876 | 15.3438
|  | 653.9073 | 0 | 0 | 0.0223 | 0.035006 | 0.030767 | 4.9764 | 0.00040354 | 6.6027 | 13.986 | 15.1946
|  | 654.1392 | 0 | 0 | 0.070635 | 0.13858 | 0.08949 | 4.944 | 0.032377 | 6.5623 | 13.8808 | 15.1316
|  | 654.3712 | 0 | 0 | 0.019548 | 0.036124 | 0.033013 | 4.5474 | -0.0021956 | 6.479 | 13.7413 | 15.0363
|  | 654.6032 | 0 | 0 | 0.071684 | 0.15092 | 0.089853 | 4.5652 | 0.037493 | 6.4453 | 13.627 | 14.9804
|  | 654.8351 | 0 | 0 | 0.031758 | 0.03147 | 0.043677 | 4.2558 | 0.0016449 | 6.4053 | 13.586 | 14.9958
|  | 655.0671 | 0 | 0 | 0.074194 | 0.131 | 0.092257 | 4.2229 | 0.0428 | 6.342 | 13.4206 | 14.8757
|  | 655.2991 | 0 | 0 | 0.03115 | 0.019367 | 0.03745 | 3.982 | 3.2179e-05 | 6.3361 | 13.4561 | 14.9506
|  | 655.5311 | 0 | 0 | 0.083213 | 0.15039 | 0.091906 | 3.9976 | 0.044238 | 6.2802 | 13.2987 | 14.8589
|  | 655.7631 | 0 | 0 | 0.025148 | 0.014689 | 0.034436 | 3.6793 | -0.0017226 | 6.232 | 13.2118 | 14.802
|  | 655.9951 | 0 | 0 | 0.07189 | 0.13724 | 0.085872 | 3.7537 | 0.045555 | 6.2386 | 13.2173 | 14.8644
|  | 656.2272 | 0 | 0 | 0.01902 | 0.018596 | 0.021965 | 3.4637 | -0.0046065 | 6.1859 | 13.106 | 14.8133
|  | 656.4592 | 0 | 0 | 0.095819 | 0.12974 | 0.094987 | 3.542 | 0.047127 | 6.1257 | 12.9806 | 14.6995
|  | 656.6913 | 0 | 0 | 0.025734 | 0.017003 | 0.017599 | 3.2665 | -0.0032266 | 6.1472 | 13.032 | 14.8332
|  | 656.9233 | 0 | 0 | 0.0892 | 0.13813 | 0.10081 | 3.3727 | 0.044432 | 6.1567 | 13.0296 | 14.88
|  | 657.1554 | 0 | 0 | 0.014434 | -0.0086688 | 0.011427 | 3.0521 | -0.0037536 | 6.0739 | 12.9159 | 14.8296
|  | 657.3875 | 0 | 0 | 0.079478 | 0.13587 | 0.098166 | 3.1023 | 0.045283 | 5.933 | 12.5652 | 14.4497
|  | 657.6196 | 0 | 0 | 0.024632 | -0.00026241 | 0.023378 | 2.8221 | -0.011281 | 5.9914 | 12.7026 | 14.6975
|  | 657.8517 | 0 | 0 | 0.092378 | 0.15495 | 0.09603 | 2.9231 | 0.045629 | 5.9865 | 12.6673 | 14.7075
|  | 658.0838 | 0 | 0 | 0.0094732 | 0.019034 | 0.014467 | 2.6418 | -0.010553 | 5.8873 | 12.4843 | 14.5336
|  | 658.316 | 0 | 0 | 0.082905 | 0.13069 | 0.087752 | 2.8258 | 0.041357 | 5.9538 | 12.596 | 14.7121
|  | 658.5481 | 0 | 0 | 0.025734 | 0.030066 | 0.019192 | 2.4971 | -0.0017756 | 5.8818 | 12.4636 | 14.6222
|  | 658.7802 | 0 | 0 | 0.078119 | 0.13133 | 0.090765 | 2.6261 | 0.039523 | 5.8451 | 12.374 | 14.5574
|  | 659.0124 | 0 | 0 | 0.030827 | 0.005905 | 0.025849 | 2.3638 | -0.010312 | 5.8046 | 12.3194 | 14.5521
|  | 659.2446 | 0 | 0 | 0.078817 | 0.12443 | 0.081847 | 2.4476 | 0.032745 | 5.7266 | 12.1377 | 14.3774
|  | 659.4767 | 0 | 0 | 0.031532 | 0.017175 | 0.030251 | 2.2106 | 0.0045121 | 5.7181 | 12.1274 | 14.4141
|  | 659.7089 | 0 | 0 | 0.074495 | 0.11806 | 0.067274 | 2.3171 | 0.034484 | 5.706 | 12.0871 | 14.4007
|  | 659.9411 | 0 | 0 | 0.024686 | 0.0093066 | 0.023023 | 2.0723 | -0.0035526 | 5.6668 | 12.0014 | 14.3713
|  | 660.1733 | 0 | 0 | 0.071979 | 0.11839 | 0.082023 | 2.1611 | 0.040552 | 5.711 | 12.0594 | 14.5098
|  | 660.4056 | 0 | 0 | 0.024223 | 0.018848 | 0.022885 | 1.942 | 0.0010002 | 5.6615 | 11.9923 | 14.487
|  | 660.6378 | 0 | 0 | 0.076 | 0.12591 | 0.076699 | 2.0543 | 0.035384 | 5.643 | 11.9164 | 14.4487
|  | 660.87 | 0 | 0 | 0.032184 | 0.023929 | 0.025495 | 1.8158 | 0.005315 | 5.6325 | 11.9101 | 14.4831
|  | 661.1023 | 0 | 0 | 0.077034 | 0.10515 | 0.07859 | 1.9293 | 0.03259 | 5.6526 | 11.9494 | 14.59
|  | 661.3346 | 0 | 0 | 0.026087 | 0.028543 | 0.022276 | 1.7103 | 0.0064988 | 5.5514 | 11.7472 | 14.395
|  | 661.5668 | 0 | 0 | 0.059864 | 0.11536 | 0.078763 | 1.7852 | 0.031807 | 5.5333 | 11.69 | 14.3871
|  | 661.7991 | 0 | 0 | 0.019461 | 0.024245 | 0.032234 | 1.6077 | -0.0026973 | 5.5118 | 11.6765 | 14.4169
|  | 662.0314 | 0 | 0 | 0.053383 | 0.098892 | 0.069221 | 1.6791 | 0.032591 | 5.5205 | 11.6666 | 14.4628
|  | 662.2637 | 0 | 0 | 0.03181 | 0.028638 | 0.028652 | 1.5183 | 0.0057839 | 5.4583 | 11.5503 | 14.3735
|  | 662.496 | 0 | 0 | 0.058359 | 0.11088 | 0.063163 | 1.5454 | 0.035628 | 5.4251 | 11.4611 | 14.2898
|  | 662.7283 | 0 | 0 | 0.015887 | 0.026395 | 0.02671 | 1.3973 | 0.010364 | 5.3787 | 11.3751 | 14.2464
|  | 662.9607 | 0 | 0 | 0.059181 | 0.096999 | 0.064675 | 1.4669 | 0.032178 | 5.379 | 11.3591 | 14.2846
|  | 663.193 | 0 | 0 | 0.026541 | 0.02611 | 0.029472 | 1.316 | 0.0094104 | 5.3619 | 11.3224 | 14.2898
|  | 663.4254 | 0 | 0 | 0.066269 | 0.096063 | 0.065092 | 1.3581 | 0.025199 | 5.3359 | 11.2434 | 14.2494
|  | 663.6577 | 0 | 0 | 0.040418 | 0.052387 | 0.030452 | 1.2302 | 0.0099769 | 5.3294 | 11.2409 | 14.2842
|  | 663.8901 | 0 | 0 | 0.060362 | 0.0889 | 0.064744 | 1.2543 | 0.028859 | 5.2381 | 11.0498 | 14.094
|  | 664.1225 | 0 | 0 | 0.032706 | 0.050889 | 0.036749 | 1.1263 | 0.015125 | 5.2002 | 10.9625 | 14.0464
|  | 664.3549 | 0 | 0 | 0.043573 | 0.099299 | 0.056567 | 1.1846 | 0.027463 | 5.1636 | 10.8835 | 13.9847
|  | 664.5873 | 0 | 0 | 0.024773 | 0.045488 | 0.031527 | 1.0658 | 0.01096 | 5.1246 | 10.8124 | 13.9504
|  | 664.8197 | 0 | 0 | 0.056891 | 0.083287 | 0.053855 | 1.1292 | 0.030967 | 5.1373 | 10.8081 | 13.9868
|  | 665.0522 | 0 | 0 | 0.032874 | 0.049707 | 0.035601 | 1.0399 | 0.016025 | 5.103 | 10.759 | 13.9604
|  | 665.2846 | 0 | 0 | 0.053406 | 0.071154 | 0.053416 | 1.0751 | 0.027753 | 5.1414 | 10.8395 | 14.1096
|  | 665.5171 | 0 | 0 | 0.050786 | 0.043825 | 0.033812 | 0.99484 | 0.017634 | 5.0714 | 10.6685 | 13.9525
|  | 665.7495 | 0 | 0 | 0.054521 | 0.069215 | 0.048763 | 0.99831 | 0.024541 | 5.0478 | 10.6194 | 13.938
|  | 665.982 | 0 | 0 | 0.033996 | 0.050473 | 0.036294 | 0.90439 | 0.013788 | 5.0408 | 10.5966 | 13.9644
|  | 666.2145 | 0 | 0 | 0.040395 | 0.063896 | 0.048453 | 0.90781 | 0.018771 | 4.9826 | 10.4661 | 13.8428
|  | 666.447 | 0 | 0 | 0.034628 | 0.054074 | 0.036658 | 0.85191 | 0.012162 | 4.9377 | 10.3802 | 13.762
|  | 666.6795 | 0 | 0 | 0.045561 | 0.077031 | 0.045273 | 0.86519 | 0.015986 | 4.8952 | 10.2927 | 13.6864
|  | 666.912 | 0 | 0 | 0.031487 | 0.060717 | 0.039765 | 0.82252 | 0.012248 | 4.8576 | 10.222 | 13.6406
|  | 667.1445 | 0 | 0 | 0.038972 | 0.064205 | 0.043907 | 0.79087 | 0.023834 | 4.8439 | 10.1776 | 13.6289
|  | 667.377 | 0 | 0 | 0.042729 | 0.046873 | 0.042056 | 0.75919 | 0.020999 | 4.8179 | 10.1193 | 13.5899
|  | 667.6096 | 0 | 0 | 0.038202 | 0.04782 | 0.044191 | 0.7632 | 0.021421 | 4.7919 | 10.0606 | 13.561
|  | 667.8421 | 0 | 0 | 0.031569 | 0.049838 | 0.038356 | 0.73382 | 0.01835 | 4.7668 | 9.997 | 13.5319
|  | 668.0747 | 0 | 0 | 0.039024 | 0.056359 | 0.037904 | 0.70211 | 0.015594 | 4.7404 | 9.9485 | 13.4999
|  | 668.3072 | 0 | 0 | 0.047623 | 0.071817 | 0.044011 | 0.71938 | 0.019936 | 4.7146 | 9.8895 | 13.4792
|  | 668.5398 | 0 | 0 | 0.039251 | 0.070325 | 0.043528 | 0.7078 | 0.01892 | 4.6814 | 9.8099 | 13.4321
|  | 668.7724 | 0 | 0 | 0.046772 | 0.076062 | 0.045977 | 0.68185 | 0.025496 | 4.6633 | 9.7626 | 13.3999
|  | 669.005 | 0 | 0 | 0.036404 | 0.056421 | 0.035838 | 0.63755 | 0.021255 | 4.6402 | 9.7004 | 13.3762
|  | 669.2376 | 0 | 0 | 0.05232 | 0.074901 | 0.045136 | 0.64444 | 0.026666 | 4.618 | 9.6591 | 13.3519
|  | 669.4703 | 0 | 0 | 0.042509 | 0.060565 | 0.035347 | 0.58449 | 0.017137 | 4.5801 | 9.5825 | 13.3027
|  | 669.7029 | 0 | 0 | 0.034092 | 0.06074 | 0.044349 | 0.58159 | 0.017137 | 4.5566 | 9.5309 | 13.2755
|  | 669.9355 | 0 | 0 | 0.025389 | 0.040026 | 0.031023 | 0.5366 | 0.0055955 | 4.5296 | 9.461 | 13.2141
|  | 670.1682 | 0 | 0 | 0.053413 | 0.067782 | 0.047562 | 0.57639 | 0.020213 | 4.5159 | 9.419 | 13.1935
|  | 670.4009 | 0 | 0 | 0.03666 | 0.048666 | 0.031116 | 0.50893 | 0.012759 | 4.4786 | 9.3558 | 13.1462
|  | 670.6335 | 0 | 0 | 0.050793 | 0.072075 | 0.044413 | 0.54345 | 0.024327 | 4.4655 | 9.3179 | 13.1363
|  | 670.8662 | 0 | 0 | 0.033512 | 0.051956 | 0.029355 | 0.46338 | 0.011967 | 4.427 | 9.2325 | 13.0622
|  | 671.0989 | 0 | 0 | 0.051116 | 0.080098 | 0.055476 | 0.51765 | 0.026814 | 4.4085 | 9.191 | 13.0335
|  | 671.3316 | 0 | 0 | 0.032294 | 0.033934 | 0.032922 | 0.46918 | 0.015247 | 4.3728 | 9.107 | 12.9746
|  | 671.5643 | 0 | 0 | 0.041283 | 0.070637 | 0.04402 | 0.52914 | 0.022813 | 4.3589 | 9.0642 | 12.9597
|  | 671.7971 | 0 | 0 | 0.024553 | 0.02802 | 0.017979 | 0.42248 | 0.014079 | 4.3141 | 8.985 | 12.8847
|  | 672.0298 | 0 | 0 | 0.042354 | 0.064959 | 0.049316 | 0.49163 | 0.023809 | 4.3087 | 8.9501 | 12.8681
|  | 672.2625 | 0 | 0 | 0.021016 | 0.023063 | 0.025047 | 0.40117 | 0.00065175 | 4.2679 | 8.8698 | 12.822
|  | 672.4953 | 0 | 0 | 0.044769 | 0.084517 | 0.048801 | 0.46926 | 0.021931 | 4.2568 | 8.8546 | 12.8242
|  | 672.7281 | 0 | 0 | 0.025088 | 0.035292 | 0.023009 | 0.36093 | 0.0064462 | 4.2207 | 8.7679 | 12.7418
|  | 672.9608 | 0 | 0 | 0.049355 | 0.089652 | 0.046872 | 0.46461 | 0.0245 | 4.2254 | 8.7534 | 12.7503
|  | 673.1936 | 0 | 0 | 0.011 | 0.02206 | 0.016612 | 0.36204 | 0.0062877 | 4.1767 | 8.6615 | 12.6698
|  | 673.4264 | 0 | 0 | 0.045122 | 0.084378 | 0.050957 | 0.46224 | 0.024371 | 4.1705 | 8.6408 | 12.6777
|  | 673.6592 | 0 | 0 | 0.022286 | 0.020828 | 0.019094 | 0.33605 | 0.0070929 | 4.1197 | 8.5449 | 12.5894
|  | 673.8921 | 0 | 0 | 0.056025 | 0.084893 | 0.051508 | 0.43288 | 0.028204 | 4.1073 | 8.5128 | 12.5606
|  | 674.1249 | 0 | 0 | 0.023753 | 0.026252 | 0.018432 | 0.31994 | 0.013262 | 4.0588 | 8.4155 | 12.454
|  | 674.3577 | 0 | 0 | 0.055505 | 0.091232 | 0.053289 | 0.43168 | 0.038845 | 4.0628 | 8.3994 | 12.4475
|  | 674.5906 | 0 | 0 | 0.018712 | 0.023844 | 0.014449 | 0.28937 | 0.0053642 | 4.0189 | 8.3255 | 12.4089
|  | 674.8234 | 0 | 0 | 0.049296 | 0.092102 | 0.052314 | 0.43281 | 0.030211 | 4.0241 | 8.3014 | 12.3875
|  | 675.0563 | 0 | 0 | 0.015218 | 0.02214 | 0.013942 | 0.26915 | 0.00050866 | 3.9753 | 8.208 | 12.315
|  | 675.2892 | 0 | 0 | 0.070437 | 0.10816 | 0.057984 | 0.41612 | 0.035092 | 3.9769 | 8.191 | 12.3337
|  | 675.5221 | 0 | 0 | 0.031722 | 0.013248 | 0.016246 | 0.27445 | 0.0059904 | 3.9258 | 8.0939 | 12.2367
|  | 675.755 | 0 | 0 | 0.058344 | 0.10263 | 0.057829 | 0.38445 | 0.034937 | 3.9301 | 8.0833 | 12.2461
|  | 675.9879 | 0 | 0 | 0.0092238 | 0.016266 | 0.0080918 | 0.26172 | -0.00063369 | 3.873 | 7.9752 | 12.1274
|  | 676.2208 | 0 | 0 | 0.053758 | 0.10227 | 0.048043 | 0.37819 | 0.03097 | 3.8833 | 7.9691 | 12.1718
|  | 676.4537 | 0 | 0 | 0.015351 | 0.008174 | 0.0065483 | 0.23117 | -0.0030957 | 3.824 | 7.8823 | 12.039
|  | 676.6866 | 0 | 0 | 0.054528 | 0.1018 | 0.061343 | 0.3914 | 0.034689 | 3.8332 | 7.8781 | 12.0547
|  | 676.9196 | 0 | 0 | 0.026159 | 0.0046173 | 0.0070055 | 0.19945 | 0.0034845 | 3.7866 | 7.759 | 11.9528
|  | 677.1526 | 0 | 0 | 0.05588 | 0.096278 | 0.058884 | 0.35443 | 0.03778 | 3.7977 | 7.774 | 11.9904
|  | 677.3855 | 0 | 0 | 0.0094805 | -0.005362 | 0.015075 | 0.20074 | 0.0036389 | 3.7439 | 7.6722 | 11.8961
|  | 677.6185 | 0 | 0 | 0.068375 | 0.12137 | 0.062497 | 0.36196 | 0.049153 | 3.7639 | 7.6833 | 11.9224
|  | 677.8515 | 0 | 0 | 0.0077709 | -0.016867 | 0.0022163 | 0.18921 | -0.0029701 | 3.6937 | 7.5751 | 11.7998
|  | 678.0845 | 0 | 0 | 0.052833 | 0.122 | 0.0673 | 0.36365 | 0.043478 | 3.7234 | 7.5904 | 11.8507
|  | 678.3175 | 0 | 0 | 0.0040285 | -0.00092539 | 0.008192 | 0.15048 | -0.00063603 | 3.6564 | 7.4642 | 11.7521
|  | 678.5505 | 0 | 0 | 0.063503 | 0.10474 | 0.057088 | 0.33018 | 0.035863 | 3.6625 | 7.4871 | 11.7608
|  | 678.7835 | 0 | 0 | 0.024223 | 0.010355 | 0.0099981 | 0.17635 | 0.0064286 | 3.615 | 7.3784 | 11.6461
|  | 679.0166 | 0 | 0 | 0.056509 | 0.11042 | 0.062847 | 0.3268 | 0.040663 | 3.6245 | 7.3677 | 11.6647
|  | 679.2496 | 0 | 0 | -0.003148 | -0.009593 | 0.0048449 | 0.15908 | -0.006289 | 3.5569 | 7.2741 | 11.5631
|  | 679.4827 | 0 | 0 | 0.05513 | 0.1032 | 0.062247 | 0.30029 | 0.029502 | 3.5731 | 7.2888 | 11.58
|  | 679.7158 | 0 | 0 | 0.002642 | 0.0016802 | 0.0054137 | 0.16323 | 0.0022828 | 3.5165 | 7.1698 | 11.4639
|  | 679.9488 | 0 | 0 | 0.053105 | 0.098084 | 0.05099 | 0.27783 | 0.040754 | 3.53 | 7.1786 | 11.4783
|  | 680.1819 | 0 | 0 | 0.0057972 | -0.0050051 | 0.0065932 | 0.1435 | -0.0036955 | 3.4833 | 7.0837 | 11.3569
|  | 680.415 | 0 | 0 | 0.054264 | 0.095489 | 0.049006 | 0.25989 | 0.03237 | 3.4819 | 7.067 | 11.3862
|  | 680.6481 | 0 | 0 | 0.0017539 | 0.012325 | -0.0010135 | 0.13083 | -0.0042004 | 3.4366 | 6.9806 | 11.289
|  | 680.8813 | 0 | 0 | 0.053245 | 0.10776 | 0.04953 | 0.27834 | 0.031854 | 3.4461 | 6.978 | 11.3032
|  | 681.1144 | 0 | 0 | 0.011279 | -0.0032727 | 0.008049 | 0.1343 | 0.0023146 | 3.3908 | 6.8789 | 11.1945
|  | 681.3475 | 0 | 0 | 0.041335 | 0.084789 | 0.044873 | 0.25081 | 0.029043 | 3.3934 | 6.8743 | 11.2177
|  | 681.5807 | 0 | 0 | 0.014162 | -0.00082896 | 0.0085972 | 0.14068 | 0.0067148 | 3.3548 | 6.7893 | 11.112
|  | 681.8138 | 0 | 0 | 0.045628 | 0.066277 | 0.045853 | 0.27439 | 0.027837 | 3.3545 | 6.7766 | 11.1225
|  | 682.047 | 0 | 0 | 0.016173 | 0.0066511 | 0.0047533 | 0.14759 | 0.0053086 | 3.3171 | 6.6929 | 11.032
|  | 682.2802 | 0 | 0 | 0.055108 | 0.079288 | 0.04749 | 0.23337 | 0.031258 | 3.3114 | 6.674 | 11.01
|  | 682.5134 | 0 | 0 | 0.028266 | 0.028942 | 0.021799 | 0.11526 | 0.015627 | 3.2802 | 6.5972 | 10.924
|  | 682.7466 | 0 | 0 | 0.05028 | 0.091059 | 0.050773 | 0.2242 | 0.035053 | 3.2721 | 6.5828 | 10.9214
|  | 682.9798 | 0 | 0 | 0.02404 | 0.034259 | 0.019391 | 0.13026 | 0.0099568 | 3.2334 | 6.5023 | 10.8394
|  | 683.213 | 0 | 0 | 0.048511 | 0.074015 | 0.041615 | 0.215 | 0.031806 | 3.2352 | 6.4981 | 10.853
|  | 683.4462 | 0 | 0 | 0.0188 | 0.024971 | 0.015415 | 0.13664 | 0.010032 | 3.1947 | 6.4355 | 10.7716
|  | 683.6795 | 0 | 0 | 0.045914 | 0.076883 | 0.040834 | 0.22417 | 0.024153 | 3.1854 | 6.4011 | 10.749
|  | 683.9127 | 0 | 0 | 0.023394 | 0.021129 | 0.016043 | 0.12971 | 0.011076 | 3.1611 | 6.3481 | 10.6995
|  | 684.146 | 0 | 0 | 0.03727 | 0.068812 | 0.040202 | 0.19605 | 0.025901 | 3.1511 | 6.3216 | 10.6702
|  | 684.3793 | 0 | 0 | 0.014177 | 0.018958 | 0.014767 | 0.12566 | 0.012407 | 3.1212 | 6.2594 | 10.604
|  | 684.6125 | 0 | 0 | 0.036976 | 0.063846 | 0.035657 | 0.18325 | 0.024451 | 3.1115 | 6.2313 | 10.591
|  | 684.8458 | 0 | 0 | 0.022 | 0.021078 | 0.014846 | 0.12216 | 0.012443 | 3.0857 | 6.1652 | 10.5147
|  | 685.0791 | 0 | 0 | 0.040748 | 0.062389 | 0.035581 | 0.19306 | 0.028133 | 3.075 | 6.1429 | 10.4849
|  | 685.3124 | 0 | 0 | 0.01453 | 0.027298 | 0.016644 | 0.13603 | 0.015886 | 3.0517 | 6.0944 | 10.4252
|  | 685.5458 | 0 | 0 | 0.019923 | 0.048281 | 0.026034 | 0.17063 | 0.027557 | 3.0383 | 6.059 | 10.3769
|  | 685.7791 | 0 | 0 | 0.011792 | 0.019017 | 0.017186 | 0.1234 | 0.014075 | 3.0054 | 5.9942 | 10.315
|  | 686.0124 | 0 | 0 | 0.025749 | 0.051501 | 0.033322 | 0.17296 | 0.023438 | 2.9869 | 5.9595 | 10.2806
|  | 686.2458 | 0 | 0 | 0.011594 | 0.031126 | 0.018792 | 0.11464 | 0.015343 | 2.9592 | 5.9034 | 10.2185
|  | 686.4791 | 0 | 0 | 0.025463 | 0.04963 | 0.027721 | 0.14344 | 0.022075 | 2.9487 | 5.8736 | 10.1861
|  | 686.7125 | 0 | 0 | 0.019893 | 0.030629 | 0.016135 | 0.11986 | 0.014969 | 2.9289 | 5.8192 | 10.1318
|  | 686.9459 | 0 | 0 | 0.027452 | 0.038532 | 0.029191 | 0.1406 | 0.017267 | 2.9181 | 5.7824 | 10.0989
|  | 687.1793 | 0 | 0 | 0.025155 | 0.029155 | 0.031314 | 0.13134 | 0.016347 | 2.8999 | 5.7377 | 10.0473
|  | 687.4127 | 0 | 0 | 0.032617 | 0.05363 | 0.032658 | 0.13712 | 0.024534 | 2.8838 | 5.705 | 10.0015
|  | 687.6461 | 0 | 0 | 0.033227 | 0.039929 | 0.022397 | 0.12271 | 0.023971 | 2.8669 | 5.6699 | 9.9584
|  | 687.8795 | 0 | 0 | 0.028581 | 0.036572 | 0.028555 | 0.1401 | 0.021046 | 2.8499 | 5.6262 | 9.9138
|  | 688.1129 | 0 | 0 | 0.026512 | 0.034879 | 0.029952 | 0.13148 | 0.01585 | 2.828 | 5.588 | 9.8788
|  | 688.3464 | 0 | 0 | 0.028024 | 0.041166 | 0.026346 | 0.12502 | 0.016406 | 2.8083 | 5.5502 | 9.8438
|  | 688.5798 | 0 | 0 | 0.024612 | 0.034218 | 0.027539 | 0.13484 | 0.020763 | 2.7951 | 5.5161 | 9.799
|  | 688.8133 | 0 | 0 | 0.023394 | 0.025742 | 0.025451 | 0.13603 | 0.018091 | 2.7821 | 5.4827 | 9.7522
|  | 689.0467 | 0 | 0 | 0.032647 | 0.045101 | 0.031207 | 0.15102 | 0.019993 | 2.7699 | 5.4546 | 9.7206
|  | 689.2802 | 0 | 0 | 0.023672 | 0.041831 | 0.020963 | 0.11928 | 0.015291 | 2.7426 | 5.4073 | 9.6775
|  | 689.5137 | 0 | 0 | 0.021911 | 0.058897 | 0.025888 | 0.14411 | 0.020177 | 2.7279 | 5.3608 | 9.6441
|  | 689.7472 | 0 | 0 | 0.0086736 | 0.01978 | 0.014086 | 0.11934 | 0.016907 | 2.709 | 5.3133 | 9.5881
|  | 689.9807 | 0 | 0 | 0.023717 | 0.047375 | 0.025028 | 0.14584 | 0.027014 | 2.6977 | 5.2868 | 9.5469
|  | 690.2142 | 0 | 0 | 0.014382 | 0.027403 | 0.012914 | 0.099663 | 0.01333 | 2.6773 | 5.2392 | 9.4825
|  | 690.4478 | 0 | 0 | 0.03575 | 0.058881 | 0.028421 | 0.13827 | 0.025194 | 2.6673 | 5.2097 | 9.4554
|  | 690.6813 | 0 | 0 | 0.01822 | 0.022765 | 0.014358 | 0.078923 | 0.017 | 2.6371 | 5.1557 | 9.3864
|  | 690.9149 | 0 | 0 | 0.027972 | 0.055444 | 0.031511 | 0.1332 | 0.025528 | 2.6234 | 5.1242 | 9.3466
|  | 691.1484 | 0 | 0 | 0.017303 | 0.030674 | 0.010367 | 0.079589 | 0.012662 | 2.5965 | 5.0764 | 9.2897
|  | 691.382 | 0 | 0 | 0.026556 | 0.058001 | 0.030365 | 0.12849 | 0.023065 | 2.5863 | 5.0588 | 9.2645
|  | 691.6156 | 0 | 0 | -0.00089553 | 0.0059384 | 0.0042222 | 0.064543 | 0.00735 | 2.5587 | 4.996 | 9.2005
|  | 691.8492 | 0 | 0 | 0.027884 | 0.061967 | 0.032983 | 0.12984 | 0.026539 | 2.5563 | 4.9749 | 9.1656
|  | 692.0827 | 0 | 0 | 0.0028395 | 0.013725 | 0.013733 | 0.066336 | 0.0080447 | 2.523 | 4.9206 | 9.0947
|  | 692.3164 | 0 | 0 | 0.028611 | 0.053091 | 0.034008 | 0.1429 | 0.029921 | 2.5236 | 4.9054 | 9.0782
|  | 692.55 | 0 | 0 | 0.0043517 | 0.012967 | 0.0083484 | 0.076054 | 0.013139 | 2.493 | 4.8487 | 9.0135
|  | 692.7836 | 0 | 0 | 0.023907 | 0.075316 | 0.038663 | 0.16133 | 0.035691 | 2.4987 | 4.8389 | 8.9984
|  | 693.0172 | 0 | 0 | -0.00049854 | -0.0033737 | 0.0027166 | 0.075535 | 0.013981 | 2.4667 | 4.7769 | 8.9309
|  | 693.2509 | 0 | 0 | 0.030343 | 0.061747 | 0.03628 | 0.15161 | 0.030552 | 2.4657 | 4.7654 | 8.9028
|  | 693.4845 | 0 | 0 | -0.0016432 | -0.00073052 | -0.001595 | 0.042052 | 0.0093235 | 2.4294 | 4.7012 | 8.8177
|  | 693.7182 | 0 | 0 | 0.043647 | 0.074977 | 0.038584 | 0.16717 | 0.031531 | 2.4412 | 4.702 | 8.8178
|  | 693.9519 | 0 | 0 | 0.0041243 | -0.0014076 | -0.0021691 | 0.061611 | 0.008192 | 2.4026 | 4.6331 | 8.7296
|  | 694.1856 | 0 | 0 | 0.038217 | 0.074769 | 0.03992 | 0.16532 | 0.03915 | 2.4102 | 4.6338 | 8.7146
|  | 694.4193 | 0 | 0 | -0.01323 | -0.01431 | -0.0046139 | 0.044846 | 0.0062132 | 2.3725 | 4.5613 | 8.6442
|  | 694.653 | 0 | 0 | 0.041915 | 0.068721 | 0.040048 | 0.16027 | 0.034958 | 2.3804 | 4.5741 | 8.6618
|  | 694.8867 | 0 | 0 | 0.0019589 | -0.020929 | -0.001248 | 0.036759 | 0.0071098 | 2.3459 | 4.5186 | 8.6003
|  | 695.1204 | 0 | 0 | 0.037768 | 0.079968 | 0.042021 | 0.18263 | 0.043388 | 2.355 | 4.5119 | 8.5942
|  | 695.3541 | 0 | 0 | 0.040785 | 0.068618 | 0.047228 | 0.21664 | 0.040239 | 2.3221 | 4.4368 | 8.4769
|  | 695.5879 | 0 | 0 | -0.016077 | -0.011764 | 0.0011598 | 0.0080202 | 0.00082394 | 2.26 | 4.3499 | 8.339
|  | 695.8216 | 0 | 0 | 0.033131 | 0.077742 | 0.049222 | 0.16831 | 0.044382 | 2.2809 | 4.3577 | 8.3448
|  | 696.0554 | 0 | 0 | -0.019696 | -0.033421 | -0.0065082 | 0.0080182 | 0.0063561 | 2.2396 | 4.2894 | 8.2635
|  | 696.2892 | 0 | 0 | 0.043404 | 0.086681 | 0.046466 | 0.16431 | 0.040974 | 2.2502 | 4.2897 | 8.2658
|  | 696.523 | 0 | 0 | -0.019952 | -0.018649 | -0.015278 | 0.0011509 | 0.0026955 | 2.2082 | 4.2036 | 8.153
|  | 696.7568 | 0 | 0 | 0.051013 | 0.092109 | 0.046599 | 0.20287 | 0.041478 | 2.2277 | 4.2328 | 8.1958
|  | 696.9905 | 0 | 0 | -0.020399 | -0.037526 | -0.011963 | 0.01558 | 0.0016383 | 2.1798 | 4.1582 | 8.083
|  | 697.2244 | 0 | 0 | 0.036426 | 0.05747 | 0.057144 | 0.18972 | 0.045487 | 2.1976 | 4.1775 | 8.107
|  | 697.4582 | 0 | 0 | -0.0091794 | -0.030043 | -0.0049478 | -0.010345 | 0.0012334 | 2.1484 | 4.0933 | 8.0029
|  | 697.692 | 0 | 0 | 0.032375 | 0.080764 | 0.043213 | 0.20523 | 0.043116 | 2.1638 | 4.1158 | 8.0225
|  | 697.9259 | 0 | 0 | -0.0089008 | -0.036657 | -0.010064 | -0.016146 | 0.0086617 | 2.1279 | 4.027 | 7.9289
|  | 698.1597 | 0 | 0 | 0.031399 | 0.085095 | 0.054805 | 0.20463 | 0.04384 | 2.1444 | 4.0411 | 7.9321
|  | 698.3936 | 0 | 0 | -0.027129 | -0.037889 | -0.014489 | -0.0041105 | 0.0030928 | 2.0899 | 3.9573 | 7.8162
|  | 698.6274 | 0 | 0 | 0.046434 | 0.081759 | 0.056747 | 0.20472 | 0.039535 | 2.1092 | 3.9734 | 7.8242
|  | 698.8613 | 0 | 0 | -0.01767 | -0.031041 | -0.013644 | 0.0056106 | -0.0045602 | 2.0581 | 3.8869 | 7.7335
|  | 699.0952 | 0 | 0 | 0.046141 | 0.098717 | 0.046822 | 0.20686 | 0.04716 | 2.085 | 3.9204 | 7.7623
|  | 699.3291 | 0 | 0 | -0.0034709 | -0.033084 | -0.009532 | -0.0022888 | 0.014479 | 2.0376 | 3.8435 | 7.6538
|  | 699.563 | 0 | 0 | 0.035883 | 0.069895 | 0.04671 | 0.16947 | 0.049331 | 2.0536 | 3.8515 | 7.6604
|  | 699.7969 | 0 | 0 | -0.004909 | -0.034807 | -0.011312 | 0.01847 | 0.0082548 | 2.0144 | 3.7841 | 7.5751
|  | 700.0309 | 0 | 0 | 0.041511 | 0.074616 | 0.042361 | 0.18965 | 0.045159 | 2.0264 | 3.7898 | 7.5677
|  | 700.2648 | 0 | 0 | -0.026973 | -0.030572 | -0.01057 | 0.012721 | -0.00071677 | 1.9847 | 3.7265 | 7.4628
|  | 700.4988 | 0 | 0 | 0.026322 | 0.057207 | 0.040638 | 0.17468 | 0.046389 | 1.9959 | 3.7223 | 7.469
|  | 700.7327 | 0 | 0 | -0.015351 | -0.019905 | -0.0049959 | -0.00059731 | 0.012136 | 1.955 | 3.6621 | 7.3884
|  | 700.9667 | 0 | 0 | 0.031677 | 0.075831 | 0.040098 | 0.15338 | 0.039069 | 1.9644 | 3.6637 | 7.3756
|  | 701.2007 | 0 | 0 | -0.0087179 | -0.020422 | -0.0028569 | 0.024708 | 0.0070421 | 1.9277 | 3.5969 | 7.2802
|  | 701.4347 | 0 | 0 | 0.047058 | 0.093436 | 0.039707 | 0.17575 | 0.049937 | 1.9393 | 3.609 | 7.2738
|  | 701.6686 | 0 | 0 | -0.010082 | -0.028212 | -0.011789 | 0.020072 | 0.012761 | 1.9017 | 3.5519 | 7.1942
|  | 701.9027 | 0 | 0 | 0.036236 | 0.05939 | 0.03558 | 0.15042 | 0.04472 | 1.9154 | 3.5482 | 7.2106
|  | 702.1367 | 0 | 0 | -0.0089082 | -0.028352 | -0.0066295 | 0.031135 | 0.011573 | 1.8782 | 3.4872 | 7.1195
|  | 702.3707 | 0 | 0 | 0.036683 | 0.046818 | 0.035094 | 0.14464 | 0.046593 | 1.8806 | 3.4913 | 7.1183
|  | 702.6047 | 0 | 0 | -0.001922 | -0.027285 | -0.010295 | 0.011516 | 0.01306 | 1.8503 | 3.4314 | 7.0381
|  | 702.8388 | 0 | 0 | 0.028075 | 0.050575 | 0.040225 | 0.14402 | 0.038324 | 1.8549 | 3.4296 | 7.0251
|  | 703.0728 | 0 | 0 | -0.0084684 | -0.0070405 | -0.0031735 | 0.064459 | 0.010328 | 1.8244 | 3.3831 | 6.95
|  | 703.3069 | 0 | 0 | 0.028838 | 0.060355 | 0.029189 | 0.14979 | 0.038483 | 1.8363 | 3.3836 | 6.9471
|  | 703.541 | 0 | 0 | 0.0017907 | 0.0011422 | -0.0006268 | 0.04377 | 0.0164 | 1.811 | 3.3423 | 6.8867
|  | 703.7751 | 0 | 0 | 0.028589 | 0.054395 | 0.030404 | 0.14069 | 0.032352 | 1.8091 | 3.3455 | 6.8789
|  | 704.0091 | 0 | 0 | -0.0044032 | -0.024532 | 0.0019552 | 0.035214 | 0.0123 | 1.7835 | 3.2907 | 6.8028
|  | 704.2433 | 0 | 0 | 0.026872 | 0.047024 | 0.032143 | 0.11753 | 0.035201 | 1.7813 | 3.2837 | 6.7801
|  | 704.4774 | 0 | 0 | -0.0098329 | -0.0075313 | 0.00040018 | 0.027643 | 0.01199 | 1.7449 | 3.2241 | 6.698
|  | 704.7115 | 0 | 0 | 0.0085925 | 0.039651 | 0.032283 | 0.1072 | 0.033794 | 1.7482 | 3.2113 | 6.6744
|  | 704.9456 | 0 | 0 | -0.0023039 | -0.013556 | 0.0027431 | 0.032201 | 0.017212 | 1.7284 | 3.1735 | 6.6139
|  | 705.1798 | 0 | 0 | 0.024568 | 0.028715 | 0.024177 | 0.12206 | 0.035183 | 1.7307 | 3.169 | 6.6113
|  | 705.4139 | 0 | 0 | -0.0054889 | -0.0050496 | 0.0069363 | 0.050082 | 0.019286 | 1.7057 | 3.14 | 6.5701
|  | 705.6481 | 0 | 0 | 0.011227 | 0.04208 | 0.030715 | 0.1008 | 0.032111 | 1.7098 | 3.1314 | 6.5468
|  | 705.8822 | 0 | 0 | 0.0058046 | -0.0029371 | 0.012706 | 0.032768 | 0.020764 | 1.7 | 3.0979 | 6.5134
|  | 706.1164 | 0 | 0 | 0.014757 | 0.025982 | 0.021522 | 0.079496 | 0.032787 | 1.6915 | 3.0882 | 6.4899
|  | 706.3506 | 0 | 0 | -0.00091015 | 0.013738 | 0.008462 | 0.051855 | 0.024182 | 1.6697 | 3.052 | 6.4248
|  | 706.5848 | 0 | 0 | 0.010948 | 0.022162 | 0.019956 | 0.079488 | 0.030274 | 1.6609 | 3.018 | 6.3885
|  | 706.819 | 0 | 0 | 0.011506 | 0.021822 | 0.010665 | 0.05186 | 0.02471 | 1.6471 | 2.9913 | 6.3379
|  | 707.0533 | 0 | 0 | 0.020194 | 0.040521 | 0.018476 | 0.085276 | 0.031836 | 1.6434 | 2.9853 | 6.316
|  | 707.2875 | 0 | 0 | -0.0031848 | -0.00020236 | 0.0059783 | 0.051862 | 0.021557 | 1.6214 | 2.9505 | 6.2636
|  | 707.5217 | 0 | 0 | 0.0035225 | 0.0074102 | 0.011167 | 0.095651 | 0.025643 | 1.6127 | 2.9318 | 6.2311
|  | 707.756 | 0 | 0 | 0.0079036 | 0.0027278 | 0.0083522 | 0.071459 | 0.028975 | 1.6069 | 2.9066 | 6.2019
|  | 707.9902 | 0 | 0 | -0.00076262 | 0.016263 | 0.011266 | 0.068631 | 0.03387 | 1.6038 | 2.8895 | 6.172
|  | 708.2245 | 0 | 0 | 0.0017761 | 0.027505 | 0.01552 | 0.08134 | 0.030798 | 1.596 | 2.8698 | 6.139
|  | 708.4588 | 0 | 0 | 0.01563 | 0.030283 | 0.011019 | 0.072102 | 0.031607 | 1.583 | 2.8443 | 6.0932
|  | 708.693 | 0 | 0 | 0.017633 | 0.022628 | 0.013559 | 0.098556 | 0.031094 | 1.5683 | 2.8199 | 6.0437
|  | 708.9273 | 0 | 0 | 0.018183 | 0.013422 | 0.013637 | 0.076634 | 0.029599 | 1.5534 | 2.7934 | 6.0023
|  | 709.1617 | 0 | 0 | 0.01731 | 0.042872 | 0.019509 | 0.091706 | 0.029888 | 1.5415 | 2.7693 | 5.957
|  | 709.396 | 0 | 0 | 0.0034929 | 0.019234 | 0.012577 | 0.091197 | 0.02358 | 1.5235 | 2.7329 | 5.8962
|  | 709.6303 | 0 | 0 | 0.011513 | 0.027208 | 0.022558 | 0.117 | 0.034543 | 1.518 | 2.7171 | 5.8593
|  | 709.8646 | 0 | 0 | 0.0017171 | 0.0094371 | 0.0059103 | 0.045507 | 0.026116 | 1.4968 | 2.6818 | 5.8188
|  | 710.099 | 0 | 0 | 0.013891 | 0.049187 | 0.018995 | 0.074354 | 0.034375 | 1.4943 | 2.6708 | 5.7915
|  | 710.3333 | 0 | 0 | 0.015645 | 0.015985 | 0.012479 | 0.04844 | 0.028877 | 1.4885 | 2.6511 | 5.7543
|  | 710.5677 | 0 | 0 | 0.030644 | 0.035964 | 0.03331 | 0.1143 | 0.043783 | 1.4841 | 2.641 | 5.7345
|  | 710.8021 | 0 | 0 | 0.0062515 | -0.00085618 | 0.0079815 | 0.02255 | 0.023524 | 1.4666 | 2.6088 | 5.6922
|  | 711.0364 | 0 | 0 | 0.025646 | 0.038618 | 0.029571 | 0.077837 | 0.041749 | 1.4604 | 2.6002 | 5.6771
|  | 711.2708 | 0 | 0 | 0.0045713 | -0.0050825 | 7.4933e-05 | 0.0479 | 0.026759 | 1.4451 | 2.5694 | 5.6292
|  | 711.5052 | 0 | 0 | 0.029132 | 0.037565 | 0.033814 | 0.12165 | 0.03776 | 1.4526 | 2.5619 | 5.6174
|  | 711.7396 | 0 | 0 | -0.00029341 | -0.01436 | -0.0023614 | 0.025321 | 0.021232 | 1.4322 | 2.5224 | 5.5549
|  | 711.9741 | 0 | 0 | 0.026277 | 0.022931 | 0.024426 | 0.099032 | 0.042977 | 1.4304 | 2.5246 | 5.5384
|  | 712.2085 | 0 | 0 | -0.0043146 | -0.021677 | -0.0039155 | 0.015538 | 0.027392 | 1.4034 | 2.4922 | 5.4887
|  | 712.4429 | 0 | 0 | 0.02368 | 0.051097 | 0.029772 | 0.11405 | 0.047634 | 1.4167 | 2.4992 | 5.4752
|  | 712.6774 | 0 | 0 | -0.0026272 | -0.0073635 | 0.0016601 | -0.0086587 | 0.028083 | 1.3974 | 2.4699 | 5.4298
|  | 712.9118 | 0 | 0 | 0.034665 | 0.058596 | 0.032441 | 0.10377 | 0.053258 | 1.3979 | 2.4621 | 5.4189
|  | 713.1463 | 0 | 0 | -0.0037126 | -0.024825 | 0.0020188 | 0.017306 | 0.028314 | 1.3758 | 2.4291 | 5.3619
|  | 713.3808 | 0 | 0 | 0.023621 | 0.052629 | 0.037825 | 0.13374 | 0.051401 | 1.3753 | 2.4229 | 5.3591
|  | 713.6152 | 0 | 0 | -0.022153 | -0.026283 | 0.0012563 | 0.0057794 | 0.022362 | 1.3462 | 2.3758 | 5.2881
|  | 713.8497 | 0 | 0 | 0.030049 | 0.076352 | 0.039114 | 0.12908 | 0.04936 | 1.3605 | 2.3881 | 5.2863
|  | 714.0842 | 0 | 0 | -0.010339 | -0.01104 | -0.0074114 | -0.014972 | 0.025246 | 1.3336 | 2.3368 | 5.216
|  | 714.3188 | 0 | 0 | 0.034092 | 0.066699 | 0.036852 | 0.12275 | 0.056835 | 1.3404 | 2.3497 | 5.2238
|  | 714.5533 | 0 | 0 | -0.012174 | -0.034169 | -0.0078827 | -0.018996 | 0.024724 | 1.3161 | 2.3089 | 5.1621
|  | 714.7878 | 0 | 0 | 0.043257 | 0.055482 | 0.042937 | 0.16772 | 0.055113 | 1.3292 | 2.3146 | 5.172
|  | 715.0224 | 0 | 0 | -0.024905 | -0.038297 | -0.0082035 | -0.017392 | 0.018845 | 1.2952 | 2.2645 | 5.1037
|  | 715.2569 | 0 | 0 | 0.029901 | 0.055287 | 0.036617 | 0.14015 | 0.059178 | 1.3108 | 2.2796 | 5.1084
|  | 715.4915 | 0 | 0 | -0.0089893 | -0.030348 | -0.0072515 | -0.03929 | 0.024768 | 1.2836 | 2.2324 | 5.0457
|  | 715.726 | 0 | 0 | 0.035647 | 0.064823 | 0.039142 | 0.1514 | 0.048025 | 1.2866 | 2.2396 | 5.0424
|  | 715.9606 | 0 | 0 | -0.01599 | -0.045236 | -0.022336 | -0.020216 | 0.021587 | 1.2622 | 2.1897 | 4.9777
|  | 716.1952 | 0 | 0 | 0.016121 | 0.068611 | 0.051175 | 0.13884 | 0.060629 | 1.2715 | 2.2066 | 4.9677
|  | 716.4298 | 0 | 0 | -0.013237 | -0.03574 | -0.0087338 | -0.015541 | 0.023975 | 1.2444 | 2.1563 | 4.9233
|  | 716.6644 | 0 | 0 | 0.02834 | 0.068149 | 0.052351 | 0.1672 | 0.060017 | 1.2512 | 2.1725 | 4.8992
|  | 716.899 | 0 | 0 | -0.031663 | -0.038329 | -0.027286 | -0.017442 | 0.012699 | 1.2157 | 2.1202 | 4.8452
|  | 717.1337 | 0 | 0 | 0.038172 | 0.080611 | 0.048316 | 0.13322 | 0.06707 | 1.2466 | 2.1436 | 4.8638
|  | 717.3683 | 0 | 0 | -0.029469 | -0.050263 | -0.020889 | -0.06351 | 0.01698 | 1.208 | 2.0951 | 4.782
|  | 717.6029 | 0 | 0 | 0.049281 | 0.080425 | 0.053417 | 0.15508 | 0.070053 | 1.234 | 2.1086 | 4.8037
|  | 717.8376 | 0 | 0 | -0.036653 | -0.067979 | -0.025866 | -0.057643 | 0.014619 | 1.188 | 2.0524 | 4.7203
|  | 718.0723 | 0 | 0 | 0.029529 | 0.088842 | 0.039815 | 0.17991 | 0.059485 | 1.2151 | 2.0847 | 4.7326
|  | 718.307 | 0 | 0 | -0.020789 | -0.037097 | -0.014335 | -0.066809 | 0.015858 | 1.1863 | 2.024 | 4.683
|  | 718.5416 | 0 | 0 | 0.038935 | 0.08894 | 0.045212 | 0.1675 | 0.064531 | 1.2011 | 2.0508 | 4.6808
|  | 718.7763 | 0 | 0 | -0.033254 | -0.0608 | -0.031305 | -0.077156 | 0.01126 | 1.152 | 1.989 | 4.6002
|  | 719.011 | 0 | 0 | 0.03038 | 0.076985 | 0.05177 | 0.12628 | 0.076688 | 1.1839 | 2.0122 | 4.6293
|  | 719.2457 | 0 | 0 | -0.0098182 | -0.039639 | -0.012996 | -0.048383 | 0.037476 | 1.1505 | 1.9684 | 4.5479
|  | 719.4805 | 0 | 0 | 0.026432 | 0.085464 | 0.040237 | 0.17924 | 0.067777 | 1.1692 | 1.9782 | 4.557
|  | 719.7152 | 0 | 0 | -0.023107 | -0.054116 | -0.019168 | -0.020105 | 0.027113 | 1.1366 | 1.9358 | 4.4946
|  | 719.9499 | 0 | 0 | 0.025661 | 0.07111 | 0.046326 | 0.15618 | 0.065203 | 1.1423 | 1.9484 | 4.5017
|  | 720.1847 | 0 | 0 | 0.011308 | -0.030382 | -0.010883 | -0.032323 | 0.038584 | 1.1249 | 1.9094 | 4.4302
|  | 720.4194 | 0 | 0 | 0.031413 | 0.049797 | 0.03593 | 0.13136 | 0.060378 | 1.1232 | 1.9096 | 4.4401
|  | 720.6542 | 0 | 0 | -0.015586 | -0.041774 | -0.012821 | -0.024715 | 0.031413 | 1.1088 | 1.8709 | 4.369
|  | 720.889 | 0 | 0 | 0.042391 | 0.06733 | 0.031877 | 0.12164 | 0.071309 | 1.1215 | 1.8959 | 4.375
|  | 721.1238 | 0 | 0 | -0.019982 | -0.032855 | -0.018496 | -0.014927 | 0.028527 | 1.0849 | 1.8394 | 4.3142
|  | 721.3586 | 0 | 0 | 0.018162 | 0.06647 | 0.033683 | 0.10841 | 0.062255 | 1.1006 | 1.8504 | 4.317
|  | 721.5934 | 0 | 0 | -0.023687 | -0.032161 | -0.020212 | -0.053695 | 0.027626 | 1.0639 | 1.8186 | 4.252
|  | 721.8282 | 0 | 0 | 0.023078 | 0.053471 | 0.040028 | 0.11635 | 0.076697 | 1.0814 | 1.8349 | 4.2573
|  | 722.063 | 0 | 0 | -0.016136 | -0.039664 | -0.0081331 | -0.026681 | 0.040077 | 1.0632 | 1.7951 | 4.2163
|  | 722.2979 | 0 | 0 | 0.031054 | 0.046279 | 0.035443 | 0.087589 | 0.067419 | 1.0808 | 1.8032 | 4.2175
|  | 722.5327 | 0 | 0 | -0.0065893 | -0.018305 | -0.013429 | -0.0040278 | 0.038448 | 1.052 | 1.7753 | 4.1734
|  | 722.7675 | 0 | 0 | 0.031223 | 0.049244 | 0.033678 | 0.11994 | 0.071929 | 1.0612 | 1.7799 | 4.1774
|  | 723.0024 | 0 | 0 | -0.0060685 | -0.029181 | -0.0021825 | -0.0098346 | 0.039103 | 1.0421 | 1.7475 | 4.1299
|  | 723.2373 | 0 | 0 | 0.020722 | 0.039232 | 0.024479 | 0.10032 | 0.06646 | 1.0442 | 1.7521 | 4.1158
|  | 723.4722 | 0 | 0 | -0.0035004 | -0.01539 | -0.012437 | 0.0086992 | 0.044657 | 1.024 | 1.7166 | 4.0836
|  | 723.707 | 0 | 0 | 0.023122 | 0.044534 | 0.026973 | 0.099777 | 0.065432 | 1.0336 | 1.7248 | 4.0772
|  | 723.9419 | 0 | 0 | -0.018124 | -0.029037 | -0.00028444 | -0.025314 | 0.043856 | 1.016 | 1.7047 | 4.0393
|  | 724.1768 | 0 | 0 | 0.011572 | 0.019186 | 0.033024 | 0.074964 | 0.062577 | 1.0255 | 1.7124 | 4.0327
|  | 724.4118 | 0 | 0 | -0.0037939 | -0.025856 | 0.0048573 | 0.026561 | 0.042179 | 1.0088 | 1.6858 | 3.9969
|  | 724.6467 | 0 | 0 | 0.022535 | 0.032347 | 0.028417 | 0.097385 | 0.059788 | 1.0142 | 1.6829 | 3.9853
|  | 724.8816 | 0 | 0 | -0.0019958 | -0.011877 | 0.0056172 | 0.023626 | 0.04187 | 0.99909 | 1.6596 | 3.9541
|  | 725.1166 | 0 | 0 | 0.018183 | 0.034637 | 0.022524 | 0.088726 | 0.058592 | 0.99677 | 1.653 | 3.9453
|  | 725.3515 | 0 | 0 | -0.00987 | -0.0080665 | 0.00016954 | 0.023043 | 0.04482 | 0.98273 | 1.625 | 3.9006
|  | 725.5865 | 0 | 0 | 0.014999 | 0.035094 | 0.018628 | 0.069651 | 0.05858 | 0.9833 | 1.6241 | 3.8832
|  | 725.8215 | 0 | 0 | -2.9476e-05 | -0.016335 | -0.0027811 | 0.004539 | 0.047303 | 0.9717 | 1.6055 | 3.8473
|  | 726.0565 | 0 | 0 | 0.017912 | 0.020534 | 0.014081 | 0.060597 | 0.059354 | 0.97124 | 1.6028 | 3.8312
|  | 726.2914 | 0 | 0 | -0.0048354 | -0.012759 | -0.00098867 | 0.036939 | 0.046586 | 0.95839 | 1.5847 | 3.7989
|  | 726.5264 | 0 | 0 | 0.0072944 | 0.01611 | 0.0049341 | 0.081825 | 0.060723 | 0.95706 | 1.5712 | 3.784
|  | 726.7614 | 0 | 0 | 0.0014308 | -0.0038969 | -0.0012637 | 0.036928 | 0.052443 | 0.94812 | 1.5515 | 3.7594
|  | 726.9965 | 0 | 0 | 0.013869 | 0.018029 | 0.017068 | 0.070327 | 0.057727 | 0.94554 | 1.5479 | 3.7349
|  | 727.2315 | 0 | 0 | 0.0024221 | 0.0017883 | 0.010048 | 0.053004 | 0.051618 | 0.93554 | 1.5345 | 3.6947
|  | 727.4665 | 0 | 0 | 0.016217 | 0.021861 | 0.018689 | 0.062789 | 0.059409 | 0.93866 | 1.5284 | 3.6793
|  | 727.7016 | 0 | 0 | 0.0065894 | 0.021415 | 0.0083687 | 0.050117 | 0.057302 | 0.92753 | 1.5127 | 3.6501
|  | 727.9366 | 0 | 0 | 0.0080571 | 0.03059 | 0.010761 | 0.071411 | 0.057406 | 0.91899 | 1.4978 | 3.6235
|  | 728.1717 | 0 | 0 | 0.004381 | 0.028842 | 0.012705 | 0.062166 | 0.056426 | 0.91342 | 1.4856 | 3.6006
|  | 728.4068 | 0 | 0 | 0.00082893 | 0.014718 | 0.0086244 | 0.061588 | 0.058558 | 0.90653 | 1.4756 | 3.577
|  | 728.6419 | 0 | 0 | 0.0099938 | 0.012153 | 0.01165 | 0.055891 | 0.058025 | 0.89972 | 1.4638 | 3.5524
|  | 728.877 | 0 | 0 | 0.014375 | 0.017527 | 0.013149 | 0.037482 | 0.064222 | 0.89646 | 1.4531 | 3.525
|  | 729.1121 | 0 | 0 | 0.0080792 | 0.027614 | 0.015951 | 0.054133 | 0.064464 | 0.8899 | 1.4392 | 3.4983
|  | 729.3472 | 0 | 0 | 0.0011446 | 0.0039716 | 0.0054399 | 0.034506 | 0.055903 | 0.87283 | 1.4278 | 3.477
|  | 729.5823 | 0 | 0 | 0.01695 | 0.010881 | 0.014345 | 0.076583 | 0.061314 | 0.87037 | 1.4248 | 3.4579
|  | 729.8174 | 0 | 0 | 0.001056 | -0.0076339 | 0.0047064 | 0.047769 | 0.056575 | 0.86387 | 1.4079 | 3.4185
|  | 730.0526 | 0 | 0 | 0.012416 | 0.022631 | 0.016415 | 0.08649 | 0.067933 | 0.86597 | 1.399 | 3.404
|  | 730.2877 | 0 | 0 | 0.0057234 | -0.0015338 | 0.0020586 | 0.034032 | 0.054465 | 0.85824 | 1.3794 | 3.3833
|  | 730.5229 | 0 | 0 | 0.016055 | 0.018141 | 0.022332 | 0.080614 | 0.064196 | 0.85468 | 1.3757 | 3.3666
|  | 730.758 | 0 | 0 | -5.8899e-05 | -0.0090388 | 0.011225 | 0.036291 | 0.057384 | 0.84591 | 1.3613 | 3.3325
|  | 730.9932 | 0 | 0 | 0.018771 | 0.041231 | 0.03358 | 0.069169 | 0.075934 | 0.84987 | 1.3632 | 3.3286
|  | 731.2284 | 0 | 0 | -0.0058118 | -0.011639 | 0.0097379 | -4.7321e-05 | 0.061059 | 0.83278 | 1.3363 | 3.2887
|  | 731.4636 | 0 | 0 | 0.01006 | 0.038759 | 0.025857 | 0.076598 | 0.068266 | 0.83465 | 1.3331 | 3.2666
|  | 731.6988 | 0 | 0 | -0.010882 | -0.006165 | -0.0026062 | 0.0074568 | 0.050977 | 0.81538 | 1.3138 | 3.2369
|  | 731.934 | 0 | 0 | 0.0035964 | 0.03011 | 0.021562 | 0.089297 | 0.073807 | 0.82123 | 1.319 | 3.2304
|  | 732.1692 | 0 | 0 | -0.0046082 | -0.0032261 | -0.0065148 | -0.010451 | 0.06048 | 0.81621 | 1.2969 | 3.1928
|  | 732.4045 | 0 | 0 | 0.018499 | 0.042616 | 0.023967 | 0.080639 | 0.075481 | 0.81398 | 1.2944 | 3.1826
|  | 732.6397 | 0 | 0 | -0.016136 | -0.029 | -0.0068378 | 0.0017524 | 0.049457 | 0.78949 | 1.2722 | 3.1522
|  | 732.875 | 0 | 0 | 0.027356 | 0.048698 | 0.022786 | 0.11876 | 0.078927 | 0.80558 | 1.2851 | 3.1516
|  | 733.1102 | 0 | 0 | -0.0067367 | -0.027135 | -0.00082608 | 0.019009 | 0.053642 | 0.78572 | 1.252 | 3.1071
|  | 733.3455 | 0 | 0 | 0.02142 | 0.034318 | 0.031587 | 0.082987 | 0.076193 | 0.79262 | 1.2624 | 3.1053
|  | 733.5807 | 0 | 0 | -0.0063397 | -0.019007 | -0.0046281 | -0.027243 | 0.059402 | 0.77657 | 1.2328 | 3.0744
|  | 733.816 | 0 | 0 | 0.030886 | 0.050134 | 0.026284 | 0.10478 | 0.083177 | 0.78537 | 1.2447 | 3.0641
|  | 734.0513 | 0 | 0 | -0.0081307 | -0.020454 | -0.011945 | -0.0069287 | 0.061433 | 0.76991 | 1.2143 | 3.0211
|  | 734.2866 | 0 | 0 | 0.03126 | 0.046461 | 0.038869 | 0.097928 | 0.093059 | 0.7797 | 1.2293 | 3.028
|  | 734.5219 | 0 | 0 | -0.017794 | -0.038878 | -0.00058989 | -0.027091 | 0.050685 | 0.75465 | 1.188 | 2.9902
|  | 734.7573 | 0 | 0 | 0.014074 | 0.044473 | 0.038002 | 0.12285 | 0.080559 | 0.7597 | 1.2001 | 2.9857
|  | 734.9926 | 0 | 0 | -0.021787 | -0.028167 | -0.0097195 | -0.017844 | 0.056625 | 0.74311 | 1.1747 | 2.9541
|  | 735.2279 | 0 | 0 | 0.036007 | 0.057835 | 0.033708 | 0.10665 | 0.093447 | 0.75748 | 1.1888 | 2.951
|  | 735.4633 | 0 | 0 | -0.022681 | -0.029636 | -0.019151 | -0.030506 | 0.059822 | 0.73353 | 1.1533 | 2.9128
|  | 735.6987 | 0 | 0 | 0.038634 | 0.067151 | 0.033349 | 0.13032 | 0.097655 | 0.75043 | 1.1729 | 2.9067
|  | 735.934 | 0 | 0 | -0.0069935 | -0.030065 | -0.0098115 | -0.027718 | 0.059528 | 0.73023 | 1.1407 | 2.8752
|  | 736.1694 | 0 | 0 | 0.02241 | 0.038673 | 0.036382 | 0.099847 | 0.096524 | 0.73444 | 1.1552 | 2.8751
|  | 736.4048 | 0 | 0 | -0.021647 | -0.045422 | -0.018335 | -0.049065 | 0.05405 | 0.71752 | 1.1164 | 2.8298
|  | 736.6402 | 0 | 0 | 0.033042 | 0.059167 | 0.043613 | 0.10605 | 0.092485 | 0.72632 | 1.1276 | 2.8217
|  | 736.8756 | 0 | 0 | -0.029088 | -0.042421 | -0.023057 | -0.074174 | 0.053751 | 0.70307 | 1.0975 | 2.7773
|  | 737.111 | 0 | 0 | 0.028589 | 0.069665 | 0.048572 | 0.13378 | 0.11003 | 0.71823 | 1.1171 | 2.7898
|  | 737.3464 | 0 | 0 | -0.012137 | -0.042457 | -0.019903 | -0.043753 | 0.06186 | 0.69697 | 1.0821 | 2.7465
|  | 737.5819 | 0 | 0 | 0.016232 | 0.066052 | 0.039544 | 0.13711 | 0.094589 | 0.70765 | 1.0999 | 2.752
|  | 737.8173 | 0 | 0 | -0.023151 | -0.053778 | -0.018995 | -0.05544 | 0.062614 | 0.68806 | 1.0654 | 2.7018
|  | 738.0527 | 0 | 0 | 0.028999 | 0.06509 | 0.040307 | 0.13938 | 0.10727 | 0.70683 | 1.0912 | 2.7172
|  | 738.2882 | 0 | 0 | -0.023599 | -0.053938 | -0.021905 | -0.048994 | 0.061228 | 0.67645 | 1.0447 | 2.6683
|  | 738.5237 | 0 | 0 | 0.019651 | 0.076917 | 0.040265 | 0.14812 | 0.10123 | 0.69018 | 1.0592 | 2.6713
|  | 738.7591 | 0 | 0 | -0.036059 | -0.063029 | -0.029537 | -0.078986 | 0.06141 | 0.66322 | 1.0221 | 2.6101
|  | 738.9946 | 0 | 0 | 0.032918 | 0.077941 | 0.038746 | 0.13831 | 0.10607 | 0.68527 | 1.0469 | 2.637
|  | 739.2301 | 0 | 0 | -0.0054814 | -0.042524 | -0.0086541 | -0.013903 | 0.069898 | 0.66108 | 1.0164 | 2.5876
|  | 739.4656 | 0 | 0 | 0.038957 | 0.070518 | 0.037892 | 0.17402 | 0.10636 | 0.66963 | 1.0293 | 2.6002
|  | 739.7011 | 0 | 0 | -0.022836 | -0.036661 | -0.016433 | -0.052976 | 0.068762 | 0.64694 | 0.99051 | 2.553
|  | 739.9367 | 0 | 0 | 0.033799 | 0.066581 | 0.044475 | 0.14641 | 0.10796 | 0.67036 | 1.0172 | 2.5674
|  | 740.1722 | 0 | 0 | -0.012497 | -0.033783 | -0.007248 | -0.037442 | 0.07762 | 0.64527 | 0.98381 | 2.5118
|  | 740.4077 | 0 | 0 | 0.036742 | 0.062249 | 0.038082 | 0.089368 | 0.1045 | 0.65241 | 0.9955 | 2.5155
|  | 740.6433 | 0 | 0 | -0.018543 | -0.040874 | -0.022487 | -0.043223 | 0.079134 | 0.63118 | 0.96528 | 2.482
|  | 740.8788 | 0 | 0 | 0.025367 | 0.034098 | 0.032698 | 0.1141 | 0.098472 | 0.63669 | 0.97779 | 2.4836
|  | 741.1144 | 0 | 0 | -0.024691 | -0.03519 | -0.010904 | -0.027113 | 0.07634 | 0.62321 | 0.94653 | 2.4505
|  | 741.35 | 0 | 0 | 0.028537 | 0.061311 | 0.035948 | 0.089297 | 0.11877 | 0.63858 | 0.96941 | 2.4594
|  | 741.5856 | 0 | 0 | -0.020436 | -0.03016 | -0.012524 | -0.017301 | 0.082324 | 0.61716 | 0.94077 | 2.4162
|  | 741.8212 | 0 | 0 | 0.02828 | 0.059878 | 0.037622 | 0.11531 | 0.11484 | 0.62912 | 0.95165 | 2.4107
|  | 742.0568 | 0 | 0 | -0.013215 | -0.020444 | -0.012264 | -0.035187 | 0.088034 | 0.60742 | 0.91927 | 2.3736
|  | 742.2924 | 0 | 0 | 0.025389 | 0.047544 | 0.021986 | 0.091683 | 0.11499 | 0.61705 | 0.93599 | 2.3708
|  | 742.528 | 0 | 0 | -0.011286 | -0.014591 | -0.013712 | -0.020758 | 0.090179 | 0.59884 | 0.90937 | 2.3473
|  | 742.7636 | 0 | 0 | 0.015013 | 0.054098 | 0.021174 | 0.073776 | 0.118 | 0.60667 | 0.91641 | 2.3401
|  | 742.9993 | 0 | 0 | -0.01188 | -0.024242 | -0.021664 | -0.012669 | 0.094797 | 0.59525 | 0.89944 | 2.3087
|  | 743.2349 | 0 | 0 | 0.011557 | 0.030509 | 0.023895 | 0.09629 | 0.11867 | 0.60373 | 0.90316 | 2.3059
|  | 743.4706 | 0 | 0 | -0.0023409 | -0.0096345 | -7.3563e-05 | -0.017818 | 0.097206 | 0.58782 | 0.88192 | 2.2796
|  | 743.7062 | 0 | 0 | 0.032566 | 0.050473 | 0.028153 | 0.07433 | 0.11819 | 0.59718 | 0.89171 | 2.2783
|  | 743.9419 | 0 | 0 | -0.0051952 | -0.02281 | -0.0036158 | -0.01153 | 0.098388 | 0.57823 | 0.87113 | 2.24
|  | 744.1776 | 0 | 0 | 0.014991 | 0.024985 | 0.018991 | 0.07604 | 0.11635 | 0.58277 | 0.86883 | 2.236
|  | 744.4133 | 0 | 0 | -0.017414 | -0.033436 | -0.0082213 | -0.0097346 | 0.099109 | 0.56801 | 0.8489 | 2.205
|  | 744.649 | 0 | 0 | 0.016612 | 0.022601 | 0.014324 | 0.074381 | 0.11862 | 0.57451 | 0.85082 | 2.1976
|  | 744.8847 | 0 | 0 | -0.0075584 | -0.010688 | -0.0046213 | 0.006384 | 0.10009 | 0.5613 | 0.83529 | 2.1715
|  | 745.1204 | 0 | 0 | 0.0063695 | 0.029515 | 0.018098 | 0.080686 | 0.11735 | 0.56445 | 0.84256 | 2.1584
|  | 745.3561 | 0 | 0 | -0.0036906 | -0.016431 | 0.00024965 | 0.012035 | 0.10859 | 0.55596 | 0.83062 | 2.1314
|  | 745.5919 | 0 | 0 | 0.012512 | 0.018627 | 0.020667 | 0.065675 | 0.12467 | 0.55851 | 0.8305 | 2.1283
|  | 745.8276 | 0 | 0 | -0.0045272 | -0.0026114 | 0.0029977 | 0.0167 | 0.11644 | 0.55075 | 0.81495 | 2.1113
|  | 746.0634 | 0 | 0 | 0.0032142 | 0.029592 | 0.016623 | 0.062205 | 0.12387 | 0.54769 | 0.81151 | 2.1036
|  | 746.2992 | 0 | 0 | -0.0077781 | -0.013954 | 0.0036349 | 0.0086276 | 0.11384 | 0.534 | 0.79681 | 2.0756
|  | 746.5349 | 0 | 0 | 0.013289 | 0.019439 | 0.016619 | 0.053053 | 0.13056 | 0.53912 | 0.80076 | 2.0647
|  | 746.7707 | 0 | 0 | 0.011565 | -0.001686 | 0.0064782 | 0.042616 | 0.1275 | 0.53509 | 0.79566 | 2.0468
|  | 747.0065 | 0 | 0 | 0.01155 | 0.0099386 | 0.012837 | 0.045543 | 0.12967 | 0.53699 | 0.79109 | 2.0364
|  | 747.2423 | 0 | 0 | 0.0051659 | 0.0094563 | 0.002915 | 0.0075641 | 0.12341 | 0.53282 | 0.78247 | 2.0233
|  | 747.4781 | 0 | 0 | 0.0019664 | 0.017482 | 0.0059875 | 0.023038 | 0.12943 | 0.52802 | 0.77578 | 2.0068
|  | 747.7139 | 0 | 0 | -0.0025829 | 0.00015378 | 0.005143 | 0.00569 | 0.12402 | 0.51649 | 0.76564 | 1.9856
|  | 747.9497 | 0 | 0 | 0.013245 | 0.014867 | 0.0083319 | 0.03277 | 0.13172 | 0.51839 | 0.76684 | 1.9849
|  | 748.1856 | 0 | 0 | 0.012335 | 0.017946 | 0.0055759 | 0.037417 | 0.13626 | 0.51577 | 0.75859 | 1.9739
|  | 748.4214 | 0 | 0 | 0.0037129 | 0.014354 | 0.0049903 | 0.041504 | 0.13269 | 0.50582 | 0.74878 | 1.9558
|  | 748.6573 | 0 | 0 | -0.0017539 | 0.01219 | 0.0097579 | 0.032851 | 0.13243 | 0.50381 | 0.74592 | 1.9424
|  | 748.8931 | 0 | 0 | -0.011015 | 0.0094387 | 0.0064049 | 0.039193 | 0.13434 | 0.50364 | 0.74319 | 1.9289
|  | 749.129 | 0 | 0 | -0.0032584 | 0.0046229 | 0.0065325 | 0.044948 | 0.14298 | 0.50721 | 0.73947 | 1.9155
|  | 749.3649 | 0 | 0 | 0.001372 | -0.0063673 | 0.0077268 | 0.022425 | 0.14598 | 0.50224 | 0.73135 | 1.9002
|  | 749.6008 | 0 | 0 | 0.012717 | 0.011576 | 0.012699 | 0.032832 | 0.1519 | 0.50221 | 0.72681 | 1.8853
|  | 749.8367 | 0 | 0 | 0.004058 | -0.0025349 | 0.003096 | -0.0057912 | 0.14539 | 0.49334 | 0.71687 | 1.8689
|  | 750.0726 | 0 | 0 | 0.0029133 | 0.017785 | 0.013381 | 0.033944 | 0.15413 | 0.48929 | 0.71785 | 1.8628
|  | 750.3085 | 0 | 0 | -0.01009 | -0.0023385 | 0.0045058 | 0.025981 | 0.14794 | 0.48188 | 0.70794 | 1.846
|  | 750.5444 | 0 | 0 | 0.0043735 | 0.017463 | 0.010991 | 0.057143 | 0.16122 | 0.48399 | 0.70627 | 1.8377
|  | 750.7804 | 0 | 0 | -0.01122 | -0.0044625 | -0.0039131 | 0.0080302 | 0.15201 | 0.47507 | 0.69314 | 1.8156
|  | 751.0163 | 0 | 0 | 0.0011593 | 0.02192 | 0.011577 | 0.053574 | 0.15985 | 0.47697 | 0.69301 | 1.8045
|  | 751.2523 | 0 | 0 | -0.013568 | -0.019349 | -0.0055169 | 0.016778 | 0.15186 | 0.46702 | 0.67998 | 1.7853
|  | 751.4882 | 0 | 0 | 0.0086147 | 0.010822 | 0.0075449 | 0.07094 | 0.16957 | 0.47244 | 0.68549 | 1.7771
|  | 751.7242 | 0 | 0 | -0.0019958 | -0.017102 | -0.0039128 | 0.022483 | 0.15978 | 0.4654 | 0.67449 | 1.7577
|  | 751.9602 | 0 | 0 | 0.011052 | 0.019371 | 0.018973 | 0.070887 | 0.17408 | 0.46922 | 0.67283 | 1.7503
|  | 752.1961 | 0 | 0 | -0.010016 | -0.018693 | -0.0063042 | 0.002911 | 0.16114 | 0.45551 | 0.65802 | 1.7272
|  | 752.4321 | 0 | 0 | 0.0052395 | 0.032271 | 0.010956 | 0.053575 | 0.17717 | 0.45537 | 0.66293 | 1.7294
|  | 752.6681 | 0 | 0 | -0.011807 | -0.015372 | -0.0073414 | 0.0022416 | 0.16384 | 0.4528 | 0.65478 | 1.7086
|  | 752.9042 | 0 | 0 | 0.026255 | 0.039014 | 0.018375 | 0.08643 | 0.19371 | 0.46012 | 0.66216 | 1.7033
|  | 753.1402 | 0 | 0 | -0.006157 | -0.013991 | -0.0077857 | -0.0097876 | 0.17532 | 0.44745 | 0.64032 | 1.6814
|  | 753.3762 | 0 | 0 | 0.021706 | 0.033843 | 0.022428 | 0.073224 | 0.19714 | 0.45428 | 0.64845 | 1.6848
|  | 753.6123 | 0 | 0 | -0.015453 | -0.024214 | -0.011558 | -0.0045912 | 0.17508 | 0.43832 | 0.62743 | 1.6611
|  | 753.8483 | 0 | 0 | 0.017663 | 0.044734 | 0.018896 | 0.10606 | 0.19853 | 0.44438 | 0.63794 | 1.6626
|  | 754.0843 | 0 | 0 | -0.015226 | -0.010839 | -0.011695 | -0.016175 | 0.18229 | 0.43396 | 0.62122 | 1.6408
|  | 754.3204 | 0 | 0 | 0.017956 | 0.036082 | 0.023709 | 0.076058 | 0.20987 | 0.44007 | 0.63027 | 1.6379
|  | 754.5565 | 0 | 0 | -0.0046229 | -0.039069 | -0.0096899 | -0.021428 | 0.19083 | 0.42742 | 0.61429 | 1.6099
|  | 754.7926 | 0 | 0 | -0.023342 | -0.052662 | -0.028231 | -0.053052 | 0.18137 | 0.41732 | 0.60115 | 1.5839
|  | 755.0287 | 0 | 0 | 0.011807 | 0.026971 | 0.020754 | 0.083552 | 0.21281 | 0.42646 | 0.61442 | 1.585
|  | 755.2648 | 0 | 0 | -0.023951 | -0.025747 | -0.0071591 | -0.03346 | 0.19569 | 0.41503 | 0.59156 | 1.5592
|  | 755.5009 | 0 | 0 | 0.019585 | 0.03711 | 0.034451 | 0.083482 | 0.22677 | 0.424 | 0.60604 | 1.5681
|  | 755.737 | 0 | 0 | -0.018455 | -0.037512 | -0.013915 | -0.032811 | 0.19847 | 0.41021 | 0.58523 | 1.5374
|  | 755.9731 | 0 | 0 | 0.026381 | 0.054186 | 0.028468 | 0.095712 | 0.23461 | 0.42321 | 0.59503 | 1.5453
|  | 756.2092 | 0 | 0 | -0.022755 | -0.016662 | -0.020305 | -0.012761 | 0.20246 | 0.40282 | 0.57343 | 1.5157
|  | 756.4454 | 0 | 0 | 0.031105 | 0.063204 | 0.029483 | 0.099165 | 0.24794 | 0.42197 | 0.59196 | 1.5274
|  | 756.6816 | 0 | 0 | -0.028317 | -0.035376 | -0.013616 | -0.023674 | 0.21583 | 0.40049 | 0.56794 | 1.4984
|  | 756.9177 | 0 | 0 | 0.034327 | 0.048938 | 0.033785 | 0.099195 | 0.25652 | 0.41707 | 0.58755 | 1.508
|  | 757.1539 | 0 | 0 | -0.01899 | -0.050947 | -0.01941 | -0.030619 | 0.2175 | 0.39229 | 0.55777 | 1.4782
|  | 757.3901 | 0 | 0 | 0.011146 | 0.041001 | 0.034338 | 0.095067 | 0.25155 | 0.40911 | 0.57296 | 1.4834
|  | 757.6263 | 0 | 0 | -0.016533 | -0.049271 | -0.018902 | -0.044371 | 0.22747 | 0.38831 | 0.54837 | 1.4539
|  | 757.8624 | 0 | 0 | 0.029894 | 0.045609 | 0.041685 | 0.097403 | 0.26449 | 0.4017 | 0.56554 | 1.4646
|  | 758.0987 | 0 | 0 | -0.023298 | -0.064282 | -0.026645 | -0.050228 | 0.22731 | 0.37858 | 0.53495 | 1.428
|  | 758.3349 | 0 | 0 | 0.019387 | 0.073715 | 0.040773 | 0.1597 | 0.27285 | 0.3984 | 0.55813 | 1.4429
|  | 758.5711 | 0 | 0 | -0.022212 | -0.055077 | -0.014646 | -0.074332 | 0.24808 | 0.38412 | 0.53545 | 1.4162
|  | 758.8073 | 0 | 0 | 0.030291 | 0.076236 | 0.044561 | 0.1267 | 0.28538 | 0.39477 | 0.54879 | 1.4201
|  | 759.0436 | 0 | 0 | -0.023724 | -0.05974 | -0.023074 | -0.063461 | 0.24529 | 0.37301 | 0.51943 | 1.3882
|  | 759.2798 | 0 | 0 | 0.013319 | 0.052842 | 0.025724 | 0.12441 | 0.28559 | 0.387 | 0.54355 | 1.3953
|  | 759.5161 | 0 | 0 | -0.029513 | -0.055829 | -0.022654 | -0.065751 | 0.24997 | 0.36569 | 0.51241 | 1.3662
|  | 759.7523 | 0 | 0 | 0.039727 | 0.078126 | 0.041454 | 0.13189 | 0.30422 | 0.3903 | 0.53798 | 1.3902
|  | 759.9886 | 0 | 0 | -0.028823 | -0.060895 | -0.021022 | -0.054672 | 0.26302 | 0.35629 | 0.50402 | 1.3439
|  | 760.2249 | 0 | 0 | 0.025382 | 0.050065 | 0.030791 | 0.11352 | 0.30166 | 0.37787 | 0.52508 | 1.3529
|  | 760.4612 | 0 | 0 | -0.016753 | -0.056111 | -0.011308 | -0.063876 | 0.26664 | 0.36166 | 0.49805 | 1.3282
|  | 760.6975 | 0 | 0 | 0.019622 | 0.032672 | 0.033359 | 0.11986 | 0.31163 | 0.37346 | 0.51117 | 1.3382
|  | 760.9338 | 0 | 0 | -0.019585 | -0.039844 | -0.0158 | -0.042103 | 0.28056 | 0.35382 | 0.49255 | 1.3024
|  | 761.1701 | 0 | 0 | 0.030967 | 0.04 | 0.030615 | 0.11517 | 0.31591 | 0.37221 | 0.51502 | 1.3212
|  | 761.4064 | 0 | 0 | -0.014587 | -0.039066 | -0.017007 | -0.030514 | 0.29031 | 0.35198 | 0.4904 | 1.293
|  | 761.6428 | 0 | 0 | 0.023408 | 0.052716 | 0.025455 | 0.10662 | 0.32434 | 0.36219 | 0.50114 | 1.2948
|  | 761.8791 | 0 | 0 | -0.0074183 | -0.042941 | -0.012342 | -0.031674 | 0.30774 | 0.34581 | 0.48062 | 1.2674
|  | 762.1155 | 0 | 0 | 0.017369 | 0.044632 | 0.029598 | 0.09691 | 0.33949 | 0.35369 | 0.49565 | 1.2743
|  | 762.3518 | 0 | 0 | -0.011646 | -0.035869 | -0.013095 | -0.015495 | 0.31476 | 0.34791 | 0.47211 | 1.2561
|  | 762.5882 | 0 | 0 | 0.015233 | 0.039889 | 0.027988 | 0.095619 | 0.34775 | 0.35403 | 0.48419 | 1.2589
|  | 762.8246 | 0 | 0 | -0.010706 | -0.036469 | -0.011919 | -0.037623 | 0.32174 | 0.33919 | 0.46556 | 1.2384
|  | 763.061 | 0 | 0 | 0.013509 | 0.032658 | 0.027353 | 0.083002 | 0.35037 | 0.34859 | 0.47774 | 1.2358
|  | 763.2974 | 0 | 0 | -0.010736 | -0.02496 | -0.006157 | -0.03926 | 0.33997 | 0.33522 | 0.46364 | 1.2191
|  | 763.5338 | 0 | 0 | 0.021097 | 0.046033 | 0.027912 | 0.089767 | 0.36376 | 0.34445 | 0.47513 | 1.226
|  | 763.7702 | 0 | 0 | -0.016489 | -0.032687 | -0.012416 | -0.016663 | 0.34578 | 0.33105 | 0.45686 | 1.2014
|  | 764.0066 | 0 | 0 | 0.01902 | 0.031733 | 0.028906 | 0.096844 | 0.37079 | 0.33858 | 0.46603 | 1.2041
|  | 764.243 | 0 | 0 | -0.005834 | -0.030999 | -0.007558 | 0.014419 | 0.35574 | 0.33353 | 0.45205 | 1.1888
|  | 764.4795 | 0 | 0 | 0.018968 | 0.031861 | 0.015484 | 0.10378 | 0.38 | 0.34054 | 0.45875 | 1.1909
|  | 764.7159 | 0 | 0 | -0.013003 | -0.019454 | -0.014112 | -0.0010829 | 0.36432 | 0.32521 | 0.44094 | 1.1682
|  | 764.9524 | 0 | 0 | 0.0062808 | 0.024775 | 0.015843 | 0.059397 | 0.38395 | 0.33057 | 0.44824 | 1.1688
|  | 765.1889 | 0 | 0 | -0.018272 | -0.019858 | -0.0033026 | -0.022477 | 0.37703 | 0.31982 | 0.43389 | 1.1532
|  | 765.4253 | 0 | 0 | 0.0037423 | 0.025337 | 0.014887 | 0.073281 | 0.40157 | 0.32821 | 0.44311 | 1.1543
|  | 765.6618 | 0 | 0 | -0.015571 | -0.020625 | -0.0056186 | 0.016151 | 0.38699 | 0.32149 | 0.4295 | 1.135
|  | 765.8983 | 0 | 0 | 0.014404 | 0.02471 | 0.013973 | 0.062845 | 0.4098 | 0.32463 | 0.43773 | 1.1403
|  | 766.1348 | 0 | 0 | -0.013612 | -0.026558 | -0.0068113 | 0.0034547 | 0.39971 | 0.3168 | 0.4272 | 1.1266
|  | 766.3713 | 0 | 0 | 0.010016 | 0.013701 | 0.015315 | 0.062836 | 0.42391 | 0.32202 | 0.43078 | 1.1246
|  | 766.6078 | 0 | 0 | -0.0098845 | -0.021534 | 0.0021971 | 2.3557e-05 | 0.4137 | 0.31033 | 0.41896 | 1.106
|  | 766.8443 | 0 | 0 | 0.0078226 | 0.016845 | 0.020489 | 0.023581 | 0.43238 | 0.3134 | 0.42337 | 1.1042
|  | 767.0809 | 0 | 0 | 0.00096186 | -0.0018572 | 0.0076623 | -0.0081545 | 0.43559 | 0.30929 | 0.41894 | 1.0945
|  | 767.3174 | 0 | 0 | 0.015418 | 0.018066 | 0.017394 | 0.059889 | 0.44939 | 0.31517 | 0.42338 | 1.0933
|  | 767.554 | 0 | 0 | -0.0040138 | -0.010322 | 0.0014485 | 0.011569 | 0.44196 | 0.30649 | 0.41001 | 1.0853
|  | 767.7905 | 0 | 0 | 0.0022451 | 0.0069242 | 0.01039 | 0.046757 | 0.45343 | 0.30645 | 0.40952 | 1.0773
|  | 768.0271 | 0 | 0 | -0.0029869 | -0.0080157 | 0.0032241 | 0.025939 | 0.45408 | 0.30313 | 0.40629 | 1.0683
|  | 768.2637 | 0 | 0 | -0.002987 | 0.0046363 | 0.0088037 | 0.044925 | 0.4653 | 0.30379 | 0.40429 | 1.0618
|  | 768.5003 | 0 | 0 | -0.0075508 | 0.0079763 | 0.00018592 | 0.034017 | 0.4699 | 0.30019 | 0.40047 | 1.0551
|  | 768.7369 | 0 | 0 | -0.0029133 | 0.011829 | 0.0056107 | 0.03175 | 0.47762 | 0.29983 | 0.40237 | 1.0479
|  | 768.9735 | 0 | 0 | -0.0081088 | 0.0041072 | 0.002233 | 0.015618 | 0.4841 | 0.29799 | 0.39936 | 1.0345
|  | 769.2101 | 0 | 0 | 0.00090264 | 0.011025 | 0.0076044 | 0.028817 | 0.49567 | 0.29611 | 0.39637 | 1.0267
|  | 769.4467 | 0 | 0 | 0.0035226 | 0.012779 | 0.0099919 | 0.049558 | 0.50385 | 0.29736 | 0.39638 | 1.0224
|  | 769.6833 | 0 | 0 | -0.0039546 | 0.0069626 | 0.0052049 | 0.035739 | 0.50018 | 0.2919 | 0.39218 | 1.0153
|  | 769.9199 | 0 | 0 | 0.005775 | 0.011053 | 0.0074248 | 0.04037 | 0.51395 | 0.29097 | 0.38862 | 1.0122
|  | 770.1566 | 0 | 0 | 0.0025534 | 0.0029295 | 0.0023845 | 0.016733 | 0.52292 | 0.29097 | 0.38747 | 1.0045
|  | 770.3932 | 0 | 0 | -7.3717e-05 | 0.015299 | 0.014034 | 0.044365 | 0.53192 | 0.28827 | 0.38604 | 0.99959
|  | 770.6299 | 0 | 0 | -8.1153e-05 | -0.0028724 | 0.0052554 | 0.044367 | 0.53145 | 0.28361 | 0.3761 | 0.99277
|  | 770.8666 | 0 | 0 | 0.0066335 | 0.014192 | 0.011566 | 0.066274 | 0.54935 | 0.28813 | 0.38099 | 0.98597
|  | 771.1033 | 0 | 0 | -0.0086514 | -0.015107 | -0.0028917 | 0.017338 | 0.54979 | 0.28001 | 0.37251 | 0.96929
|  | 771.34 | 0 | 0 | 0.007793 | 0.011101 | 0.012812 | 0.057628 | 0.56663 | 0.28338 | 0.37202 | 0.97517
|  | 771.5766 | 0 | 0 | 0.0017466 | -0.01109 | -0.0022696 | 0.020748 | 0.56596 | 0.28517 | 0.36963 | 0.96799
|  | 771.8134 | 0 | 0 | 0.011175 | 0.023433 | 0.016687 | 0.070924 | 0.58455 | 0.28839 | 0.37644 | 0.95902
|  | 772.0501 | 0 | 0 | -0.012526 | -0.02725 | 0.002915 | -0.0011893 | 0.57821 | 0.27817 | 0.36521 | 0.94907
|  | 772.2868 | 0 | 0 | 0.013802 | 0.012512 | 0.02294 | 0.07439 | 0.60061 | 0.28223 | 0.36665 | 0.9511
|  | 772.5235 | 0 | 0 | -0.0066778 | -0.031893 | -0.011753 | -0.0022957 | 0.58675 | 0.27076 | 0.35827 | 0.93814
|  | 772.7603 | 0 | 0 | 0.019915 | 0.037085 | 0.019145 | 0.095632 | 0.61476 | 0.27988 | 0.36928 | 0.93948
|  | 772.997 | 0 | 0 | -0.0087031 | -0.0088338 | 0.00050478 | -0.014416 | 0.60408 | 0.26812 | 0.35138 | 0.92145
|  | 773.2337 | 0 | 0 | 0.0048574 | 0.025632 | 0.027885 | 0.089926 | 0.62582 | 0.27298 | 0.36126 | 0.91912
|  | 773.4705 | 0 | 0 | -0.0028543 | -0.020657 | -0.0089557 | -0.0028883 | 0.61798 | 0.25883 | 0.34861 | 0.90403
|  | 773.7073 | 0 | 0 | 0.022446 | 0.038676 | 0.02159 | 0.084692 | 0.65376 | 0.27103 | 0.35935 | 0.91299
|  | 773.9441 | 0 | 0 | -0.010655 | -0.028201 | -0.005723 | -0.02024 | 0.63631 | 0.26033 | 0.34264 | 0.88873
|  | 774.1809 | 0 | 0 | 0.015637 | 0.037983 | 0.024131 | 0.08359 | 0.67189 | 0.2688 | 0.3515 | 0.89543
|  | 774.4176 | 0 | 0 | -0.0072206 | -0.023402 | -0.002956 | -0.021252 | 0.65728 | 0.25831 | 0.33799 | 0.88
|  | 774.6545 | 0 | 0 | 0.022594 | 0.03897 | 0.034493 | 0.11182 | 0.69495 | 0.27149 | 0.35576 | 0.89166
|  | 774.8913 | 0 | 0 | -0.0077854 | -0.034508 | -0.0092318 | -0.015652 | 0.6636 | 0.25255 | 0.33318 | 0.86942
|  | 775.1281 | 0 | 0 | 0.02343 | 0.045664 | 0.038376 | 0.12679 | 0.70864 | 0.26062 | 0.3475 | 0.87244
|  | 775.3649 | 0 | 0 | -0.025764 | -0.027847 | -0.009704 | -0.025318 | 0.69076 | 0.25053 | 0.32494 | 0.852
|  | 775.6018 | 0 | 0 | 0.023907 | 0.042905 | 0.026421 | 0.1112 | 0.7341 | 0.266 | 0.34072 | 0.8654
|  | 775.8386 | 0 | 0 | -0.034679 | -0.02799 | -0.028874 | -0.028349 | 0.70005 | 0.24292 | 0.31348 | 0.84153
|  | 776.0755 | 0 | 0 | 0.027834 | 0.057447 | 0.025967 | 0.092838 | 0.74422 | 0.26269 | 0.33713 | 0.84891
|  | 776.3123 | 0 | 0 | -0.023033 | -0.034702 | -0.019915 | -0.03571 | 0.72692 | 0.24509 | 0.32136 | 0.8275
|  | 776.5492 | 0 | 0 | 0.012599 | 0.045983 | 0.023152 | 0.12392 | 0.76599 | 0.25909 | 0.33439 | 0.83823
|  | 776.7861 | 0 | 0 | -0.045033 | -0.051437 | -0.02189 | -0.066242 | 0.73717 | 0.24028 | 0.31132 | 0.81492
|  | 777.023 | 0 | 0 | 0.026645 | 0.044698 | 0.041461 | 0.10659 | 0.79732 | 0.26077 | 0.33606 | 0.83118
|  | 777.2599 | 0 | 0 | -0.016195 | -0.044662 | -0.015056 | -0.055255 | 0.75213 | 0.23107 | 0.30059 | 0.80206
|  | 777.4968 | 0 | 0 | 0.014808 | 0.04626 | 0.036889 | 0.13203 | 0.81754 | 0.25086 | 0.3266 | 0.81292
|  | 777.7337 | 0 | 0 | -0.020517 | -0.068264 | -0.02852 | -0.065142 | 0.78764 | 0.23783 | 0.3001 | 0.79901
|  | 777.9706 | 0 | 0 | 0.02048 | 0.047857 | 0.040432 | 0.12781 | 0.82848 | 0.25043 | 0.32483 | 0.80261
|  | 778.2076 | 0 | 0 | -0.043037 | -0.04462 | -0.025136 | -0.063333 | 0.79648 | 0.23033 | 0.30022 | 0.77266
|  | 778.4445 | 0 | 0 | 0.025147 | 0.068813 | 0.042449 | 0.13317 | 0.86041 | 0.24583 | 0.31682 | 0.79705
|  | 778.6815 | 0 | 0 | -0.031377 | -0.053101 | -0.024853 | -0.10263 | 0.82754 | 0.22736 | 0.28876 | 0.77047
|  | 778.9184 | 0 | 0 | 0.041005 | 0.090241 | 0.039607 | 0.16301 | 0.89041 | 0.25339 | 0.32029 | 0.78396
|  | 779.1554 | 0 | 0 | -0.032669 | -0.074787 | -0.041101 | -0.081292 | 0.84392 | 0.22146 | 0.28301 | 0.75374
|  | 779.3923 | 0 | 0 | 0.033952 | 0.066454 | 0.045419 | 0.14577 | 0.91794 | 0.24995 | 0.32184 | 0.77353
|  | 779.6293 | 0 | 0 | -0.029536 | -0.062939 | -0.023939 | -0.084826 | 0.86796 | 0.22102 | 0.28087 | 0.74677
|  | 779.8663 | 0 | 0 | 0.055468 | 0.099158 | 0.045207 | 0.20271 | 0.93852 | 0.2516 | 0.31853 | 0.76195
|  | 780.1033 | 0 | 0 | -0.0384 | -0.074466 | -0.027485 | -0.081299 | 0.88466 | 0.22135 | 0.27274 | 0.74274
|  | 780.3403 | 0 | 0 | 0.036463 | 0.090858 | 0.047985 | 0.13493 | 0.95845 | 0.24246 | 0.31207 | 0.75239
|  | 780.5773 | 0 | 0 | -0.036184 | -0.080108 | -0.033658 | -0.080772 | 0.90686 | 0.21251 | 0.27895 | 0.72128
|  | 780.8144 | 0 | 0 | 0.031847 | 0.077664 | 0.049321 | 0.13198 | 0.98947 | 0.24177 | 0.30489 | 0.74042
|  | 781.0514 | 0 | 0 | -0.0034562 | -0.050852 | -0.021916 | -0.031708 | 0.94843 | 0.22049 | 0.27993 | 0.71683
|  | 781.2884 | 0 | 0 | 0.03388 | 0.0732 | 0.048062 | 0.13771 | 1.0056 | 0.23368 | 0.29642 | 0.72823
|  | 781.5255 | 0 | 0 | -0.04041 | -0.072723 | -0.036121 | -0.083508 | 0.95886 | 0.20755 | 0.26916 | 0.70454
|  | 781.7626 | 0 | 0 | 0.048225 | 0.057185 | 0.044107 | 0.13946 | 1.037 | 0.23341 | 0.29331 | 0.72791
|  | 781.9996 | 0 | 0 | -0.022241 | -0.049115 | -0.023093 | -0.052948 | 1.0009 | 0.20885 | 0.26511 | 0.70038
|  | 782.2367 | 0 | 0 | 0.038597 | 0.067906 | 0.033556 | 0.12673 | 1.0677 | 0.23673 | 0.29677 | 0.7152
|  | 782.4738 | 0 | 0 | -0.026043 | -0.039293 | -0.02298 | -0.068612 | 1.0312 | 0.21092 | 0.26689 | 0.69266
|  | 782.7109 | 0 | 0 | 0.043037 | 0.055137 | 0.034589 | 0.10833 | 1.0937 | 0.23193 | 0.29355 | 0.6996
|  | 782.948 | 0 | 0 | -0.012085 | -0.045107 | -0.016685 | -0.065193 | 1.0573 | 0.21413 | 0.26893 | 0.68734
|  | 783.1851 | 0 | 0 | 0.050749 | 0.071392 | 0.042579 | 0.11122 | 1.1255 | 0.23302 | 0.28939 | 0.69982
|  | 783.4222 | 0 | 0 | -0.016686 | -0.062792 | -0.021297 | -0.052485 | 1.0906 | 0.20699 | 0.26452 | 0.67288
|  | 783.6593 | 0 | 0 | 0.020327 | 0.05158 | 0.034411 | 0.11993 | 1.1548 | 0.21948 | 0.2738 | 0.68099
|  | 783.8964 | 0 | 0 | -0.01582 | -0.036095 | -0.029948 | -0.046121 | 1.1317 | 0.20604 | 0.26197 | 0.66453
|  | 784.1336 | 0 | 0 | 0.029447 | 0.046855 | 0.032349 | 0.14527 | 1.1853 | 0.21931 | 0.2743 | 0.66527
|  | 784.3707 | 0 | 0 | -0.021772 | -0.043678 | -0.020237 | -0.038541 | 1.1548 | 0.20568 | 0.25233 | 0.65037
|  | 784.6079 | 0 | 0 | 0.020832 | 0.047839 | 0.037383 | 0.12743 | 1.2139 | 0.21755 | 0.27597 | 0.66325
|  | 784.8451 | 0 | 0 | -0.016415 | -0.047873 | -0.0089388 | -0.019023 | 1.194 | 0.20475 | 0.25471 | 0.6485
|  | 785.0822 | 0 | 0 | 0.021647 | 0.030429 | 0.027917 | 0.099731 | 1.2476 | 0.20969 | 0.26608 | 0.65367
|  | 785.3194 | 0 | 0 | -0.032008 | -0.056938 | -0.020685 | -0.024105 | 1.2215 | 0.18925 | 0.24315 | 0.62844
|  | 785.5566 | 0 | 0 | 0.010127 | 0.032922 | 0.022863 | 0.10489 | 1.271 | 0.20469 | 0.26058 | 0.63742
|  | 785.7938 | 0 | 0 | -0.019291 | -0.027288 | -0.013245 | -0.0040451 | 1.2683 | 0.19995 | 0.24707 | 0.6268
|  | 786.031 | 0 | 0 | 0.0094583 | 0.015865 | 0.022115 | 0.10489 | 1.3177 | 0.20365 | 0.26177 | 0.62815
|  | 786.2682 | 0 | 0 | -0.023576 | -0.04715 | -0.0058895 | -0.014439 | 1.3024 | 0.18923 | 0.2424 | 0.61161
|  | 786.5054 | 0 | 0 | 0.017633 | 0.03312 | 0.023511 | 0.094515 | 1.3546 | 0.20566 | 0.25375 | 0.61864
|  | 786.7427 | 0 | 0 | -0.0081086 | -0.01789 | -0.0026268 | -0.027197 | 1.3474 | 0.19356 | 0.23939 | 0.60455
|  | 786.9799 | 0 | 0 | 0.0057455 | 0.029186 | 0.024469 | 0.06793 | 1.3862 | 0.19834 | 0.24918 | 0.60943
|  | 787.2172 | 0 | 0 | -0.010346 | -0.035983 | -0.004243 | 0.040969 | 1.3857 | 0.18811 | 0.24038 | 0.59754
|  | 787.4544 | 0 | 0 | 0.0078224 | 0.025343 | 0.016292 | 0.076731 | 1.4215 | 0.19655 | 0.24492 | 0.59852
|  | 787.6917 | 0 | 0 | -0.0035226 | -0.0025055 | -0.0090015 | 0.017251 | 1.4267 | 0.18966 | 0.23439 | 0.59498
|  | 787.9289 | 0 | 0 | 0.012621 | 0.019509 | 0.013338 | 0.092276 | 1.4593 | 0.19282 | 0.24299 | 0.59214
|  | 788.1662 | 0 | 0 | -0.008622 | -0.025102 | -0.0050657 | 0.03969 | 1.4605 | 0.18564 | 0.2338 | 0.58278
|  | 788.4035 | 0 | 0 | 0.0045712 | -0.002684 | 0.020084 | 0.079506 | 1.4925 | 0.18699 | 0.23703 | 0.58742
|  | 788.6408 | 0 | 0 | -0.023672 | -0.024022 | 0.0063172 | 0.033965 | 1.5027 | 0.18198 | 0.22545 | 0.57986
|  | 788.8781 | 0 | 0 | -0.0005649 | 0.010807 | 0.012088 | 0.078324 | 1.54 | 0.18789 | 0.23431 | 0.57613
|  | 789.1154 | 0 | 0 | -0.0083727 | -0.010653 | -8.9243e-05 | 0.022451 | 1.5592 | 0.18511 | 0.22987 | 0.56311
|  | 789.3528 | 0 | 0 | -0.0014752 | 0.0040497 | 0.015665 | 0.042018 | 1.5908 | 0.19002 | 0.23272 | 0.56221
|  | 789.5901 | 0 | 0 | -0.0061498 | -0.008501 | 0.0047011 | 0.0040426 | 1.6104 | 0.19054 | 0.23198 | 0.56048
|  | 789.8274 | 0 | 0 | 0.00052065 | -0.0024208 | 0.012319 | 0.054176 | 1.6374 | 0.18431 | 0.23057 | 0.56011
|  | 790.0648 | 0 | 0 | 0.0034709 | -0.0082197 | 0.015751 | 0.037402 | 1.6509 | 0.18233 | 0.22713 | 0.55203
|  | 790.3021 | 0 | 0 | 0.0071691 | 0.012435 | 0.020101 | 0.040334 | 1.6804 | 0.18778 | 0.22904 | 0.5536
|  | 790.5395 | 0 | 0 | 0.0099718 | 0.0094912 | 0.013012 | 0.054786 | 1.7081 | 0.18025 | 0.22485 | 0.54462
|  | 790.7769 | 0 | 0 | -0.00096174 | 0.0031688 | 0.0036516 | 0.07204 | 1.7226 | 0.17814 | 0.22617 | 0.53586
|  | 791.0142 | 0 | 0 | -0.0067074 | 0.0088072 | 0.0017896 | 0.065628 | 1.7444 | 0.181 | 0.2214 | 0.53444
|  | 791.2516 | 0 | 0 | -0.0073092 | 0.002795 | 0.0042138 | 0.036823 | 1.7775 | 0.18198 | 0.21874 | 0.52786
|  | 791.489 | 0 | 0 | -0.0046747 | 0.0077745 | 0.012543 | 0.046639 | 1.8098 | 0.18274 | 0.22662 | 0.52845
|  | 791.7264 | 0 | 0 | -0.014155 | -0.015145 | 0.00037364 | 0.011507 | 1.8214 | 0.18089 | 0.22448 | 0.52411
|  | 791.9638 | 0 | 0 | 0.010435 | 0.016776 | 0.0167 | 0.085333 | 1.8714 | 0.18855 | 0.23416 | 0.53327
|  | 792.2012 | 0 | 0 | -0.0042925 | -0.0046106 | 0.0017873 | 0.026505 | 1.8873 | 0.17744 | 0.21419 | 0.521
|  | 792.4387 | 0 | 0 | 0.0035004 | 0.0050962 | 0.01356 | 0.042612 | 1.9146 | 0.1742 | 0.2118 | 0.51363
|  | 792.6761 | 0 | 0 | -0.0027952 | -0.0228 | -0.0057622 | 0.0040114 | 1.9348 | 0.17411 | 0.21851 | 0.51315
|  | 792.9136 | 0 | 0 | 0.028288 | 0.032116 | 0.017729 | 0.080027 | 1.9819 | 0.18232 | 0.22555 | 0.5193
|  | 793.151 | 0 | 0 | 0.0042334 | -0.0066367 | -0.0033553 | 0.017919 | 1.988 | 0.17116 | 0.20978 | 0.50488
|  | 793.3885 | 0 | 0 | 0.031853 | 0.039752 | 0.024258 | 0.12234 | 2.0404 | 0.18093 | 0.21945 | 0.50892
|  | 793.6259 | 0 | 0 | 0.00016094 | -0.013332 | -0.0035352 | 0.027755 | 2.0443 | 0.16844 | 0.20786 | 0.49957
|  | 793.8634 | 0 | 0 | 0.027047 | 0.023763 | 0.030239 | 0.0842 | 2.1063 | 0.18224 | 0.2242 | 0.50877
|  | 794.1009 | 0 | 0 | -0.0079183 | -0.030069 | 0.0026477 | -0.021317 | 2.112 | 0.16371 | 0.20848 | 0.48819
|  | 794.3384 | 0 | 0 | 0.024948 | 0.029138 | 0.039131 | 0.092625 | 2.1595 | 0.17413 | 0.21351 | 0.48894
|  | 794.5759 | 0 | 0 | -0.0032436 | -0.029441 | -0.0037122 | -0.017931 | 2.1634 | 0.16661 | 0.19585 | 0.48227
|  | 794.8134 | 0 | 0 | 0.017376 | 0.033043 | 0.031343 | 0.073901 | 2.2254 | 0.17383 | 0.20681 | 0.48782
|  | 795.0509 | 0 | 0 | -0.023371 | -0.045904 | -0.0058831 | -0.0052508 | 2.2245 | 0.15796 | 0.1908 | 0.46917
|  | 795.2885 | 0 | 0 | 0.02776 | 0.05313 | 0.040437 | 0.11241 | 2.2937 | 0.17665 | 0.21254 | 0.47702
|  | 795.526 | 0 | 0 | -0.0067437 | -0.029258 | -0.0062178 | -0.00066176 | 2.2893 | 0.1634 | 0.19702 | 0.46453
|  | 795.7635 | 0 | 0 | 0.020803 | 0.03569 | 0.028794 | 0.11292 | 2.3591 | 0.17084 | 0.21265 | 0.47535
|  | 796.0011 | 0 | 0 | -0.039764 | -0.041996 | -0.015234 | -0.026549 | 2.3588 | 0.14921 | 0.18339 | 0.45409
|  | 796.2386 | 0 | 0 | 0.0032512 | 0.052814 | 0.02567 | 0.11074 | 2.4281 | 0.16051 | 0.19139 | 0.46365
|  | 796.4762 | 0 | 0 | -0.035222 | -0.046454 | -0.02017 | -0.043934 | 2.4173 | 0.14953 | 0.18101 | 0.45375
|  | 796.7138 | 0 | 0 | 0.013605 | 0.05759 | 0.038167 | 0.12328 | 2.4955 | 0.16759 | 0.20143 | 0.4626
|  | 796.9514 | 0 | 0 | -0.019673 | -0.045985 | -0.014703 | -0.037534 | 2.493 | 0.15161 | 0.18323 | 0.44241
|  | 797.1889 | 0 | 0 | 0.044372 | 0.061079 | 0.04672 | 0.14013 | 2.5796 | 0.17661 | 0.20907 | 0.45848
|  | 797.4265 | 0 | 0 | -0.027429 | -0.060009 | -0.013854 | -0.047715 | 2.5779 | 0.15033 | 0.18496 | 0.43851
|  | 797.6641 | 0 | 0 | 0.03856 | 0.055979 | 0.042686 | 0.13087 | 2.6651 | 0.16492 | 0.20767 | 0.44755
|  | 797.9018 | 0 | 0 | -0.017964 | -0.03989 | -0.01293 | -0.057784 | 2.6496 | 0.15149 | 0.18161 | 0.43274
|  | 798.1394 | 0 | 0 | 0.060172 | 0.091274 | 0.055607 | 0.2051 | 2.7453 | 0.17056 | 0.20572 | 0.45423
|  | 798.377 | 0 | 0 | -0.0094952 | -0.040623 | -0.019762 | -0.048936 | 2.726 | 0.1481 | 0.17192 | 0.43169
|  | 798.6146 | 0 | 0 | 0.051109 | 0.075683 | 0.055444 | 0.13883 | 2.8309 | 0.16451 | 0.19583 | 0.44044
|  | 798.8523 | 0 | 0 | -0.021287 | -0.065915 | -0.035231 | -0.06154 | 2.8167 | 0.14286 | 0.17047 | 0.41672
|  | 799.09 | 0 | 0 | 0.036777 | 0.057492 | 0.0428 | 0.1349 | 2.9057 | 0.16459 | 0.19665 | 0.43251
|  | 799.3276 | 0 | 0 | -0.025616 | -0.075576 | -0.025035 | -0.032872 | 2.8815 | 0.13815 | 0.17087 | 0.40758
|  | 799.5653 | 0 | 0 | 0.053963 | 0.080575 | 0.058032 | 0.18626 | 2.9904 | 0.16821 | 0.20514 | 0.4316
|  | 799.803 | 0 | 0 | -0.051286 | -0.075989 | -0.025028 | -0.12672 | 2.9647 | 0.13725 | 0.16032 | 0.3965
|  | 800.0407 | 0 | 0 | 0.036698 | 0.057319 | 0.051109 | 0.18728 | 3.0781 | 0.16181 | 0.20271 | 0.41941
|  | 800.2783 | 0 | 0 | -0.036051 | -0.085006 | -0.024863 | -0.080697 | 3.0602 | 0.14043 | 0.16155 | 0.3995
|  | 800.516 | 0 | 0 | 0.037526 | 0.069466 | 0.059164 | 0.22239 | 3.1636 | 0.15967 | 0.19295 | 0.40669
|  | 800.7538 | 0 | 0 | -0.055211 | -0.089791 | -0.047625 | -0.099768 | 3.1347 | 0.12382 | 0.15494 | 0.3929
|  | 800.9915 | 0 | 0 | 0.050749 | 0.11185 | 0.060981 | 0.1803 | 3.2639 | 0.16173 | 0.18997 | 0.41643
|  | 801.2292 | 0 | 0 | -0.046758 | -0.070622 | -0.03915 | -0.086955 | 3.232 | 0.13379 | 0.16203 | 0.39244
|  | 801.4669 | 0 | 0 | 0.04248 | 0.09734 | 0.055147 | 0.19761 | 3.3552 | 0.15973 | 0.19652 | 0.40895
|  | 801.7047 | 0 | 0 | -0.059393 | -0.095306 | -0.04272 | -0.11579 | 3.3321 | 0.12271 | 0.15256 | 0.37801
|  | 801.9424 | 0 | 0 | 0.065029 | 0.10424 | 0.065211 | 0.22544 | 3.4695 | 0.16023 | 0.1897 | 0.39613
|  | 802.1802 | 0 | 0 | -0.04565 | -0.093748 | -0.036263 | -0.086611 | 3.4287 | 0.12395 | 0.1473 | 0.37238
|  | 802.418 | 0 | 0 | 0.057449 | 0.074343 | 0.056208 | 0.19066 | 3.5979 | 0.15821 | 0.19306 | 0.39755
|  | 802.6557 | 0 | 0 | -0.04212 | -0.10145 | -0.043813 | -0.10501 | 3.556 | 0.12449 | 0.15559 | 0.36556
|  | 802.8935 | 0 | 0 | 0.032 | 0.053826 | 0.053507 | 0.19377 | 3.6907 | 0.15497 | 0.1924 | 0.39655
|  | 803.1313 | 0 | 0 | -0.023357 | -0.093419 | -0.033002 | -0.084728 | 3.6599 | 0.13098 | 0.15171 | 0.3688
|  | 803.3691 | 0 | 0 | 0.039603 | 0.049175 | 0.040607 | 0.21518 | 3.7881 | 0.14936 | 0.18304 | 0.39051
|  | 803.6069 | 0 | 0 | -0.038781 | -0.081633 | -0.026184 | -0.070372 | 3.7777 | 0.12581 | 0.15336 | 0.3627
|  | 803.8447 | 0 | 0 | 0.030013 | 0.080955 | 0.046183 | 0.16205 | 3.8986 | 0.14774 | 0.17922 | 0.38066
|  | 804.0825 | 0 | 0 | -0.027605 | -0.069855 | -0.036278 | -0.053549 | 3.8932 | 0.13982 | 0.15458 | 0.36711
|  | 804.3204 | 0 | 0 | 0.032228 | 0.072897 | 0.037963 | 0.19888 | 4.0105 | 0.15682 | 0.1857 | 0.37758
|  | 804.5582 | 0 | 0 | -0.039214 | -0.066801 | -0.0098276 | -0.050696 | 4.008 | 0.12479 | 0.15579 | 0.35002
|  | 804.7961 | 0 | 0 | 0.033175 | 0.064052 | 0.058479 | 0.16813 | 4.1234 | 0.15028 | 0.17848 | 0.36877
|  | 805.0339 | 0 | 0 | -0.02128 | -0.048437 | -0.014809 | -0.034085 | 4.1233 | 0.13344 | 0.15615 | 0.35025
|  | 805.2718 | 0 | 0 | 0.040946 | 0.077551 | 0.042731 | 0.14474 | 4.2318 | 0.15504 | 0.17657 | 0.36674
|  | 805.5096 | 0 | 0 | -0.027422 | -0.077302 | -0.034967 | -0.072044 | 4.2299 | 0.12897 | 0.14767 | 0.34225
|  | 805.7475 | 0 | 0 | 0.035604 | 0.049264 | 0.037321 | 0.19776 | 4.336 | 0.14053 | 0.16595 | 0.34921
|  | 805.9854 | 0 | 0 | -0.017537 | -0.055137 | -0.01532 | -0.048529 | 4.3475 | 0.12661 | 0.14848 | 0.33895
|  | 806.2233 | 0 | 0 | 0.04791 | 0.066911 | 0.042146 | 0.13361 | 4.4785 | 0.14455 | 0.175 | 0.35257
|  | 806.4612 | 0 | 0 | -0.018477 | -0.036909 | -0.014674 | -0.0439 | 4.4872 | 0.12491 | 0.15757 | 0.33724
|  | 806.6991 | 0 | 0 | 0.026322 | 0.076528 | 0.057133 | 0.13935 | 4.609 | 0.14414 | 0.17083 | 0.34967
|  | 806.937 | 0 | 0 | -0.027642 | -0.041998 | -0.0078518 | 0.039266 | 4.6294 | 0.12745 | 0.15446 | 0.33704
|  | 807.1749 | 0 | 0 | 0.04143 | 0.04523 | 0.027208 | 0.12393 | 4.7467 | 0.13589 | 0.17176 | 0.34582
|  | 807.4129 | 0 | 0 | -0.0087911 | -0.061772 | -0.028538 | -0.043826 | 4.7562 | 0.12189 | 0.14391 | 0.32967
|  | 807.6508 | 0 | 0 | 0.027144 | 0.044304 | 0.027507 | 0.17296 | 4.8597 | 0.12996 | 0.16186 | 0.3326
|  | 807.8888 | 0 | 0 | -0.015021 | -0.034758 | -0.016556 | -0.03632 | 4.8925 | 0.12061 | 0.14258 | 0.31881
|  | 808.1267 | 0 | 0 | 0.032235 | 0.072249 | 0.032682 | 0.065077 | 5.0269 | 0.13774 | 0.16464 | 0.33268
|  | 808.3647 | 0 | 0 | -0.0068548 | -0.021309 | -0.0057999 | -0.012613 | 5.0616 | 0.12519 | 0.14883 | 0.31919
|  | 808.6027 | 0 | 0 | 0.021822 | 0.033944 | 0.029242 | 0.20005 | 5.1759 | 0.13354 | 0.16175 | 0.32339
|  | 808.8406 | 0 | 0 | -0.012621 | -0.04319 | -0.0080497 | 0.027608 | 5.2253 | 0.11673 | 0.14061 | 0.30769
|  | 809.0786 | 0 | 0 | 0.01395 | 0.024513 | 0.023666 | 0.13594 | 5.3265 | 0.13172 | 0.159 | 0.3195
|  | 809.3166 | 0 | 0 | -0.0061421 | -0.028118 | -0.00086003 | 0.021427 | 5.3759 | 0.12159 | 0.14803 | 0.31501
|  | 809.5546 | 0 | 0 | 0.016766 | 0.030761 | 0.021411 | 0.095791 | 5.4783 | 0.12347 | 0.15435 | 0.31683
|  | 809.7926 | 0 | 0 | -0.016313 | -0.027736 | -0.010134 | 0.0012537 | 5.5198 | 0.10974 | 0.13367 | 0.29896
|  | 810.0307 | 0 | 0 | -0.0030091 | 0.0097975 | 0.012488 | 0.072143 | 5.6416 | 0.12075 | 0.14527 | 0.30207
|  | 810.2687 | 0 | 0 | -0.028362 | -0.041771 | -0.014224 | -0.012689 | 5.7047 | 0.11136 | 0.1342 | 0.29286
|  | 810.5067 | 0 | 0 | -0.0071839 | -0.0032882 | 0.01258 | 0.046097 | 5.8033 | 0.11699 | 0.14298 | 0.30063
|  | 810.7448 | 0 | 0 | -0.0063917 | -0.02603 | 0.0030518 | 0.016645 | 5.8832 | 0.11784 | 0.14081 | 0.3025
|  | 810.9828 | 0 | 0 | 0.016898 | 0.011294 | 0.021811 | 0.099592 | 5.9959 | 0.1227 | 0.14456 | 0.29862
|  | 811.2209 | 0 | 0 | -0.0080792 | -0.013761 | 0.01087 | 0.034493 | 6.0666 | 0.11395 | 0.1357 | 0.29002
|  | 811.4589 | 0 | 0 | 0.0058194 | 0.0028003 | 0.024022 | 0.052477 | 6.1716 | 0.1197 | 0.14157 | 0.29877
|  | 811.697 | 0 | 0 | -0.0055256 | -0.013554 | 0.0027944 | -0.012024 | 6.2563 | 0.11961 | 0.13671 | 0.29976
|  | 811.9351 | 0 | 0 | -0.0074919 | -0.00039924 | 0.0095497 | 0.031774 | 6.3481 | 0.11661 | 0.13465 | 0.29729
|  | 812.1732 | 0 | 0 | -0.01458 | -0.010499 | 0.0023085 | 0.049572 | 6.4483 | 0.11308 | 0.13475 | 0.28956
|  | 812.4113 | 0 | 0 | -0.015724 | 0.0079962 | 0.0062073 | 0.061052 | 6.5581 | 0.11703 | 0.14205 | 0.28754
|  | 812.6494 | 0 | 0 | -0.0013497 | 0.012601 | 0.0065152 | 0.039134 | 6.6695 | 0.11594 | 0.13944 | 0.28816
|  | 812.8875 | 0 | 0 | 0.022792 | 0.017917 | 0.011743 | 0.02823 | 6.7829 | 0.11736 | 0.14234 | 0.28824
|  | 813.1256 | 0 | 0 | 0.018748 | 0.0008533 | 0.01028 | 0.045539 | 6.8679 | 0.11755 | 0.13921 | 0.2814
|  | 813.3638 | 0 | 0 | -0.00046906 | -0.026708 | 0.016106 | 0.072101 | 6.9483 | 0.112 | 0.13298 | 0.27713
|  | 813.6019 | 0 | 0 | 0.0061719 | 0.019043 | 0.023246 | 0.088715 | 7.0606 | 0.11774 | 0.13968 | 0.27961
|  | 813.84 | 0 | 0 | 0.0012184 | 0.0059239 | 0.0061698 | 0.049466 | 7.1602 | 0.11952 | 0.13922 | 0.28052
|  | 814.0782 | 0 | 0 | 0.0049385 | -0.010477 | 0.02273 | 0.076003 | 7.2725 | 0.11965 | 0.14017 | 0.27969
|  | 814.3164 | 0 | 0 | -0.0086737 | -0.029627 | 0.0050399 | 0.025933 | 7.3774 | 0.10647 | 0.13205 | 0.27015
|  | 814.5545 | 0 | 0 | 0.0156 | 0.018842 | 0.0082208 | 0.0617 | 7.505 | 0.11471 | 0.13968 | 0.28086
|  | 814.7927 | 0 | 0 | 0.052305 | 0.092567 | 0.052951 | 0.19538 | 7.721 | 0.12851 | 0.15246 | 0.28612
|  | 815.0309 | 0 | 0 | -0.008343 | -0.01483 | -0.0048083 | 0.010828 | 7.8177 | 0.1042 | 0.1305 | 0.2588
|  | 815.2691 | 0 | 0 | 0.010978 | 0.053809 | 0.014248 | 0.084572 | 7.9439 | 0.11097 | 0.13225 | 0.26718
|  | 815.5073 | 0 | 0 | -0.002245 | 0.0057053 | 0.0050166 | 0.017744 | 8.0471 | 0.11031 | 0.12542 | 0.26726
|  | 815.7455 | 0 | 0 | 0.026167 | 0.029584 | 0.035708 | 0.12738 | 8.1909 | 0.12081 | 0.13949 | 0.27362
|  | 815.9837 | 0 | 0 | -0.01097 | -0.027459 | 0.00065088 | 0.018452 | 8.2808 | 0.11156 | 0.12256 | 0.26568
|  | 816.2219 | 0 | 0 | 0.037835 | 0.03365 | 0.031875 | 0.11755 | 8.426 | 0.12257 | 0.14065 | 0.27115
|  | 816.4601 | 0 | 0 | -0.0055182 | -0.041364 | -0.010528 | 0.053033 | 8.508 | 0.1012 | 0.12291 | 0.25402
|  | 816.6984 | 0 | 0 | 0.011161 | 0.046497 | 0.02259 | 0.11819 | 8.6833 | 0.1079 | 0.13043 | 0.26517
|  | 816.9366 | 0 | 0 | -0.0072134 | -0.02371 | -0.008586 | -0.04146 | 8.7638 | 0.10393 | 0.11491 | 0.25178
|  | 817.1749 | 0 | 0 | 0.02103 | 0.046825 | 0.037448 | 0.099691 | 8.9239 | 0.11882 | 0.13632 | 0.25327
|  | 817.4131 | 0 | 0 | -0.02288 | -0.040054 | -0.014197 | -7.9018e-05 | 9.015 | 0.10176 | 0.12029 | 0.24099
|  | 817.6514 | 0 | 0 | 0.032749 | 0.058875 | 0.025453 | 0.09045 | 9.2095 | 0.10883 | 0.1323 | 0.25133
|  | 817.8897 | 0 | 0 | -0.013363 | -0.030547 | -0.013391 | -0.023587 | 9.3167 | 0.098223 | 0.11136 | 0.24152
|  | 818.128 | 0 | 0 | 0.024795 | 0.037851 | 0.035576 | 0.10087 | 9.4911 | 0.1162 | 0.14191 | 0.25207
|  | 818.3663 | 0 | 0 | -0.012314 | -0.031413 | -0.019653 | -0.055928 | 9.5746 | 0.10202 | 0.11744 | 0.23836
|  | 818.6046 | 0 | 0 | 0.031751 | 0.054392 | 0.030132 | 0.13491 | 9.7862 | 0.11972 | 0.13334 | 0.24876
|  | 818.8429 | 0 | 0 | -0.0061054 | -0.030931 | -0.013593 | -0.036767 | 9.8779 | 0.10588 | 0.11682 | 0.23896
|  | 819.0812 | 0 | 0 | 0.030922 | 0.050134 | 0.034518 | 0.14066 | 10.0825 | 0.11946 | 0.14098 | 0.25094
|  | 819.3195 | 0 | 0 | -0.016753 | -0.061526 | -0.025379 | -0.032386 | 10.1838 | 0.095627 | 0.11577 | 0.23718
|  | 819.5578 | 0 | 0 | 0.045238 | 0.052543 | 0.044322 | 0.11751 | 10.3994 | 0.11525 | 0.13323 | 0.2519
|  | 819.7962 | 0 | 0 | -0.039016 | -0.053453 | -0.019599 | -0.067535 | 10.4842 | 0.09832 | 0.11279 | 0.23336
|  | 820.0345 | 0 | 0 | 0.032904 | 0.059145 | 0.057716 | 0.14867 | 10.7068 | 0.12002 | 0.13798 | 0.24908
|  | 820.2729 | 0 | 0 | -0.039009 | -0.088409 | -0.020722 | -0.065663 | 10.7993 | 0.090079 | 0.10766 | 0.22325
|  | 820.5112 | 0 | 0 | 0.034253 | 0.068346 | 0.036126 | 0.1562 | 11.0349 | 0.11293 | 0.13325 | 0.24077
|  | 820.7496 | 0 | 0 | -0.035178 | -0.059567 | -0.030259 | -0.096159 | 11.1338 | 0.089295 | 0.10325 | 0.22355
|  | 820.988 | 0 | 0 | 0.041306 | 0.075854 | 0.030238 | 0.16937 | 11.3696 | 0.11556 | 0.13871 | 0.23868
|  | 821.2264 | 0 | 0 | -0.03498 | -0.071381 | -0.039183 | -0.078477 | 11.459 | 0.088266 | 0.10346 | 0.22767
|  | 821.4647 | 0 | 0 | 0.027803 | 0.04906 | 0.03129 | 0.17 | 11.6923 | 0.10227 | 0.1221 | 0.22997
|  | 821.7032 | 0 | 0 | -0.021009 | -0.099697 | -0.037941 | -0.078274 | 11.7881 | 0.090576 | 0.10551 | 0.21878
|  | 821.9416 | 0 | 0 | 0.050712 | 0.085135 | 0.041566 | 0.13784 | 12.0595 | 0.11245 | 0.13357 | 0.23143
|  | 822.18 | 0 | 0 | -0.057266 | -0.062931 | -0.035927 | -0.050534 | 12.1328 | 0.08827 | 0.098834 | 0.2098
|  | 822.4184 | 0 | 0 | 0.05061 | 0.074462 | 0.040819 | 0.1561 | 12.3867 | 0.11529 | 0.13752 | 0.23427
|  | 822.6568 | 0 | 0 | -0.042393 | -0.065204 | -0.042462 | -0.1032 | 12.453 | 0.089545 | 0.097152 | 0.20417
|  | 822.8953 | 0 | 0 | 0.04711 | 0.081061 | 0.063012 | 0.15501 | 12.729 | 0.10608 | 0.13757 | 0.22519
|  | 823.1337 | 0 | 0 | -0.037931 | -0.072169 | -0.034805 | -0.07902 | 12.8071 | 0.091232 | 0.10121 | 0.21138
|  | 823.3722 | 0 | 0 | 0.042912 | 0.072203 | 0.052545 | 0.21338 | 13.1176 | 0.10772 | 0.12831 | 0.22049
|  | 823.6106 | 0 | 0 | -0.0293 | -0.0776 | -0.041632 | -0.071931 | 13.1824 | 0.086895 | 0.097728 | 0.21449
|  | 823.8491 | 0 | 0 | 0.057214 | 0.10586 | 0.049776 | 0.18683 | 13.508 | 0.10791 | 0.14316 | 0.22612
|  | 824.0876 | 0 | 0 | -0.040674 | -0.087048 | -0.022977 | -0.1117 | 13.5736 | 0.078698 | 0.092513 | 0.19624
|  | 824.326 | 0 | 0 | 0.04959 | 0.098762 | 0.078873 | 0.18562 | 13.923 | 0.11469 | 0.13967 | 0.22416
|  | 824.5645 | 0 | 0 | -0.037137 | -0.055252 | -0.04649 | -0.05758 | 14.0078 | 0.079739 | 0.091267 | 0.20009
|  | 824.803 | 0 | 0 | 0.052606 | 0.083873 | 0.040065 | 0.21222 | 14.333 | 0.10887 | 0.12785 | 0.21081
|  | 825.0415 | 0 | 0 | -0.021038 | -0.081333 | -0.026108 | -0.05363 | 14.4424 | 0.083458 | 0.087413 | 0.19452
|  | 825.28 | 0 | 0 | 0.055012 | 0.097537 | 0.058582 | 0.17886 | 14.7337 | 0.11152 | 0.1245 | 0.21936
|  | 825.5186 | 0 | 0 | -0.018425 | -0.066867 | -0.024403 | -0.091676 | 14.8605 | 0.084632 | 0.10069 | 0.19912
|  | 825.7571 | 0 | 0 | 0.031912 | 0.081691 | 0.049183 | 0.20339 | 15.2066 | 0.10779 | 0.12701 | 0.21426
|  | 825.9956 | 0 | 0 | -0.036205 | -0.10745 | -0.031127 | -0.083606 | 15.282 | 0.076741 | 0.094536 | 0.18875
|  | 826.2342 | 0 | 0 | 0.025448 | 0.08416 | 0.035069 | 0.14363 | 15.618 | 0.10227 | 0.12015 | 0.21105
|  | 826.4727 | 0 | 0 | -0.0274 | -0.06548 | -0.038266 | -0.037338 | 15.7408 | 0.082578 | 0.088295 | 0.1988
|  | 826.7113 | 0 | 0 | 0.033682 | 0.073011 | 0.039532 | 0.17861 | 16.0911 | 0.095015 | 0.11805 | 0.20094
|  | 826.9499 | 0 | 0 | -0.047946 | -0.068559 | -0.027177 | -0.061142 | 16.2545 | 0.077345 | 0.091081 | 0.18799
|  | 827.1884 | 0 | 0 | 0.046493 | 0.088415 | 0.047979 | 0.18513 | 16.5953 | 0.10352 | 0.11911 | 0.20956
|  | 827.427 | 0 | 0 | -0.031633 | -0.075808 | -0.029332 | -0.063411 | 16.7104 | 0.080338 | 0.090413 | 0.18358
|  | 827.6656 | 0 | 0 | 0.028736 | 0.048116 | 0.05017 | 0.14872 | 17.0596 | 0.1052 | 0.12427 | 0.20454
|  | 827.9042 | 0 | 0 | -0.032207 | -0.08354 | -0.023557 | -0.048445 | 17.1821 | 0.082148 | 0.090227 | 0.18613
|  | 828.1428 | 0 | 0 | 0.039382 | 0.047974 | 0.046686 | 0.12329 | 17.534 | 0.10475 | 0.12294 | 0.20005
|  | 828.3814 | 0 | 0 | -0.026586 | -0.051977 | -0.028186 | -0.072643 | 17.6993 | 0.085107 | 0.09832 | 0.1952
|  | 828.62 | 0 | 0 | 0.043507 | 0.068466 | 0.039359 | 0.12277 | 18.0178 | 0.10187 | 0.11962 | 0.19908
|  | 828.8587 | 0 | 0 | -0.024612 | -0.064772 | -0.016201 | -0.027025 | 18.1794 | 0.080661 | 0.089627 | 0.18001
|  | 829.0973 | 0 | 0 | 0.041525 | 0.076166 | 0.039703 | 0.16432 | 18.5262 | 0.096203 | 0.11471 | 0.19429
|  | 829.3359 | 0 | 0 | -0.0095247 | -0.035324 | -0.011094 | -0.0051016 | 18.6988 | 0.081247 | 0.091514 | 0.18186
|  | 829.5746 | 0 | 0 | 0.03407 | 0.081421 | 0.048458 | 0.12519 | 19.0206 | 0.09654 | 0.11362 | 0.1886
|  | 829.8132 | 0 | 0 | -0.0096279 | -0.035126 | -0.014436 | -0.016025 | 19.2202 | 0.081562 | 0.091986 | 0.17667
|  | 830.0519 | 0 | 0 | 0.023966 | 0.030528 | 0.034666 | 0.12854 | 19.5598 | 0.093564 | 0.11328 | 0.18649
|  | 830.2906 | 0 | 0 | -0.026674 | -0.056568 | -0.01293 | -0.032781 | 19.7523 | 0.070202 | 0.097137 | 0.1713
|  | 830.5293 | 0 | 0 | 0.036037 | 0.037723 | 0.033889 | 0.10715 | 20.1223 | 0.088313 | 0.11458 | 0.1886
|  | 830.768 | 0 | 0 | -0.028236 | -0.050692 | -0.0028092 | -0.022026 | 20.3254 | 0.076749 | 0.093671 | 0.17018
|  | 831.0066 | 0 | 0 | 0.03371 | 0.027986 | 0.033757 | 0.095086 | 20.7 | 0.094972 | 0.11564 | 0.18147
|  | 831.2453 | 0 | 0 | -0.006964 | -0.030668 | -0.019427 | -0.032289 | 20.9256 | 0.081193 | 0.095466 | 0.17452
|  | 831.4841 | 0 | 0 | 0.013773 | 0.031952 | 0.013592 | 0.11643 | 21.2641 | 0.090642 | 0.10264 | 0.18448
|  | 831.7228 | 0 | 0 | -0.021639 | -0.034381 | -0.017109 | 0.023615 | 21.48 | 0.080826 | 0.091025 | 0.17154
|  | 831.9615 | 0 | 0 | 0.023899 | 0.025776 | 0.022378 | 0.12273 | 21.8228 | 0.09136 | 0.11078 | 0.1782
|  | 832.2002 | 0 | 0 | -0.0072278 | -0.042262 | -0.010104 | -0.016644 | 22.0683 | 0.082376 | 0.097268 | 0.16981
|  | 832.439 | 0 | 0 | 0.018206 | 0.021689 | 0.013817 | 0.077868 | 22.3945 | 0.093634 | 0.10894 | 0.17301
|  | 832.6777 | 0 | 0 | -0.01356 | -0.020687 | -0.007457 | 0.020802 | 22.6465 | 0.084073 | 0.094633 | 0.1663
|  | 832.9165 | 0 | 0 | 0.020312 | 0.013491 | 0.024139 | 0.1077 | 22.9692 | 0.091736 | 0.10096 | 0.17265
|  | 833.1552 | 0 | 0 | -0.0011741 | -0.031902 | -0.0068909 | 0.027705 | 23.2651 | 0.08184 | 0.093558 | 0.17034
|  | 833.394 | 0 | 0 | 0.015527 | 0.022373 | 0.02648 | 0.072575 | 23.5974 | 0.085637 | 0.098934 | 0.17461
|  | 833.6328 | 0 | 0 | 0.004887 | -0.01321 | -0.0034142 | 0.0039214 | 23.8393 | 0.077878 | 0.091651 | 0.16287
|  | 833.8716 | 0 | 0 | 0.019012 | 0.0015844 | 0.016405 | 0.095758 | 24.1948 | 0.083326 | 0.10036 | 0.16279
|  | 834.1104 | 0 | 0 | 0.0082839 | -0.0050765 | 0.0065824 | 0.046718 | 24.4829 | 0.080937 | 0.099034 | 0.16816
|  | 834.3492 | 0 | 0 | 0.020414 | 0.036034 | 0.018149 | 0.069136 | 24.8696 | 0.085794 | 0.10144 | 0.17115
|  | 834.588 | 0 | 0 | -0.0095466 | -0.0090797 | -0.0013789 | 0.025463 | 25.2214 | 0.08089 | 0.087333 | 0.15769
|  | 834.8268 | 0 | 0 | -0.00062381 | -0.00085897 | 0.018009 | 0.068677 | 25.5744 | 0.088562 | 0.096035 | 0.16444
|  | 835.0656 | 0 | 0 | -0.0058193 | -0.021648 | 0.013524 | 0.02701 | 25.9171 | 0.081564 | 0.092686 | 0.16173
|  | 835.3044 | 0 | 0 | 0.00049102 | 0.020125 | 0.015851 | 0.04205 | 26.2661 | 0.076935 | 0.091387 | 0.15985
|  | 835.5433 | 0 | 0 | -0.0067222 | -0.0012651 | 0.0082377 | 0.030593 | 26.6034 | 0.076857 | 0.085549 | 0.15875
|  | 835.7821 | 0 | 0 | -8.1153e-05 | -0.0029985 | 0.0025966 | 0.054176 | 26.989 | 0.075271 | 0.087456 | 0.15508
|  | 836.0209 | 0 | 0 | -0.0017465 | -0.0041779 | 0.00015039 | 0.037419 | 27.3582 | 0.07564 | 0.088375 | 0.15777
|  | 836.2598 | 0 | 0 | -0.0054224 | -0.0037451 | 0.0025286 | 0.01616 | 27.7063 | 0.078815 | 0.08827 | 0.15411
|  | 836.4987 | 0 | 0 | 0.0056867 | -0.0015657 | 0.0091466 | 0.03293 | 28.0707 | 0.076002 | 0.090099 | 0.15022
|  | 836.7376 | 0 | 0 | 0.012232 | -0.00032454 | 0.015532 | 0.04213 | 28.4389 | 0.07994 | 0.095 | 0.15755
|  | 836.9764 | 0 | 0 | 0.012313 | 0.017879 | 0.020889 | 0.06968 | 28.8102 | 0.083263 | 0.096818 | 0.16218
|  | 837.2153 | 0 | 0 | -0.0048648 | 0.0010944 | 0.0052025 | 0.045472 | 29.1701 | 0.075095 | 0.08988 | 0.15268
|  | 837.4542 | 0 | 0 | -0.00027881 | 0.0053964 | 0.0087747 | 0.059271 | 29.5556 | 0.079379 | 0.091881 | 0.15021
|  | 837.6931 | 0 | 0 | -0.0017686 | -0.010871 | 0.0011729 | 0.028781 | 29.9075 | 0.073843 | 0.088496 | 0.1502
|  | 837.932 | 0 | 0 | 0.012717 | 0.010879 | 0.014788 | 0.076085 | 30.2707 | 0.077673 | 0.090778 | 0.15043
|  | 838.1709 | 0 | 0 | -0.0051805 | -0.036292 | 0.0038362 | 0.040271 | 30.6229 | 0.072228 | 0.082224 | 0.14399
|  | 838.4099 | 0 | 0 | 0.016239 | -0.0039613 | 0.0078512 | 0.0605 | 31.0773 | 0.075831 | 0.086761 | 0.14958
|  | 838.6488 | 0 | 0 | -0.00072564 | -0.0095862 | -0.0088955 | -0.00056665 | 31.4523 | 0.069518 | 0.082592 | 0.14674
|  | 838.8877 | 0 | 0 | 0.022601 | 0.034202 | 0.014875 | 0.096281 | 31.8318 | 0.079174 | 0.091407 | 0.15409
|  | 839.1267 | 0 | 0 | 0.0022023 | -0.016897 | 0.0003214 | 0.024682 | 32.176 | 0.078481 | 0.087673 | 0.15191
|  | 839.3656 | 0 | 0 | 0.012791 | 0.017466 | 0.02504 | 0.086907 | 32.6409 | 0.080291 | 0.095551 | 0.15101
|  | 839.6046 | 0 | 0 | -0.019079 | -0.034128 | -0.003136 | 2.2319e-06 | 32.9458 | 0.069853 | 0.081133 | 0.14136
|  | 839.8436 | 0 | 0 | 0.016568 | 0.018467 | 0.021621 | 0.081313 | 33.3591 | 0.079582 | 0.092704 | 0.15019
|  | 840.0825 | 0 | 0 | -0.0081896 | -0.023344 | -0.0035963 | -0.016121 | 33.6919 | 0.066391 | 0.074915 | 0.14295
|  | 840.3215 | 0 | 0 | 0.023613 | 0.033818 | 0.034993 | 0.068599 | 34.1965 | 0.080094 | 0.091654 | 0.14962
|  | 840.5605 | 0 | 0 | -0.0057897 | -0.038424 | -0.0056457 | -0.023562 | 34.5332 | 0.067367 | 0.078998 | 0.1386
|  | 840.7995 | 0 | 0 | 0.010817 | 0.032586 | 0.017914 | 0.11118 | 34.9905 | 0.073895 | 0.0877 | 0.14264
|  | 841.0385 | 0 | 0 | -0.028419 | -0.040615 | -0.017809 | -0.0017608 | 35.3637 | 0.066686 | 0.078865 | 0.13615
|  | 841.2775 | 0 | 0 | 0.029 | 0.044227 | 0.031798 | 0.088772 | 35.8859 | 0.083893 | 0.10146 | 0.14753
|  | 841.5166 | 0 | 0 | -0.0071321 | -0.025573 | -0.0039547 | -0.0051722 | 36.2689 | 0.069207 | 0.079718 | 0.13801
|  | 841.7556 | 0 | 0 | 0.038642 | 0.048111 | 0.047121 | 0.12682 | 36.8157 | 0.088488 | 0.10238 | 0.15491
|  | 841.9946 | 0 | 0 | -0.010163 | -0.04482 | -0.015522 | -0.028196 | 37.123 | 0.070507 | 0.079999 | 0.13764
|  | 842.2337 | 0 | 0 | 0.036014 | 0.064409 | 0.029739 | 0.12731 | 37.6035 | 0.08235 | 0.095778 | 0.149
|  | 842.4727 | 0 | 0 | -0.0066996 | -0.031898 | -0.020853 | -0.011638 | 37.9257 | 0.0592 | 0.076682 | 0.13275
|  | 842.7118 | 0 | 0 | 0.031956 | 0.053608 | 0.033221 | 0.14756 | 38.4822 | 0.078657 | 0.09748 | 0.14579
|  | 842.9508 | 0 | 0 | -0.026174 | -0.065256 | -0.01225 | -0.04611 | 38.8144 | 0.063533 | 0.078383 | 0.1297
|  | 843.1899 | 0 | 0 | 0.026549 | 0.03464 | 0.035144 | 0.099547 | 39.3407 | 0.0845 | 0.095086 | 0.15157
|  | 843.429 | 0 | 0 | -0.03319 | -0.055552 | -0.022486 | -0.059481 | 39.6526 | 0.063198 | 0.075397 | 0.13419
|  | 843.6681 | 0 | 0 | 0.033226 | 0.036774 | 0.031119 | 0.12284 | 40.2183 | 0.078316 | 0.096557 | 0.14122
|  | 843.9072 | 0 | 0 | -0.009268 | -0.052187 | -0.024326 | 0.016702 | 40.4883 | 0.061322 | 0.073128 | 0.13001
|  | 844.1463 | 0 | 0 | 0.022814 | 0.093108 | 0.048082 | 0.1586 | 41.0712 | 0.082278 | 0.096333 | 0.14931
|  | 844.3854 | 0 | 0 | -0.025132 | -0.054165 | -0.013602 | -0.029954 | 41.3984 | 0.062224 | 0.068454 | 0.12379
|  | 844.6245 | 0 | 0 | 0.036007 | 0.059683 | 0.033424 | 0.14994 | 41.9911 | 0.082363 | 0.091959 | 0.1353
|  | 844.8636 | 0 | 0 | -0.022132 | -0.056622 | -0.01999 | -0.031185 | 42.2852 | 0.062957 | 0.070875 | 0.12669
|  | 845.1027 | 0 | 0 | 0.04212 | 0.082466 | 0.048212 | 0.16424 | 42.8952 | 0.082073 | 0.10123 | 0.14198
|  | 845.3419 | 0 | 0 | -0.032662 | -0.076113 | -0.020852 | -0.08135 | 43.1434 | 0.060201 | 0.072287 | 0.12558
|  | 845.581 | 0 | 0 | 0.044189 | 0.051119 | 0.048337 | 0.17741 | 43.7711 | 0.085728 | 0.10117 | 0.1389
|  | 845.8202 | 0 | 0 | -0.030563 | -0.070286 | -0.037127 | -0.036218 | 44.0909 | 0.057857 | 0.067614 | 0.11831
|  | 846.0593 | 0 | 0 | 0.037894 | 0.072483 | 0.039222 | 0.15339 | 44.7347 | 0.080988 | 0.098355 | 0.13546
|  | 846.2985 | 0 | 0 | -0.025441 | -0.06296 | -0.03515 | -0.041015 | 45.0101 | 0.060904 | 0.071173 | 0.11511
|  | 846.5377 | 0 | 0 | 0.042054 | 0.051915 | 0.045345 | 0.15553 | 45.5462 | 0.085051 | 0.10049 | 0.14319
|  | 846.7768 | 0 | 0 | -0.033005 | -0.076846 | -0.037745 | -0.068697 | 45.8905 | 0.056356 | 0.05548 | 0.11486
|  | 847.016 | 0 | 0 | 0.036411 | 0.054127 | 0.055384 | 0.14516 | 46.4708 | 0.08183 | 0.091174 | 0.13212
|  | 847.2552 | 0 | 0 | -0.037188 | -0.088445 | -0.030662 | -0.12322 | 46.7276 | 0.055273 | 0.064982 | 0.11345
|  | 847.4944 | 0 | 0 | 0.045085 | 0.070908 | 0.046999 | 0.18968 | 47.3478 | 0.077687 | 0.095967 | 0.13276
|  | 847.7337 | 0 | 0 | -0.038429 | -0.060536 | -0.039614 | -0.093452 | 47.579 | 0.053724 | 0.063576 | 0.11894
|  | 847.9729 | 0 | 0 | 0.035824 | 0.07775 | 0.058889 | 0.18719 | 48.2042 | 0.077895 | 0.097027 | 0.13606
|  | 848.2121 | 0 | 0 | -0.032301 | -0.058272 | -0.040747 | -0.055329 | 48.4504 | 0.054321 | 0.061936 | 0.11548
|  | 848.4513 | 0 | 0 | 0.055211 | 0.069372 | 0.047366 | 0.14993 | 49.0682 | 0.080913 | 0.09067 | 0.13042
|  | 848.6906 | 0 | 0 | -0.0080423 | -0.065588 | -0.030873 | -0.13023 | 49.3132 | 0.063931 | 0.071671 | 0.12183
|  | 848.9298 | 0 | 0 | 0.038113 | 0.072757 | 0.060695 | 0.18742 | 49.9381 | 0.086011 | 0.090543 | 0.13333
|  | 849.1691 | 0 | 0 | -0.042229 | -0.073929 | -0.041704 | -0.056559 | 50.118 | 0.050393 | 0.05901 | 0.11362
|  | 849.4083 | 0 | 0 | 0.07779 | 0.086804 | 0.057344 | 0.17357 | 50.7048 | 0.087037 | 0.10404 | 0.14251
|  | 849.6476 | 0 | 0 | -0.046743 | -0.08832 | -0.032243 | -0.07427 | 50.8789 | 0.053105 | 0.063193 | 0.11174
|  | 849.8869 | 0 | 0 | 0.046866 | 0.09298 | 0.053182 | 0.20299 | 51.5107 | 0.07966 | 0.10338 | 0.13204
|  | 850.1261 | 0 | 0 | -0.042487 | -0.082139 | -0.039194 | -0.058303 | 51.7632 | 0.05816 | 0.060634 | 0.11389
|  | 850.3654 | 0 | 0 | 0.025917 | 0.093778 | 0.049947 | 0.18741 | 52.361 | 0.077114 | 0.093402 | 0.12576
|  | 850.6047 | 0 | 0 | -0.047954 | -0.087884 | -0.024304 | -0.053645 | 52.6153 | 0.050091 | 0.054351 | 0.10094
|  | 850.844 | 0 | 0 | 0.03319 | 0.064803 | 0.046811 | 0.16485 | 53.2021 | 0.07615 | 0.090187 | 0.1321
|  | 851.0833 | 0 | 0 | -0.020487 | -0.07914 | -0.019242 | -0.073208 | 53.393 | 0.059358 | 0.070735 | 0.11421
|  | 851.3226 | 0 | 0 | 0.04898 | 0.069557 | 0.05099 | 0.17459 | 54.0398 | 0.079782 | 0.09645 | 0.12864
|  | 851.562 | 0 | 0 | -0.030335 | -0.088346 | -0.029565 | -0.052525 | 54.299 | 0.052695 | 0.069894 | 0.10919
|  | 851.8013 | 0 | 0 | 0.028655 | 0.072096 | 0.052644 | 0.16023 | 54.892 | 0.07361 | 0.085688 | 0.12333
|  | 852.0407 | 0 | 0 | -0.026944 | -0.049228 | -0.016921 | -0.031931 | 55.1744 | 0.05591 | 0.063478 | 0.10656
|  | 852.28 | 0 | 0 | 0.029881 | 0.071574 | 0.040859 | 0.1519 | 55.74 | 0.073348 | 0.08758 | 0.11324
|  | 852.5194 | 0 | 0 | -0.03556 | -0.055279 | -0.017151 | -0.059929 | 56.0331 | 0.048296 | 0.059389 | 0.10216
|  | 852.7587 | 0 | 0 | 0.019849 | 0.054839 | 0.032537 | 0.12574 | 56.6033 | 0.071513 | 0.087711 | 0.12191
|  | 852.9981 | 0 | 0 | -0.02274 | -0.054008 | -0.023835 | -0.071389 | 56.8901 | 0.054263 | 0.064403 | 0.1038
|  | 853.2374 | 0 | 0 | 0.028831 | 0.061367 | 0.048985 | 0.13835 | 57.4261 | 0.074757 | 0.086766 | 0.12057
|  | 853.4768 | 0 | 0 | -0.021852 | -0.043897 | -0.011615 | -0.054146 | 57.7472 | 0.061014 | 0.063448 | 0.10665
|  | 853.7162 | 0 | 0 | 0.020092 | 0.045518 | 0.035587 | 0.12224 | 58.2469 | 0.074076 | 0.075999 | 0.11539
|  | 853.9556 | 0 | 0 | -0.028463 | -0.035425 | -0.017091 | -0.0255 | 58.5361 | 0.057187 | 0.065102 | 0.10628
|  | 854.195 | 0 | 0 | 0.043992 | 0.074912 | 0.04298 | 0.1423 | 59.0059 | 0.081254 | 0.086395 | 0.11594
|  | 854.4344 | 0 | 0 | -0.024802 | -0.050247 | -0.01974 | -0.02992 | 59.3022 | 0.05286 | 0.066792 | 0.10044
|  | 854.6738 | 0 | 0 | 0.034855 | 0.06711 | 0.03068 | 0.12794 | 59.8711 | 0.066233 | 0.083297 | 0.11331
|  | 854.9133 | 0 | 0 | -0.0013201 | -0.0372 | -0.013653 | -0.0074461 | 60.17 | 0.063477 | 0.069544 | 0.1104
|  | 855.1527 | 0 | 0 | 0.0096356 | 0.032973 | 0.030158 | 0.11707 | 60.6749 | 0.072245 | 0.082789 | 0.1149
|  | 855.3921 | 0 | 0 | -0.023988 | -0.043639 | -0.012445 | -0.023181 | 60.9991 | 0.057037 | 0.062011 | 0.10169
|  | 855.6316 | 0 | 0 | 0.0325 | 0.047476 | 0.032219 | 0.10021 | 61.5623 | 0.072441 | 0.086766 | 0.11007
|  | 855.871 | 0 | 0 | -0.0060977 | -0.036566 | -0.010063 | -0.033464 | 61.8443 | 0.060571 | 0.077421 | 0.10894
|  | 856.1105 | 0 | 0 | 0.024568 | 0.035665 | 0.032561 | 0.11287 | 62.3964 | 0.07149 | 0.085789 | 0.1136
|  | 856.35 | 0 | 0 | -0.016143 | -0.066433 | -0.016973 | 0.026939 | 62.7217 | 0.05388 | 0.066655 | 0.09619
|  | 856.5894 | 0 | 0 | 0.016005 | 0.015811 | 0.016989 | 0.11008 | 63.2558 | 0.064671 | 0.079313 | 0.10584
|  | 856.8289 | 0 | 0 | -0.020179 | -0.042507 | -0.018849 | -0.014514 | 63.6434 | 0.049733 | 0.062493 | 0.094673
|  | 857.0684 | 0 | 0 | 0.01734 | 0.022854 | 0.02467 | 0.094507 | 64.207 | 0.062005 | 0.078954 | 0.10501
|  | 857.3079 | 0 | 0 | -0.0089227 | -0.032021 | -0.0057768 | 0.017866 | 64.6038 | 0.058061 | 0.068326 | 0.10292
|  | 857.5474 | 0 | 0 | 0.010985 | 0.021685 | 0.023405 | 0.11994 | 65.1493 | 0.069016 | 0.080046 | 0.1065
|  | 857.7869 | 0 | 0 | -0.0061572 | -0.014272 | 0.0071595 | -0.0029034 | 65.5945 | 0.061622 | 0.070983 | 0.1014
|  | 858.0264 | 0 | 0 | 0.023907 | 0.015683 | 0.02218 | 0.07141 | 66.126 | 0.069324 | 0.082247 | 0.10747
|  | 858.2659 | 0 | 0 | -0.0025461 | -0.019683 | -0.0071543 | 0.041482 | 66.4833 | 0.062094 | 0.07374 | 0.10455
|  | 858.5055 | 0 | 0 | 0.013252 | 0.021018 | 0.022013 | 0.12336 | 67.0288 | 0.066114 | 0.07467 | 0.11128
|  | 858.745 | 0 | 0 | -0.0072796 | -0.03067 | -0.0039099 | 0.033454 | 67.362 | 0.05803 | 0.062124 | 0.10888
|  | 858.9846 | 0 | 0 | 0.0050993 | 0.0069456 | 0.008233 | 0.089351 | 67.8456 | 0.059528 | 0.072403 | 0.10717
|  | 859.2241 | 0 | 0 | -0.014838 | -0.036178 | 0.00060203 | 0.055907 | 68.2378 | 0.049272 | 0.067649 | 0.096548
|  | 859.4637 | 0 | 0 | 0.0036684 | 0.00029631 | 0.018316 | 0.11421 | 68.7324 | 0.057322 | 0.071712 | 0.10224
|  | 859.7032 | 0 | 0 | -0.0071689 | -0.014718 | -0.00072309 | 0.047904 | 69.184 | 0.058403 | 0.063075 | 0.097818
|  | 859.9428 | 0 | 0 | 0.0014899 | 0.01242 | 0.0065533 | 0.069144 | 69.7016 | 0.058628 | 0.06737 | 0.096093
|  | 860.1824 | 0 | 0 | -0.0045271 | -0.017909 | 0.0046388 | 0.045579 | 70.0679 | 0.055988 | 0.065485 | 0.092802
|  | 860.422 | 0 | 0 | 0.0070377 | 0.0088967 | 0.014352 | 0.075617 | 70.5428 | 0.06154 | 0.07158 | 0.098799
|  | 860.6616 | 0 | 0 | -0.0065301 | -0.010882 | -0.0089245 | 0.039806 | 70.9569 | 0.058559 | 0.067509 | 0.10091
|  | 860.9012 | 0 | 0 | -0.0083432 | -0.020319 | 0.0030693 | 0.044419 | 71.422 | 0.056939 | 0.065593 | 0.094604
|  | 861.1408 | 0 | 0 | -0.0027673 | -0.027863 | 0.010736 | 0.045604 | 71.9061 | 0.056116 | 0.062991 | 0.092138
|  | 861.3804 | 0 | 0 | 0.012959 | -0.0088857 | 0.011657 | 0.040316 | 72.3253 | 0.065798 | 0.073382 | 0.10097
|  | 861.62 | 0 | 0 | 0.018719 | 0.0083363 | 0.0049761 | 0.029367 | 72.8001 | 0.063573 | 0.071436 | 0.097372
|  | 861.8596 | 0 | 0 | 0.014074 | -0.0072843 | 0.0039207 | 0.038608 | 73.2868 | 0.058081 | 0.067976 | 0.094366
|  | 862.0993 | 0 | 0 | 0.0036611 | -0.0077923 | 0.0094638 | 0.040824 | 73.7284 | 0.058069 | 0.070725 | 0.097883
|  | 862.3389 | 0 | 0 | -0.0035891 | -0.0068248 | 0.005251 | 0.016693 | 74.1366 | 0.059503 | 0.070035 | 0.096842
|  | 862.5786 | 0 | 0 | 0.022167 | 0.014241 | 0.016414 | 0.045018 | 74.6319 | 0.070149 | 0.076971 | 0.1047
|  | 862.8182 | 0 | 0 | 0.0010782 | -0.0017869 | 0.010654 | 0.01963 | 75.0485 | 0.059956 | 0.070998 | 0.10067
|  | 863.0579 | 0 | 0 | 0.0030741 | 0.013313 | 0.017456 | 0.059892 | 75.5151 | 0.063546 | 0.074105 | 0.099342
|  | 863.2976 | 0 | 0 | -0.016826 | 0.001474 | -0.00013952 | 0.03395 | 75.9367 | 0.059637 | 0.066537 | 0.094527
|  | 863.5372 | 0 | 0 | -0.0091217 | 0.013968 | 0.006479 | 0.079008 | 76.4493 | 0.057133 | 0.066277 | 0.094365
|  | 863.7769 | 0 | 0 | -0.0095614 | -0.015376 | -0.0066428 | -0.0017013 | 76.8928 | 0.060217 | 0.064983 | 0.098638
|  | 864.0166 | 0 | 0 | 0.012182 | 0.003235 | 0.019884 | 0.049449 | 77.3092 | 0.069194 | 0.078136 | 0.10252
|  | 864.2563 | 0 | 0 | -0.010412 | -0.039512 | -0.0035737 | 0.033299 | 77.6117 | 0.057405 | 0.068951 | 0.091888
|  | 864.496 | 0 | 0 | 0.0055185 | 0.016058 | 0.017728 | 0.096854 | 78.0203 | 0.061197 | 0.069795 | 0.096775
|  | 864.7357 | 0 | 0 | -0.015798 | -0.033032 | -0.0050487 | 0.016186 | 78.2506 | 0.054852 | 0.063005 | 0.091466
|  | 864.9754 | 0 | 0 | 0.014177 | 0.024262 | 0.025936 | 0.13142 | 78.7089 | 0.062777 | 0.080088 | 0.095047
|  | 865.2152 | 0 | 0 | -0.012196 | -0.0017204 | -0.0052187 | 0.029941 | 79.0344 | 0.052946 | 0.067066 | 0.091672
|  | 865.4549 | 0 | 0 | 0.027055 | 0.043045 | 0.027507 | 0.067959 | 79.3887 | 0.067196 | 0.077214 | 0.10711
|  | 865.6946 | 0 | 0 | 0.003002 | -0.011716 | -0.0020217 | 0.023659 | 79.5895 | 0.062775 | 0.065008 | 0.096788
|  | 865.9344 | 0 | 0 | 0.010876 | 0.030612 | 0.024446 | 0.090445 | 79.9662 | 0.066201 | 0.074802 | 0.094213
|  | 866.1741 | 0 | 0 | -0.034305 | -0.037269 | -0.012574 | -0.024853 | 80.0738 | 0.054448 | 0.063363 | 0.082835
|  | 866.4139 | 0 | 0 | 0.02318 | 0.035626 | 0.029364 | 0.10081 | 80.4816 | 0.071892 | 0.089622 | 0.10844
|  | 866.6537 | 0 | 0 | -0.018852 | -0.016734 | -0.022677 | -0.014363 | 80.5962 | 0.0571 | 0.070525 | 0.09107
|  | 866.8934 | 0 | 0 | 0.027634 | 0.060822 | 0.034669 | 0.099708 | 80.9623 | 0.065447 | 0.085111 | 0.10261
|  | 867.1332 | 0 | 0 | -0.014273 | -0.061416 | -0.0090418 | -0.026576 | 80.9904 | 0.046781 | 0.061073 | 0.090738
|  | 867.373 | 0 | 0 | 0.034833 | 0.045844 | 0.031226 | 0.11572 | 81.2568 | 0.06349 | 0.083301 | 0.098406
|  | 867.6128 | 0 | 0 | 0.0013143 | -0.03734 | -0.0028023 | -0.015581 | 81.3394 | 0.060544 | 0.069793 | 0.093917
|  | 867.8526 | 0 | 0 | 0.026344 | 0.057895 | 0.038696 | 0.12162 | 81.5245 | 0.071364 | 0.082932 | 0.10193
|  | 868.0924 | 0 | 0 | -0.034679 | -0.059013 | -0.013597 | -0.012669 | 81.4911 | 0.048961 | 0.066924 | 0.088179
|  | 868.3322 | 0 | 0 | 0.023709 | 0.037867 | 0.045206 | 0.12284 | 81.6993 | 0.068032 | 0.081258 | 0.10111
|  | 868.572 | 0 | 0 | -0.041547 | -0.047064 | -0.0070719 | -0.028267 | 81.6339 | 0.052123 | 0.065708 | 0.088924
|  | 868.8119 | 0 | 0 | 0.032573 | 0.063075 | 0.042844 | 0.12851 | 81.7858 | 0.06574 | 0.083756 | 0.096698
|  | 869.0517 | 0 | 0 | -0.037035 | -0.054185 | -0.02278 | -0.047351 | 81.6549 | 0.057134 | 0.069184 | 0.084342
|  | 869.2916 | 0 | 0 | 0.040975 | 0.085147 | 0.04252 | 0.12497 | 81.7524 | 0.074587 | 0.087333 | 0.10178
|  | 869.5314 | 0 | 0 | -0.0065966 | -0.055895 | -0.011457 | 0.0016388 | 81.6411 | 0.05569 | 0.060569 | 0.085014
|  | 869.7713 | 0 | 0 | 0.057536 | 0.048919 | 0.046622 | 0.18278 | 81.7023 | 0.072144 | 0.092572 | 0.10473
|  | 870.0111 | 0 | 0 | -0.023724 | -0.06814 | -0.026146 | -0.038632 | 81.4286 | 0.052967 | 0.061783 | 0.079708
|  | 870.251 | 0 | 0 | 0.040785 | 0.066277 | 0.058492 | 0.1648 | 81.4222 | 0.069466 | 0.07912 | 0.098282
|  | 870.4909 | 0 | 0 | -0.031781 | -0.065987 | -0.026049 | -0.038065 | 81.1597 | 0.046854 | 0.058909 | 0.080004
|  | 870.7307 | 0 | 0 | 0.033125 | 0.068218 | 0.035359 | 0.17453 | 81.0825 | 0.073623 | 0.084616 | 0.10223
|  | 870.9706 | 0 | 0 | -0.029227 | -0.062259 | -0.018421 | -0.053563 | 80.8495 | 0.053311 | 0.057683 | 0.0922
|  | 871.2105 | 0 | 0 | 0.030944 | 0.074181 | 0.035711 | 0.19263 | 80.7321 | 0.067373 | 0.088378 | 0.097833
|  | 871.4504 | 0 | 0 | -0.041217 | -0.078058 | -0.036908 | -0.071453 | 80.3568 | 0.043812 | 0.056747 | 0.075884
|  | 871.6903 | 0 | 0 | 0.023394 | 0.091333 | 0.05387 | 0.17465 | 80.2409 | 0.073852 | 0.086901 | 0.099464
|  | 871.9303 | 0 | 0 | -0.050823 | -0.065658 | -0.039143 | -0.047185 | 79.8368 | 0.04336 | 0.055588 | 0.084123
|  | 872.1702 | 0 | 0 | 0.029183 | 0.064763 | 0.039903 | 0.1936 | 79.5982 | 0.070309 | 0.086993 | 0.10014
|  | 872.4101 | 0 | 0 | -0.033527 | -0.10222 | -0.044106 | -0.072711 | 78.9005 | 0.044685 | 0.053428 | 0.072599
|  | 872.6501 | 0 | 0 | 0.034532 | 0.082697 | 0.057128 | 0.17978 | 78.8586 | 0.068895 | 0.088095 | 0.098643
|  | 872.89 | 0 | 0 | -0.040718 | -0.06581 | -0.028733 | -0.080257 | 78.2613 | 0.052439 | 0.06336 | 0.076588
|  | 873.13 | 0 | 0 | 0.048768 | 0.11032 | 0.063203 | 0.19428 | 78.1619 | 0.081087 | 0.091812 | 0.10694
|  | 873.3699 | 0 | 0 | -0.033762 | -0.080962 | -0.03777 | -0.083528 | 77.443 | 0.042506 | 0.055054 | 0.078745
|  | 873.6099 | 0 | 0 | 0.039302 | 0.079189 | 0.058815 | 0.21104 | 77.2787 | 0.082741 | 0.090716 | 0.10832
|  | 873.8499 | 0 | 0 | -0.023606 | -0.089484 | -0.037184 | -0.088018 | 76.6582 | 0.05686 | 0.068367 | 0.085527
|  | 874.0898 | 0 | 0 | 0.062694 | 0.099869 | 0.065676 | 0.24254 | 76.3745 | 0.086324 | 0.10044 | 0.1169
|  | 874.3298 | 0 | 0 | -0.077283 | -0.11541 | -0.051116 | -0.11121 | 75.5608 | 0.032863 | 0.052713 | 0.068043
|  | 874.5698 | 0 | 0 | 0.033241 | 0.1136 | 0.054379 | 0.21325 | 75.1333 | 0.07811 | 0.096338 | 0.10343
|  | 874.8098 | 0 | 0 | -0.051425 | -0.094252 | -0.04774 | -0.12287 | 74.3656 | 0.039102 | 0.045058 | 0.078287
|  | 875.0498 | 0 | 0 | 0.064758 | 0.12954 | 0.063028 | 0.24892 | 73.9349 | 0.086661 | 0.093804 | 0.10795
|  | 875.2898 | 0 | 0 | -0.043837 | -0.10294 | -0.038092 | -0.090409 | 72.8574 | 0.043697 | 0.053693 | 0.077147
|  | 875.5299 | 0 | 0 | -0.060128 | -0.099913 | -0.058131 | -0.17429 | 71.0323 | 0.037622 | 0.056726 | 0.070222
|  | 875.7699 | 0 | 0 | 0.059966 | 0.087166 | 0.072662 | 0.22367 | 70.4108 | 0.087745 | 0.10698 | 0.10659
|  | 876.0099 | 0 | 0 | -0.047991 | -0.1025 | -0.045779 | -0.1085 | 69.436 | 0.040087 | 0.053152 | 0.071007
|  | 876.25 | 0 | 0 | 0.045026 | 0.090687 | 0.071576 | 0.20112 | 68.6826 | 0.078918 | 0.095356 | 0.10585
|  | 876.49 | 0 | 0 | -0.049986 | -0.090167 | -0.046445 | -0.12683 | 67.6311 | 0.050973 | 0.067035 | 0.086516
|  | 876.7301 | 0 | 0 | 0.033799 | 0.080776 | 0.065969 | 0.23279 | 66.9199 | 0.068695 | 0.092158 | 0.097529
|  | 876.9701 | 0 | 0 | -0.044747 | -0.13838 | -0.062582 | -0.089846 | 65.7811 | 0.040536 | 0.056875 | 0.066656
|  | 877.2102 | 0 | 0 | 0.040057 | 0.10862 | 0.061072 | 0.23207 | 65.0144 | 0.08887 | 0.098232 | 0.10801
|  | 877.4502 | 0 | 0 | -0.039332 | -0.081151 | -0.039694 | -0.076038 | 63.8226 | 0.047988 | 0.057217 | 0.078904
|  | 877.6903 | 0 | 0 | 0.057933 | 0.074199 | 0.055512 | 0.17056 | 62.9879 | 0.080892 | 0.096847 | 0.1082
|  | 877.9304 | 0 | 0 | -0.031633 | -0.056883 | -0.027819 | -0.033834 | 61.7966 | 0.060834 | 0.066275 | 0.091613
|  | 878.1705 | 0 | 0 | 0.044555 | 0.089196 | 0.059715 | 0.19139 | 60.949 | 0.072514 | 0.087003 | 0.089667
|  | 878.4106 | 0 | 0 | -0.027671 | -0.093081 | -0.030597 | -0.092361 | 59.7621 | 0.05595 | 0.060848 | 0.079857
|  | 878.6507 | 0 | 0 | 0.041556 | 0.11882 | 0.048565 | 0.19244 | 58.8882 | 0.077657 | 0.093668 | 0.10367
|  | 878.8908 | 0 | 0 | -0.055394 | -0.082817 | -0.040315 | -0.11358 | 57.7607 | 0.047081 | 0.058434 | 0.082181
|  | 879.131 | 0 | 0 | 0.030542 | 0.07072 | 0.040438 | 0.20041 | 56.8673 | 0.068644 | 0.085803 | 0.091238
|  | 879.3711 | 0 | 0 | -0.063298 | -0.093521 | -0.032689 | -0.07436 | 55.6754 | 0.042262 | 0.057017 | 0.073954
|  | 879.6112 | 0 | 0 | 0.042869 | 0.05522 | 0.045018 | 0.20055 | 54.7647 | 0.077204 | 0.086076 | 0.10008
|  | 879.8514 | 0 | 0 | -0.037065 | -0.098141 | -0.025336 | -0.066768 | 53.6766 | 0.05024 | 0.054564 | 0.077695
|  | 880.0915 | 0 | 0 | 0.020546 | 0.086844 | 0.048585 | 0.17529 | 52.7696 | 0.070757 | 0.095838 | 0.10161
|  | 880.3317 | 0 | 0 | -0.026739 | -0.05698 | -0.026024 | -0.037475 | 51.6345 | 0.048211 | 0.055196 | 0.085857
|  | 880.5718 | 0 | 0 | 0.020723 | 0.024559 | 0.031475 | 0.17266 | 50.694 | 0.068449 | 0.089757 | 0.097883
|  | 880.812 | 0 | 0 | -0.044396 | -0.11872 | -0.031015 | -0.10407 | 49.6075 | 0.044533 | 0.05437 | 0.079791
|  | 881.0522 | 0 | 0 | 0.016275 | 0.028013 | 0.03994 | 0.1538 | 48.7023 | 0.070375 | 0.083364 | 0.095401
|  | 881.2923 | 0 | 0 | -0.038318 | -0.05701 | -0.033853 | -0.067298 | 47.5802 | 0.056019 | 0.071423 | 0.08629
|  | 881.5325 | 0 | 0 | 0.034783 | 0.063171 | 0.036673 | 0.20221 | 46.6066 | 0.075823 | 0.10454 | 0.099101
|  | 881.7727 | 0 | 0 | -0.039954 | -0.0662 | -0.022658 | -0.035773 | 45.5106 | 0.048091 | 0.070631 | 0.074861
|  | 882.0129 | 0 | 0 | 0.029329 | 0.059844 | 0.045822 | 0.19873 | 44.4043 | 0.077553 | 0.093877 | 0.099016
|  | 882.2531 | 0 | 0 | -0.042627 | -0.063035 | -0.012975 | 0.0017549 | 43.323 | 0.05671 | 0.059961 | 0.08276
|  | 882.4933 | 0 | 0 | 0.02528 | 0.047686 | 0.059463 | 0.13725 | 42.3215 | 0.0758 | 0.092261 | 0.092999
|  | 882.7336 | 0 | 0 | -0.014382 | -0.045606 | -0.0037922 | -0.069274 | 41.2297 | 0.05216 | 0.063593 | 0.078174
|  | 882.9738 | 0 | 0 | 0.02219 | 0.047076 | 0.039956 | 0.11924 | 40.2485 | 0.072176 | 0.083779 | 0.095486
|  | 883.214 | 0 | 0 | -0.05662 | -0.090025 | -0.030432 | -0.026546 | 39.1648 | 0.049315 | 0.066802 | 0.075294
|  | 883.4543 | 0 | 0 | 0.0043517 | 0.026659 | 0.031472 | 0.15111 | 38.2415 | 0.071356 | 0.09068 | 0.091959
|  | 883.6945 | 0 | 0 | -0.029455 | -0.03796 | -0.019456 | -0.058675 | 37.2273 | 0.055347 | 0.061179 | 0.079855
|  | 883.9348 | 0 | 0 | 0.0087401 | 0.047352 | 0.035888 | 0.12286 | 36.3519 | 0.065665 | 0.081255 | 0.093851
|  | 884.175 | 0 | 0 | -0.027568 | -0.046839 | -0.0035344 | 0.025998 | 35.3632 | 0.057389 | 0.062938 | 0.083116
|  | 884.4153 | 0 | 0 | 0.044717 | 0.036272 | 0.057898 | 0.16495 | 34.5086 | 0.077969 | 0.09029 | 0.10809
|  | 884.6556 | 0 | 0 | 0.009737 | -0.053364 | -0.0059649 | -0.02019 | 33.528 | 0.056381 | 0.066912 | 0.089884
|  | 884.8958 | 0 | 0 | 0.033313 | 0.0075629 | 0.022037 | 0.13505 | 32.6327 | 0.060969 | 0.08103 | 0.085997
|  | 885.1361 | 0 | 0 | -0.0247 | -0.070251 | -0.024539 | 0.035352 | 31.7212 | 0.050844 | 0.068011 | 0.074192
|  | 885.3764 | 0 | 0 | -0.010252 | 0.0064458 | 0.029517 | 0.13418 | 30.9387 | 0.066793 | 0.077816 | 0.085242
|  | 885.6167 | 0 | 0 | -0.028633 | -0.048441 | 0.0010811 | 0.031577 | 30.079 | 0.05826 | 0.070903 | 0.083835
|  | 885.857 | 0 | 0 | 6.6295e-05 | 0.010458 | 0.028931 | 0.10824 | 29.2901 | 0.063235 | 0.087931 | 0.090653
|  | 886.0973 | 0 | 0 | -0.031722 | -0.033976 | -0.0096615 | 0.012038 | 28.4464 | 0.056579 | 0.073575 | 0.085027
|  | 886.3377 | 0 | 0 | 0.027165 | 0.053498 | 0.044302 | 0.1718 | 27.7273 | 0.08233 | 0.092335 | 0.10051
|  | 886.578 | 0 | 0 | 0.0013646 | -0.010963 | 0.023517 | 0.081244 | 26.9516 | 0.071485 | 0.084941 | 0.09476
|  | 886.8183 | 0 | 0 | 0.02216 | 0.0085072 | 0.03014 | 0.099759 | 26.1744 | 0.065629 | 0.084822 | 0.096108
|  | 887.0587 | 0 | 0 | -0.014096 | -0.029574 | -0.0063656 | 0.04787 | 25.4102 | 0.056497 | 0.069301 | 0.085034
|  | 887.299 | 0 | 0 | 0.0016065 | 0.018176 | 0.023498 | 0.13543 | 24.7277 | 0.073759 | 0.087716 | 0.095783
|  | 887.5394 | 0 | 0 | -0.0026638 | -0.026234 | -0.0006965 | 0.057613 | 23.9967 | 0.069027 | 0.084044 | 0.094368
|  | 887.7797 | 0 | 0 | 0.0079258 | -0.0093448 | 0.016804 | 0.10608 | 23.3214 | 0.070006 | 0.08677 | 0.091588
|  | 888.0201 | 0 | 0 | -0.018858 | -0.047349 | -0.0058182 | 0.068121 | 22.6006 | 0.065846 | 0.083291 | 0.09719
|  | 888.2604 | 0 | 0 | -0.0058402 | -0.0232 | 0.0035949 | 0.11302 | 21.9493 | 0.062817 | 0.081595 | 0.093402
|  | 888.5008 | 0 | 0 | -0.018983 | -0.048287 | -0.0027155 | 0.051759 | 21.3316 | 0.0562 | 0.0765 | 0.082476
|  | 888.7412 | 0 | 0 | -0.0032365 | 0.0098552 | 0.015139 | 0.066744 | 20.7137 | 0.064933 | 0.093987 | 0.085685
|  | 888.9816 | 0 | 0 | -0.010031 | 0.0028976 | 0.019935 | 0.070327 | 20.0945 | 0.064005 | 0.084363 | 0.082546
|  | 889.222 | 0 | 0 | -0.019437 | -0.0025434 | 0.020636 | 0.11937 | 19.4965 | 0.062285 | 0.075991 | 0.085021
|  | 889.4624 | 0 | 0 | -0.019812 | -0.025955 | 0.015113 | 0.090976 | 18.9192 | 0.060806 | 0.078126 | 0.081447
|  | 889.7028 | 0 | 0 | 0.010706 | -0.019772 | 0.024831 | 0.072486 | 18.3986 | 0.068086 | 0.088871 | 0.091318
|  | 889.9432 | 0 | 0 | -0.0014161 | -0.0039891 | 0.024845 | 0.095046 | 17.8581 | 0.064948 | 0.081693 | 0.091187
|  | 890.1837 | 0 | 0 | -0.034364 | -0.017573 | 0.014982 | 0.081876 | 17.319 | 0.057824 | 0.075469 | 0.077566
|  | 890.4241 | 0 | 0 | -0.0035299 | 0.0053778 | 0.019125 | 0.10562 | 16.8256 | 0.070507 | 0.085529 | 0.089584
|  | 890.6645 | 0 | 0 | -0.0036765 | -0.011521 | -0.0028719 | 0.070285 | 16.3172 | 0.070953 | 0.085431 | 0.089664
|  | 890.905 | 0 | 0 | 0.021059 | 0.021103 | 0.0032775 | 0.092735 | 15.8651 | 0.079345 | 0.098692 | 0.09313
|  | 891.1454 | 0 | 0 | 0.0049533 | -0.001761 | 0.012803 | 0.024273 | 15.3783 | 0.074495 | 0.092701 | 0.08796
|  | 891.3859 | 0 | 0 | 0.010178 | 0.0064472 | 0.028509 | 0.094589 | 14.9184 | 0.073958 | 0.090339 | 0.094682
|  | 891.6263 | 0 | 0 | -0.0067367 | -0.022594 | -0.01278 | 0.054156 | 14.4541 | 0.066486 | 0.072902 | 0.087561
|  | 891.8668 | 0 | 0 | -0.0010574 | 0.035255 | 0.012827 | 0.059912 | 14.0151 | 0.069124 | 0.075416 | 0.085898
|  | 892.1073 | 0 | 0 | -0.028229 | -0.014245 | 0.0029296 | 0.041041 | 13.5576 | 0.06097 | 0.069311 | 0.083131
|  | 892.3478 | 0 | 0 | 0.01318 | 0.028711 | 0.021904 | 0.12105 | 13.1561 | 0.072714 | 0.084964 | 0.094396
|  | 892.5883 | 0 | 0 | -0.024684 | -0.040101 | -0.013082 | 0.031047 | 12.7197 | 0.059048 | 0.074114 | 0.084225
|  | 892.8288 | 0 | 0 | 0.0029137 | 0.01744 | 0.021693 | 0.15264 | 12.3384 | 0.065836 | 0.086138 | 0.089839
|  | 893.0693 | 0 | 0 | -0.018903 | -0.0363 | -0.0010182 | 0.020651 | 11.9253 | 0.05625 | 0.075705 | 0.083236
|  | 893.3098 | 0 | 0 | 0.027832 | 0.032639 | 0.028842 | 0.14279 | 11.5829 | 0.080723 | 0.097806 | 0.10135
|  | 893.5503 | 0 | 0 | -0.012372 | -0.05015 | -0.020935 | 0.023542 | 11.1873 | 0.069652 | 0.08206 | 0.09366
|  | 893.7908 | 0 | 0 | 0.015021 | 0.050532 | 0.015664 | 0.12037 | 10.8695 | 0.072798 | 0.092984 | 0.092443
|  | 894.0313 | 0 | 0 | -0.026211 | -0.022093 | -0.015167 | -0.029467 | 10.5287 | 0.062766 | 0.078557 | 0.086443
|  | 894.2719 | 0 | 0 | 0.016254 | 0.037133 | 0.038975 | 0.10651 | 10.2303 | 0.080349 | 0.095378 | 0.093862
|  | 894.5124 | 0 | 0 | -0.033828 | -0.071562 | -0.012058 | 0.012047 | 9.8868 | 0.065023 | 0.081172 | 0.085196
|  | 894.753 | 0 | 0 | 0.018733 | 0.043049 | 0.055662 | 0.20857 | 9.6263 | 0.083956 | 0.10781 | 0.10664
|  | 894.9935 | 0 | 0 | -0.039683 | -0.067885 | -0.0048043 | 0.040839 | 9.2766 | 0.059093 | 0.078741 | 0.089613
|  | 895.2341 | 0 | 0 | 0.015294 | 0.029455 | 0.032135 | 0.12731 | 9.0313 | 0.075723 | 0.088063 | 0.10389
|  | 895.4746 | 0 | 0 | -0.030716 | -0.074691 | -0.0034203 | -0.024996 | 8.7311 | 0.064012 | 0.081802 | 0.091728
|  | 895.7152 | 0 | 0 | 0.027921 | 0.043214 | 0.049882 | 0.14758 | 8.4881 | 0.082289 | 0.11814 | 0.10276
|  | 895.9558 | 0 | 0 | -0.032852 | -0.084393 | -0.034091 | -0.041569 | 8.1761 | 0.05974 | 0.078986 | 0.077369
|  | 896.1964 | 0 | 0 | 0.0059877 | 0.040037 | 0.029907 | 0.18012 | 7.9847 | 0.068832 | 0.095175 | 0.090996
|  | 896.437 | 0 | 0 | -0.028648 | -0.071952 | -0.027986 | -0.023268 | 7.6944 | 0.048628 | 0.076034 | 0.08401
|  | 896.6776 | 0 | 0 | 0.031662 | 0.060915 | 0.05883 | 0.17703 | 7.5034 | 0.082447 | 0.11517 | 0.099438
|  | 896.9182 | 0 | 0 | -0.046361 | -0.081863 | -0.011795 | -0.013457 | 7.2317 | 0.064867 | 0.084166 | 0.078949
|  | 897.1588 | 0 | 0 | 0.020465 | 0.069385 | 0.050908 | 0.24027 | 7.0816 | 0.085316 | 0.10148 | 0.10186
|  | 897.3994 | 0 | 0 | -0.066087 | -0.091765 | -0.027653 | -0.019125 | 6.8162 | 0.054231 | 0.072077 | 0.080893
|  | 897.64 | 0 | 0 | 0.0159 | 0.062345 | 0.046906 | 0.19229 | 6.6584 | 0.084347 | 0.10578 | 0.10104
|  | 897.8806 | 0 | 0 | -0.042561 | -0.09431 | -0.036809 | -0.027788 | 6.4173 | 0.053454 | 0.076374 | 0.079357
|  | 898.1213 | 0 | 0 | 0.022044 | 0.087384 | 0.045222 | 0.24104 | 6.2773 | 0.079193 | 0.11563 | 0.10016
|  | 898.3619 | 0 | 0 | -0.061756 | -0.032986 | -0.049884 | -0.017656 | 6.0441 | 0.064289 | 0.086046 | 0.093333
|  | 898.6026 | 0 | 0 | 0.044232 | 0.092193 | 0.05717 | 0.23366 | 5.9276 | 0.098046 | 0.1156 | 0.11134
|  | 898.8432 | 0 | 0 | -0.013237 | -0.094069 | -0.026913 | -0.0079914 | 5.6876 | 0.076313 | 0.092724 | 0.089027
|  | 899.0839 | 0 | 0 | 0.062461 | 0.078139 | 0.063866 | 0.31481 | 5.5835 | 0.09528 | 0.11724 | 0.1061
|  | 899.3246 | 0 | 0 | -0.076234 | -0.09186 | -0.036642 | -0.071487 | 5.3672 | 0.053977 | 0.064233 | 0.084189
|  | 899.5652 | 0 | 0 | 0.059995 | 0.11419 | 0.048739 | 0.24505 | 5.2661 | 0.096871 | 0.11628 | 0.11988
|  | 899.8059 | 0 | 0 | -0.038743 | -0.11882 | -0.049416 | -0.060607 | 5.0338 | 0.057492 | 0.067414 | 0.084927
|  | 900.0466 | 0 | 0 | 0.071493 | 0.1019 | 0.054529 | 0.29919 | 4.9521 | 0.08646 | 0.10368 | 0.097733
|  | 900.2873 | 0 | 0 | -0.051358 | -0.091212 | -0.055846 | -0.076053 | 4.7268 | 0.048823 | 0.064665 | 0.072954
|  | 900.528 | 0 | 0 | 0.053743 | 0.13043 | 0.054559 | 0.26615 | 4.6934 | 0.08725 | 0.11461 | 0.11555
|  | 900.7687 | 0 | 0 | -0.053414 | -0.11815 | -0.02782 | -0.066811 | 4.5032 | 0.069171 | 0.08819 | 0.098695
|  | 901.0094 | 0 | 0 | 0.052805 | 0.14364 | 0.085371 | 0.24995 | 4.4253 | 0.091847 | 0.11933 | 0.11276
|  | 901.2501 | 0 | 0 | -0.079671 | -0.081134 | -0.061162 | -0.061855 | 4.1996 | 0.055247 | 0.069684 | 0.080593
|  | 901.4909 | 0 | 0 | 0.078031 | 0.1114 | 0.085346 | 0.28785 | 4.194 | 0.10148 | 0.11669 | 0.11451
|  | 901.7316 | 0 | 0 | -0.03159 | -0.082586 | -0.045147 | -0.16026 | 3.9586 | 0.062889 | 0.07456 | 0.080218
|  | 901.9723 | 0 | 0 | 0.048388 | 0.12709 | 0.090018 | 0.32425 | 3.9301 | 0.096937 | 0.12521 | 0.12178
|  | 902.2131 | 0 | 0 | -0.072623 | -0.13106 | -0.043053 | -0.088841 | 3.7501 | 0.053588 | 0.067346 | 0.084776
|  | 902.4538 | 0 | 0 | 0.10546 | 0.098667 | 0.10698 | 0.30023 | 3.7465 | 0.11328 | 0.1494 | 0.14208
|  | 902.6946 | 0 | 0 | -0.054051 | -0.14598 | -0.03409 | -0.059371 | 3.5582 | 0.069443 | 0.070533 | 0.087417
|  | 902.9353 | 0 | 0 | 0.049195 | 0.14818 | 0.079288 | 0.34021 | 3.5354 | 0.099149 | 0.13276 | 0.11841
|  | 903.1761 | 0 | 0 | -0.070657 | -0.14088 | -0.065672 | -0.10465 | 3.3327 | 0.054058 | 0.069384 | 0.082197
|  | 903.4169 | 0 | 0 | 0.045862 | 0.12725 | 0.066436 | 0.30501 | 3.3534 | 0.085568 | 0.10643 | 0.1152
|  | 903.6577 | 0 | 0 | -0.095862 | -0.18931 | -0.077643 | -0.1164 | 3.1695 | 0.049777 | 0.05867 | 0.082669
|  | 903.8985 | 0 | 0 | 0.071332 | 0.16053 | 0.0982 | 0.28844 | 3.2067 | 0.098406 | 0.13025 | 0.12611
|  | 904.1393 | 0 | 0 | -0.056817 | -0.14307 | -0.061135 | -0.15366 | 2.995 | 0.050637 | 0.066063 | 0.07059
|  | 904.3801 | 0 | 0 | 0.031517 | 0.14063 | 0.079524 | 0.26919 | 3.0088 | 0.083491 | 0.11531 | 0.11
|  | 904.6209 | 0 | 0 | -0.10896 | -0.19509 | -0.057431 | -0.17825 | 2.8029 | 0.034227 | 0.044689 | 0.07736
|  | 904.8617 | 0 | 0 | 0.079021 | 0.1604 | 0.08727 | 0.3314 | 2.8582 | 0.10178 | 0.13299 | 0.11441
|  | 905.1025 | 0 | 0 | -0.088731 | -0.17117 | -0.096738 | -0.13552 | 2.6685 | 0.052824 | 0.062315 | 0.080917
|  | 905.3433 | 0 | 0 | 0.083734 | 0.11342 | 0.11235 | 0.39263 | 2.7273 | 0.10402 | 0.13155 | 0.1185
|  | 905.5842 | 0 | 0 | -0.055329 | -0.19737 | -0.04537 | -0.17275 | 2.5529 | 0.064514 | 0.08175 | 0.082764
|  | 905.825 | 0 | 0 | 0.040888 | 0.14783 | 0.085457 | 0.40047 | 2.5768 | 0.083903 | 0.11279 | 0.10571
|  | 906.0658 | 0 | 0 | -0.095817 | -0.19673 | -0.065268 | -0.12757 | 2.387 | 0.045077 | 0.058053 | 0.067776
|  | 906.3067 | 0 | 0 | 0.073906 | 0.13366 | 0.10778 | 0.41213 | 2.4556 | 0.095264 | 0.11085 | 0.10846
|  | 906.5476 | 0 | 0 | -0.05246 | -0.10874 | -0.050518 | -0.1242 | 2.2859 | 0.066008 | 0.073135 | 0.08853
|  | 906.7884 | 0 | 0 | 0.10294 | 0.18107 | 0.10405 | 0.42829 | 2.2993 | 0.1086 | 0.13734 | 0.12769
|  | 907.0293 | 0 | 0 | -0.067004 | -0.11328 | -0.057894 | -0.16176 | 2.1749 | 0.065934 | 0.085384 | 0.07872
|  | 907.2702 | 0 | 0 | 0.0481 | 0.13504 | 0.081682 | 0.35096 | 2.2075 | 0.10332 | 0.13793 | 0.12154
|  | 907.511 | 0 | 0 | -0.075712 | -0.15446 | -0.0715 | -0.14968 | 2.0445 | 0.047596 | 0.062891 | 0.0826
|  | 907.7519 | 0 | 0 | 0.033607 | 0.11636 | 0.099026 | 0.37125 | 2.1024 | 0.092073 | 0.12954 | 0.11519
|  | 907.9928 | 0 | 0 | -0.083505 | -0.19428 | -0.066946 | -0.1193 | 1.9286 | 0.038753 | 0.054358 | 0.061957
|  | 908.2337 | 0 | 0 | 0.057763 | 0.083911 | 0.092599 | 0.26162 | 2.0042 | 0.092129 | 0.12725 | 0.11318
|  | 908.4746 | 0 | 0 | -0.026859 | -0.12138 | -0.051198 | -0.059956 | 1.8594 | 0.057044 | 0.075811 | 0.098315
|  | 908.7156 | 0 | 0 | 0.095365 | 0.16078 | 0.10856 | 0.36528 | 1.8943 | 0.10231 | 0.13704 | 0.13502
|  | 908.9565 | 0 | 0 | -0.083712 | -0.14342 | -0.032352 | -0.13091 | 1.7452 | 0.057816 | 0.075829 | 0.094568
|  | 909.1974 | 0 | 0 | 0.053001 | 0.11899 | 0.095494 | 0.34423 | 1.8112 | 0.099915 | 0.13119 | 0.12395
|  | 909.4383 | 0 | 0 | -0.043501 | -0.10904 | -0.045338 | -0.079784 | 1.6757 | 0.076773 | 0.083754 | 0.095279
|  | 909.6793 | 0 | 0 | 0.054807 | 0.11043 | 0.078102 | 0.24256 | 1.7249 | 0.099372 | 0.13102 | 0.12166
|  | 909.9202 | 0 | 0 | -0.056884 | -0.13301 | -0.057536 | -0.11215 | 1.5947 | 0.051875 | 0.07842 | 0.089882
|  | 910.1612 | 0 | 0 | 0.063547 | 0.11126 | 0.088163 | 0.31086 | 1.6385 | 0.096176 | 0.13482 | 0.11465
|  | 910.4021 | 0 | 0 | -0.082831 | -0.13754 | -0.037619 | -0.059888 | 1.5064 | 0.047711 | 0.063942 | 0.07862
|  | 910.6431 | 0 | 0 | 0.067106 | 0.10539 | 0.064288 | 0.32707 | 1.5647 | 0.099746 | 0.13285 | 0.11979
|  | 910.8841 | 0 | 0 | -0.024538 | -0.11716 | -0.070905 | -0.12782 | 1.4315 | 0.070509 | 0.080532 | 0.091384
|  | 911.125 | 0 | 0 | 0.054801 | 0.091356 | 0.069433 | 0.26746 | 1.4937 | 0.099075 | 0.12375 | 0.12498
|  | 911.366 | 0 | 0 | -0.045202 | -0.095488 | -0.035973 | -0.027514 | 1.3769 | 0.057399 | 0.086451 | 0.088636
|  | 911.607 | 0 | 0 | 0.065968 | 0.10093 | 0.10522 | 0.35105 | 1.4396 | 0.10586 | 0.13322 | 0.13154
|  | 911.848 | 0 | 0 | -0.092108 | -0.11455 | -0.042493 | -0.033965 | 1.3044 | 0.053474 | 0.058047 | 0.069584
|  | 912.089 | 0 | 0 | -0.0094379 | 0.083062 | 0.058273 | 0.28412 | 1.3709 | 0.087869 | 0.10846 | 0.10004
|  | 912.33 | 0 | 0 | -0.063218 | -0.1502 | -0.040898 | -0.11339 | 1.2438 | 0.054965 | 0.075406 | 0.081743
|  | 912.571 | 0 | 0 | 0.038605 | 0.069995 | 0.074997 | 0.26413 | 1.315 | 0.088645 | 0.11106 | 0.1055
|  | 912.812 | 0 | 0 | -0.047479 | -0.11668 | -0.020884 | -0.023014 | 1.2023 | 0.073205 | 0.091267 | 0.090434
|  | 913.053 | 0 | 0 | 0.026064 | 0.088286 | 0.069503 | 0.20874 | 1.2331 | 0.08289 | 0.11842 | 0.099002
|  | 913.2941 | 0 | 0 | -0.050369 | -0.15255 | -0.041895 | -0.041023 | 1.1508 | 0.053472 | 0.068327 | 0.08345
|  | 913.5351 | 0 | 0 | 0.06221 | 0.088536 | 0.050463 | 0.28251 | 1.1888 | 0.092241 | 0.11962 | 0.10449
|  | 913.7762 | 0 | 0 | -0.032881 | -0.091569 | -0.028469 | -0.013309 | 1.0932 | 0.062168 | 0.083416 | 0.084706
|  | 914.0172 | 0 | 0 | 0.025742 | 0.074244 | 0.077717 | 0.26277 | 1.1313 | 0.075674 | 0.1068 | 0.10824
|  | 914.2583 | 0 | 0 | -0.071118 | -0.11321 | -0.02034 | 0.001059 | 1.0534 | 0.06304 | 0.071691 | 0.085306
|  | 914.4993 | 0 | 0 | 0.039721 | 0.086067 | 0.069923 | 0.29603 | 1.0956 | 0.10405 | 0.13118 | 0.11886
|  | 914.7404 | 0 | 0 | -0.028301 | -0.080312 | -0.014273 | 0.055059 | 1.0078 | 0.080763 | 0.093507 | 0.097278
|  | 914.9815 | 0 | 0 | 0.01475 | 0.036275 | 0.06921 | 0.27959 | 1.0378 | 0.093186 | 0.11123 | 0.10584
|  | 915.2225 | 0 | 0 | -0.056084 | -0.067701 | -0.018434 | -0.023729 | 0.97409 | 0.068179 | 0.091541 | 0.08885
|  | 915.4636 | 0 | 0 | -0.020855 | 0.053217 | 0.03309 | 0.17293 | 1.0049 | 0.085147 | 0.11478 | 0.1111
|  | 915.7047 | 0 | 0 | -0.073996 | -0.13048 | -0.024502 | 0.025337 | 0.93416 | 0.068712 | 0.084499 | 0.097844
|  | 915.9458 | 0 | 0 | -0.0054147 | 0.0021286 | 0.019728 | 0.19949 | 0.94422 | 0.073311 | 0.098783 | 0.098502
|  | 916.1869 | 0 | 0 | -0.047784 | -0.068413 | -0.036448 | -0.013956 | 0.87752 | 0.055398 | 0.087635 | 0.091232
|  | 916.428 | 0 | 0 | 0.010164 | 0.085236 | 0.042408 | 0.20388 | 0.90524 | 0.084495 | 0.11957 | 0.10441
|  | 916.6691 | 0 | 0 | -0.041092 | -0.058678 | -0.0017069 | -0.027355 | 0.85707 | 0.057579 | 0.08712 | 0.090331
|  | 916.9103 | 0 | 0 | 0.029447 | 0.063572 | 0.035716 | 0.21546 | 0.88159 | 0.075689 | 0.12259 | 0.11174
|  | 917.1514 | 0 | 0 | -0.015628 | -0.054979 | -0.021411 | 0.040285 | 0.82545 | 0.074697 | 0.097605 | 0.10406
|  | 917.3925 | 0 | 0 | 0.043582 | 0.029083 | 0.059181 | 0.1833 | 0.85818 | 0.10651 | 0.12274 | 0.11827
|  | 917.6337 | 0 | 0 | -0.031429 | -0.069914 | 0.0025437 | -0.0075641 | 0.7835 | 0.075259 | 0.097639 | 0.089685
|  | 917.8748 | 0 | 0 | 0.021308 | 0.063895 | 0.051504 | 0.17749 | 0.81068 | 0.088795 | 0.10769 | 0.10309
|  | 918.116 | 0 | 0 | -0.044425 | -0.043695 | -0.0095871 | 0.054843 | 0.76001 | 0.06781 | 0.080657 | 0.098334
|  | 918.3571 | 0 | 0 | 0.0080941 | 0.00031204 | 0.038146 | 0.21112 | 0.78778 | 0.10053 | 0.11911 | 0.11399
|  | 918.5983 | 0 | 0 | -0.023892 | -0.076422 | 0.01132 | 0.035289 | 0.74543 | 0.091244 | 0.10516 | 0.10291
|  | 918.8395 | 0 | 0 | 0.02241 | 0.039789 | 0.053856 | 0.17246 | 0.76924 | 0.10228 | 0.11361 | 0.11914
|  | 919.0806 | 0 | 0 | -0.015966 | -0.030545 | -0.0020616 | 0.052499 | 0.71536 | 0.090432 | 0.10079 | 0.10725
|  | 919.3218 | 0 | 0 | 0.0047482 | 0.023089 | 0.029349 | 0.15028 | 0.70126 | 0.090038 | 0.11175 | 0.1029
|  | 919.563 | 0 | 0 | -0.028779 | -0.050066 | -0.018589 | 0.073392 | 0.66598 | 0.083679 | 0.090214 | 0.097101
|  | 919.8042 | 0 | 0 | 0.016709 | 0.034047 | 0.036052 | 0.19566 | 0.70052 | 0.10069 | 0.11215 | 0.11708
|  | 920.0454 | 0 | 0 | -0.0094079 | -0.013892 | 0.014828 | 0.079753 | 0.67013 | 0.088499 | 0.11444 | 0.11248
|  | 920.2866 | 0 | 0 | 0.014 | 0.035837 | 0.044092 | 0.18552 | 0.69188 | 0.098337 | 0.12819 | 0.1247
|  | 920.5278 | 0 | 0 | 0.0019296 | -0.014471 | 0.011976 | 0.070608 | 0.65325 | 0.084402 | 0.11146 | 0.11144
|  | 920.769 | 0 | 0 | 0.015732 | 0.010439 | 0.033439 | 0.099043 | 0.6376 | 0.086081 | 0.11075 | 0.10263
|  | 921.0103 | 0 | 0 | -0.033601 | -0.025447 | 0.016412 | 0.039782 | 0.59059 | 0.067255 | 0.096433 | 0.093653
|  | 921.2515 | 0 | 0 | -0.02925 | -0.018333 | 0.03894 | 0.14471 | 0.58715 | 0.068651 | 0.092804 | 0.10052
|  | 921.4927 | 0 | 0 | -0.0215 | -0.011829 | 0.019381 | 0.095162 | 0.60281 | 0.079123 | 0.10027 | 0.10406
|  | 921.734 | 0 | 0 | 0.0029206 | 0.013395 | 0.025297 | 0.092223 | 0.61681 | 0.091574 | 0.12173 | 0.11669
|  | 921.9752 | 0 | 0 | -0.012608 | -0.036397 | 0.026473 | 0.081722 | 0.57727 | 0.076117 | 0.10065 | 0.10248
|  | 922.2165 | 0 | 0 | 0.015689 | -0.0053966 | 0.021785 | 0.12116 | 0.55609 | 0.078893 | 0.10433 | 0.097964
|  | 922.4577 | 0 | 0 | 0.011198 | -0.0045615 | 0.019438 | 0.11484 | 0.55145 | 0.080397 | 0.1081 | 0.10892
|  | 922.699 | 0 | 0 | 0.0032352 | -0.0035082 | 0.033375 | 0.096187 | 0.55875 | 0.077474 | 0.11417 | 0.1174
|  | 922.9403 | 0 | 0 | 0.0042927 | 0.032139 | 0.03231 | 0.12088 | 0.5516 | 0.091323 | 0.12173 | 0.11952
|  | 923.1816 | 0 | 0 | -0.015556 | 0.015821 | 0.011868 | 0.11058 | 0.5307 | 0.087704 | 0.11035 | 0.10479
|  | 923.4229 | 0 | 0 | -0.015388 | -0.0065287 | 0.018021 | 0.09618 | 0.5251 | 0.080742 | 0.11059 | 0.10071
|  | 923.6641 | 0 | 0 | -0.02158 | -0.040259 | 0.033604 | 0.058614 | 0.50889 | 0.077099 | 0.11601 | 0.10154
|  | 923.9054 | 0 | 0 | -0.03644 | -0.025962 | 0.030209 | 0.15952 | 0.50936 | 0.07766 | 0.11622 | 0.09638
|  | 924.1467 | 0 | 0 | -0.045034 | -0.04874 | 0.024151 | 0.098081 | 0.49149 | 0.07638 | 0.10761 | 0.09995
|  | 924.388 | 0 | 0 | -0.0033252 | -0.0039188 | 0.046812 | 0.11656 | 0.48761 | 0.095156 | 0.12033 | 0.12138
|  | 924.6294 | 0 | 0 | 0.0020692 | 0.0047759 | 0.019319 | 0.099843 | 0.46938 | 0.092455 | 0.11878 | 0.12138
|  | 924.8707 | 0 | 0 | 0.019453 | 0.04928 | 0.045404 | 0.15798 | 0.49139 | 0.090597 | 0.1232 | 0.1262
|  | 925.112 | 0 | 0 | -0.030658 | -0.020362 | 0.022833 | 0.049599 | 0.46579 | 0.087688 | 0.10457 | 0.11868
|  | 925.3533 | 0 | 0 | -0.019732 | 0.018604 | 0.04375 | 0.11074 | 0.47693 | 0.087651 | 0.10829 | 0.11567
|  | 925.5947 | 0 | 0 | -0.051181 | -0.045749 | -0.012625 | 0.0075027 | 0.44289 | 0.06738 | 0.087507 | 0.1115
|  | 925.836 | 0 | 0 | -0.0017965 | 0.034733 | 0.010644 | 0.20953 | 0.46238 | 0.081408 | 0.10886 | 0.12578
|  | 926.0774 | 0 | 0 | -0.034871 | -0.0057931 | -0.004014 | 0.049396 | 0.42817 | 0.06945 | 0.096048 | 0.099389
|  | 926.3187 | 0 | 0 | 0.0019146 | 0.045207 | 0.057099 | 0.20566 | 0.44205 | 0.094278 | 0.11387 | 0.11803
|  | 926.5601 | 0 | 0 | -0.0010491 | -0.02544 | 0.019701 | 0.087477 | 0.43646 | 0.10128 | 0.10857 | 0.13171
|  | 926.8015 | 0 | 0 | 0.032971 | 0.045391 | 0.067084 | 0.19601 | 0.45198 | 0.1105 | 0.12794 | 0.13245
|  | 927.0428 | 0 | 0 | -0.034986 | -0.096181 | 0.0027651 | 0.10079 | 0.39821 | 0.081665 | 0.11558 | 0.10648
|  | 927.2842 | 0 | 0 | 0.02067 | 0.026048 | 0.013779 | 0.24473 | 0.4396 | 0.096989 | 0.12605 | 0.12124
|  | 927.5256 | 0 | 0 | -0.02966 | -0.090027 | -0.034995 | 0.039187 | 0.39133 | 0.078066 | 0.10662 | 0.095829
|  | 927.767 | 0 | 0 | 0.006179 | -0.011613 | 0.034087 | 0.15817 | 0.40928 | 0.093666 | 0.11841 | 0.10286
|  | 928.0084 | 0 | 0 | -0.06784 | -0.12853 | -0.0043716 | 0.0086482 | 0.36615 | 0.07555 | 0.085891 | 0.09686
|  | 928.2498 | 0 | 0 | -0.00055784 | 0.049221 | 0.057232 | 0.25349 | 0.40695 | 0.1018 | 0.12082 | 0.12361
|  | 928.4912 | 0 | 0 | -0.051484 | -0.076367 | -0.028171 | 0.033158 | 0.34055 | 0.071164 | 0.08694 | 0.10466
|  | 928.7326 | 0 | 0 | 0.026578 | 0.037069 | 0.048329 | 0.23178 | 0.39233 | 0.10596 | 0.12658 | 0.12867
|  | 928.974 | 0 | 0 | -0.034224 | -0.058486 | 0.004324 | -0.060987 | 0.3478 | 0.091735 | 0.10425 | 0.1101
|  | 929.2155 | 0 | 0 | 0.01916 | 0.050924 | 0.060734 | 0.17635 | 0.39277 | 0.092323 | 0.11574 | 0.12157
|  | 929.4569 | 0 | 0 | -0.077834 | -0.08678 | -0.017973 | -0.076036 | 0.33976 | 0.059325 | 0.09672 | 0.097209
|  | 929.6983 | 0 | 0 | -0.0040207 | 0.05977 | 0.06093 | 0.14254 | 0.36766 | 0.083719 | 0.11244 | 0.11772
|  | 929.9398 | 0 | 0 | -0.045092 | -0.11132 | -0.018 | -0.092905 | 0.31086 | 0.063914 | 0.087013 | 0.09756
|  | 930.1812 | 0 | 0 | 0.039941 | 0.048547 | 0.053783 | 0.24277 | 0.38016 | 0.10255 | 0.13016 | 0.12248
|  | 930.4227 | 0 | 0 | -0.07785 | -0.10184 | -0.053706 | 0.037219 | 0.30152 | 0.074589 | 0.10721 | 0.086723
|  | 930.6641 | 0 | 0 | 0.024801 | 0.099726 | 0.050609 | 0.2534 | 0.3772 | 0.11389 | 0.14048 | 0.13673
|  | 930.9056 | 0 | 0 | -0.036764 | -0.11737 | -0.0092625 | -0.03941 | 0.32913 | 0.095467 | 0.11822 | 0.12572
|  | 931.1471 | 0 | 0 | 0.021346 | 0.063598 | 0.078803 | 0.24998 | 0.36679 | 0.10467 | 0.12984 | 0.11886
|  | 931.3886 | 0 | 0 | -0.064699 | -0.083456 | -0.029091 | -0.027684 | 0.28411 | 0.060864 | 0.094725 | 0.08654
|  | 931.63 | 0 | 0 | -0.0013573 | 0.085525 | 0.064284 | 0.23354 | 0.34594 | 0.090436 | 0.14016 | 0.11367
|  | 931.8715 | 0 | 0 | -0.042707 | -0.15352 | -0.026826 | -0.12704 | 0.26859 | 0.073336 | 0.099372 | 0.10815
|  | 932.113 | 0 | 0 | 0.058623 | 0.090753 | 0.075191 | 0.27689 | 0.35657 | 0.11028 | 0.13663 | 0.13932
|  | 932.3545 | 0 | 0 | -0.055401 | -0.083688 | -0.06306 | -0.059912 | 0.27509 | 0.068874 | 0.098023 | 0.099439
|  | 932.596 | 0 | 0 | 0.05667 | 0.042282 | 0.056197 | 0.24207 | 0.33562 | 0.10756 | 0.14228 | 0.12568
|  | 932.8375 | 0 | 0 | -0.050675 | -0.16584 | -0.032135 | -0.049692 | 0.26291 | 0.071366 | 0.10717 | 0.10612
|  | 933.0791 | 0 | 0 | 0.054781 | 0.09115 | 0.05762 | 0.26977 | 0.31708 | 0.10838 | 0.14065 | 0.13205
|  | 933.3206 | 0 | 0 | -0.075919 | -0.093839 | -0.059974 | -0.034421 | 0.2446 | 0.062263 | 0.085307 | 0.09419
|  | 933.5621 | 0 | 0 | 0.052966 | 0.11316 | 0.078418 | 0.35927 | 0.32224 | 0.099705 | 0.14855 | 0.127
|  | 933.8036 | 0 | 0 | -0.064193 | -0.20304 | -0.046771 | -0.13915 | 0.23139 | 0.070155 | 0.10926 | 0.093206
|  | 934.0452 | 0 | 0 | 0.047001 | 0.13939 | 0.084772 | 0.38214 | 0.30956 | 0.10153 | 0.14694 | 0.12479
|  | 934.2867 | 0 | 0 | -0.052369 | -0.11833 | -0.039298 | -0.13791 | 0.21742 | 0.077652 | 0.10393 | 0.11065
|  | 934.5283 | 0 | 0 | 0.051293 | 0.076125 | 0.090237 | 0.32158 | 0.30842 | 0.11173 | 0.12788 | 0.13527
|  | 934.7699 | 0 | 0 | -0.081875 | -0.17959 | -0.05429 | -0.13736 | 0.21836 | 0.077645 | 0.10657 | 0.1034
|  | 935.0114 | 0 | 0 | 0.026755 | 0.066606 | 0.074821 | 0.311 | 0.32392 | 0.11528 | 0.15487 | 0.13718
|  | 935.253 | 0 | 0 | -0.10229 | -0.21397 | -0.020832 | -0.14222 | 0.21609 | 0.076667 | 0.10371 | 0.10714
|  | 935.4946 | 0 | 0 | 0.090252 | 0.09768 | 0.10138 | 0.26352 | 0.31742 | 0.12295 | 0.15794 | 0.16087
|  | 935.7362 | 0 | 0 | -0.062519 | -0.15233 | -0.082282 | -0.17684 | 0.21283 | 0.081673 | 0.1032 | 0.10601
|  | 935.9777 | 0 | 0 | 0.097772 | 0.16025 | 0.13371 | 0.31185 | 0.32962 | 0.14992 | 0.17871 | 0.17474
|  | 936.2193 | 0 | 0 | -0.05998 | -0.15056 | -0.044349 | -0.16571 | 0.23727 | 0.088643 | 0.12376 | 0.13553
|  | 936.4609 | 0 | 0 | 0.090858 | 0.1683 | 0.10918 | 0.28789 | 0.3231 | 0.13677 | 0.17916 | 0.1526
|  | 936.7025 | 0 | 0 | 0.080851 | 0.21789 | 0.11514 | 0.42817 | 0.33864 | 0.13133 | 0.18028 | 0.14656
|  | 936.9442 | 0 | 0 | -0.098533 | -0.18299 | -0.048983 | -0.18932 | 0.19977 | 0.084096 | 0.10728 | 0.11071
|  | 937.1858 | 0 | 0 | 0.050515 | 0.1121 | 0.10022 | 0.37636 | 0.31328 | 0.12425 | 0.16263 | 0.15747
|  | 937.4274 | 0 | 0 | -0.1038 | -0.19103 | -0.082837 | -0.20527 | 0.1761 | 0.072795 | 0.085129 | 0.11616
|  | 937.669 | 0 | 0 | 0.074326 | 0.20692 | 0.10718 | 0.42976 | 0.29931 | 0.12948 | 0.174 | 0.14266
|  | 937.9107 | 0 | 0 | -0.12052 | -0.26808 | -0.078724 | -0.21742 | 0.17239 | 0.047402 | 0.10079 | 0.067675
|  | 938.1523 | 0 | 0 | 0.05663 | 0.16807 | 0.11209 | 0.47831 | 0.30778 | 0.12645 | 0.1532 | 0.13988
|  | 938.394 | 0 | 0 | -0.17871 | -0.20611 | -0.088284 | -0.10556 | 0.13219 | 0.058089 | 0.08065 | 0.090867
|  | 938.6356 | 0 | 0 | 0.094975 | 0.096111 | 0.14007 | 0.52702 | 0.31021 | 0.12397 | 0.16798 | 0.13686
|  | 938.8773 | 0 | 0 | -0.080337 | -0.19187 | -0.071622 | -0.16038 | 0.14733 | 0.098096 | 0.10779 | 0.11796
|  | 939.1189 | 0 | 0 | 0.07881 | 0.1975 | 0.13009 | 0.44976 | 0.32506 | 0.1364 | 0.1658 | 0.16194
|  | 939.3606 | 0 | 0 | -0.10623 | -0.24023 | -0.10967 | -0.20961 | 0.1401 | 0.072641 | 0.10563 | 0.084266
|  | 939.6023 | 0 | 0 | 0.075002 | 0.19858 | 0.12851 | 0.50912 | 0.29344 | 0.13806 | 0.1807 | 0.14975
|  | 939.8439 | 0 | 0 | -0.16849 | -0.25105 | -0.11829 | -0.26997 | 0.13237 | 0.043625 | 0.077041 | 0.079497
|  | 940.0856 | 0 | 0 | 0.086801 | 0.1733 | 0.167 | 0.39458 | 0.32112 | 0.13914 | 0.19231 | 0.16208
|  | 940.3273 | 0 | 0 | -0.1664 | -0.2351 | -0.05918 | -0.32197 | 0.11956 | 0.065049 | 0.096598 | 0.097635
|  | 940.569 | 0 | 0 | 0.15465 | 0.16467 | 0.15734 | 0.43702 | 0.29892 | 0.14895 | 0.18143 | 0.17192
|  | 940.8107 | 0 | 0 | -0.14608 | -0.21747 | -0.10406 | -0.19615 | 0.14678 | 0.085724 | 0.09579 | 0.1109
|  | 941.0524 | 0 | 0 | 0.1191 | 0.21606 | 0.14516 | 0.51336 | 0.30139 | 0.15528 | 0.19516 | 0.18714
|  | 941.2941 | 0 | 0 | -0.11136 | -0.22138 | -0.12037 | -0.36618 | 0.11579 | 0.098619 | 0.11534 | 0.12891
|  | 941.5359 | 0 | 0 | 0.074933 | 0.15025 | 0.17537 | 0.61953 | 0.29667 | 0.15354 | 0.2046 | 0.17822
|  | 941.7776 | 0 | 0 | -0.13414 | -0.25691 | -0.12325 | -0.34776 | 0.11676 | 0.081894 | 0.094383 | 0.1115
|  | 942.0193 | 0 | 0 | 0.10556 | 0.21008 | 0.12729 | 0.56572 | 0.29166 | 0.14408 | 0.1927 | 0.16875
|  | 942.2611 | 0 | 0 | -0.15465 | -0.27538 | -0.10625 | -0.31333 | 0.093169 | 0.056945 | 0.085756 | 0.090619
|  | 942.5028 | 0 | 0 | 0.12796 | 0.21805 | 0.18142 | 0.60941 | 0.31211 | 0.1769 | 0.23016 | 0.18762
|  | 942.7446 | 0 | 0 | -0.13415 | -0.26585 | -0.14445 | -0.31854 | 0.07586 | 0.058471 | 0.084837 | 0.097009
|  | 942.9863 | 0 | 0 | 0.068068 | 0.1989 | 0.15548 | 0.71823 | 0.30829 | 0.15601 | 0.21085 | 0.16059
|  | 943.2281 | 0 | 0 | -0.12084 | -0.26594 | -0.12002 | -0.33028 | 0.095244 | 0.075709 | 0.10934 | 0.1108
|  | 943.4698 | 0 | 0 | 0.14558 | 0.2053 | 0.19075 | 0.65215 | 0.30209 | 0.17358 | 0.22275 | 0.18317
|  | 943.7116 | 0 | 0 | -0.069779 | -0.26033 | -0.11889 | -0.22998 | 0.12552 | 0.06761 | 0.11319 | 0.11737
|  | 943.9534 | 0 | 0 | 0.075742 | 0.22677 | 0.16727 | 0.55121 | 0.29666 | 0.15684 | 0.21824 | 0.16084
|  | 944.1952 | 0 | 0 | -0.15967 | -0.28143 | -0.11766 | -0.23602 | 0.090819 | 0.062898 | 0.096705 | 0.10791
|  | 944.4369 | 0 | 0 | 0.095834 | 0.27707 | 0.15082 | 0.49752 | 0.28345 | 0.14907 | 0.20005 | 0.16994
|  | 944.6787 | 0 | 0 | -0.16694 | -0.29808 | -0.10449 | -0.20069 | 0.074258 | 0.058987 | 0.087759 | 0.095179
|  | 944.9205 | 0 | 0 | 0.081853 | 0.31152 | 0.13473 | 0.57877 | 0.29478 | 0.17648 | 0.23181 | 0.1766
|  | 945.1623 | 0 | 0 | -0.10377 | -0.34071 | -0.11862 | -0.43307 | 0.063956 | 0.068739 | 0.11143 | 0.11925
|  | 945.4041 | 0 | 0 | 0.10317 | 0.2008 | 0.12585 | 0.62276 | 0.27044 | 0.15598 | 0.20309 | 0.15895
|  | 945.646 | 0 | 0 | -0.13839 | -0.24876 | -0.11114 | -0.14794 | 0.1124 | 0.072997 | 0.11406 | 0.12915
|  | 945.8878 | 0 | 0 | 0.054499 | 0.20466 | 0.12147 | 0.55034 | 0.27691 | 0.16397 | 0.21098 | 0.21302
|  | 946.1296 | 0 | 0 | -0.12658 | -0.22086 | -0.14149 | -0.1789 | 0.091091 | 0.093524 | 0.11861 | 0.12211
|  | 946.3714 | 0 | 0 | 0.060043 | 0.13587 | 0.10638 | 0.62577 | 0.25836 | 0.1496 | 0.18876 | 0.15481
|  | 946.6133 | 0 | 0 | -0.12031 | -0.28594 | -0.1472 | -0.31657 | 0.076883 | 0.06182 | 0.096859 | 0.11255
|  | 946.8551 | 0 | 0 | 0.094909 | 0.27178 | 0.1441 | 0.53519 | 0.25671 | 0.15145 | 0.209 | 0.15271
|  | 947.097 | 0 | 0 | -0.111 | -0.28884 | -0.081968 | -0.21313 | 0.079922 | 0.092822 | 0.10435 | 0.11888
|  | 947.3388 | 0 | 0 | 0.12448 | 0.24169 | 0.20193 | 0.64177 | 0.2963 | 0.20085 | 0.26472 | 0.21411
|  | 947.5807 | 0 | 0 | -0.06973 | -0.23498 | -0.049659 | -0.15178 | 0.16299 | 0.12904 | 0.17193 | 0.15675
|  | 947.8226 | 0 | 0 | 0.14564 | 0.23777 | 0.17295 | 0.51312 | 0.29513 | 0.19264 | 0.22971 | 0.19569
|  | 948.0644 | 0 | 0 | -0.13498 | -0.21339 | -0.086813 | -0.24462 | 0.097365 | 0.09592 | 0.1104 | 0.13077
|  | 948.3063 | 0 | 0 | 0.13019 | 0.21698 | 0.13945 | 0.46146 | 0.28278 | 0.18823 | 0.23374 | 0.22047
|  | 948.5482 | 0 | 0 | -0.20673 | -0.26337 | -0.10914 | -0.30844 | 0.045141 | 0.050674 | 0.087819 | 0.080041
|  | 948.7901 | 0 | 0 | 0.063736 | 0.15757 | 0.13571 | 0.46208 | 0.24606 | 0.1502 | 0.18685 | 0.15512
|  | 949.032 | 0 | 0 | -0.11963 | -0.21471 | -0.061625 | -0.24744 | 0.11198 | 0.088743 | 0.12358 | 0.14017
|  | 949.2739 | 0 | 0 | 0.11052 | 0.21874 | 0.12668 | 0.39539 | 0.23606 | 0.16122 | 0.21 | 0.19399
|  | 949.5158 | 0 | 0 | -0.1185 | -0.27422 | -0.1184 | -0.18003 | 0.088516 | 0.093384 | 0.109 | 0.13536
|  | 949.7577 | 0 | 0 | 0.10269 | 0.13928 | 0.12681 | 0.54328 | 0.25519 | 0.1611 | 0.19678 | 0.19381
|  | 949.9996 | 0 | 0 | -0.12424 | -0.24111 | -0.095073 | -0.16047 | 0.10866 | 0.085257 | 0.11764 | 0.1283
|  | 950.2415 | 0 | 0 | 0.055078 | 0.11647 | 0.13794 | 0.40408 | 0.23394 | 0.1427 | 0.19921 | 0.15839
|  | 950.4834 | 0 | 0 | -0.13307 | -0.26466 | -0.039274 | -0.20271 | 0.13022 | 0.090662 | 0.15844 | 0.14757
|  | 950.7254 | 0 | 0 | 0.088401 | 0.44611 | 0.18673 | 0.53219 | 0.25062 | 0.17328 | 0.21298 | 0.19194
|  | 950.9673 | 0 | 0 | -0.11661 | -0.09252 | -0.059646 | -0.055717 | 0.10099 | 0.094008 | 0.12834 | 0.1231
|  | 951.2093 | 0 | 0 | 0.076199 | 0.20439 | 0.10852 | 0.41093 | 0.21013 | 0.14701 | 0.19935 | 0.16693
|  | 951.4512 | 0 | 0 | -0.13955 | -0.17228 | -0.088245 | -0.17801 | 0.077716 | 0.082959 | 0.10641 | 0.11397
|  | 951.6932 | 0 | 0 | 0.05793 | 0.15488 | 0.1049 | 0.35502 | 0.20352 | 0.13612 | 0.15832 | 0.14974
|  | 951.9351 | 0 | 0 | -0.080497 | -0.17737 | -0.11179 | -0.23515 | 0.082781 | 0.10781 | 0.12036 | 0.12484
|  | 952.1771 | 0 | 0 | 0.06246 | 0.11477 | 0.091742 | 0.30907 | 0.23406 | 0.13187 | 0.19274 | 0.17529
|  | 952.4191 | 0 | 0 | -0.11981 | -0.21279 | -0.068384 | -0.10889 | 0.092597 | 0.068252 | 0.13243 | 0.11725
|  | 952.661 | 0 | 0 | 0.058269 | 0.13436 | 0.12323 | 0.53235 | 0.19224 | 0.13365 | 0.20269 | 0.16305
|  | 952.903 | 0 | 0 | -0.12227 | -0.16732 | -0.053159 | -0.069028 | 0.11149 | 0.081707 | 0.1163 | 0.12499
|  | 953.145 | 0 | 0 | 0.062821 | 0.14544 | 0.11219 | 0.37183 | 0.22457 | 0.16495 | 0.20352 | 0.17331
|  | 953.387 | 0 | 0 | -0.088003 | -0.21587 | -0.065724 | -0.091797 | 0.0926 | 0.094922 | 0.13442 | 0.11478
|  | 953.629 | 0 | 0 | 0.020406 | 0.027264 | 0.10518 | 0.3943 | 0.20455 | 0.12437 | 0.16592 | 0.15585
|  | 953.871 | 0 | 0 | -0.096831 | -0.22288 | -0.048231 | -0.066578 | 0.072078 | 0.08369 | 0.11118 | 0.11956
|  | 954.113 | 0 | 0 | 0.035628 | 0.069011 | 0.099282 | 0.33125 | 0.17444 | 0.11862 | 0.17286 | 0.14604
|  | 954.355 | 0 | 0 | -0.083852 | -0.13642 | -0.039332 | -0.081659 | 0.096538 | 0.085195 | 0.11387 | 0.12732
|  | 954.597 | 0 | 0 | 0.062959 | 0.092491 | 0.14969 | 0.39818 | 0.20034 | 0.15624 | 0.1865 | 0.17997
|  | 954.8391 | 0 | 0 | -0.087945 | -0.19279 | -0.059892 | -0.098828 | 0.097345 | 0.097874 | 0.1229 | 0.12696
|  | 955.0811 | 0 | 0 | -0.0034646 | 0.052006 | 0.093987 | 0.30522 | 0.20381 | 0.13273 | 0.16398 | 0.14718
|  | 955.3231 | 0 | 0 | -0.07906 | -0.15885 | -0.022966 | 0.023438 | 0.1121 | 0.099288 | 0.13545 | 0.13953
|  | 955.5652 | 0 | 0 | 0.012078 | 0.050993 | 0.074428 | 0.35856 | 0.18266 | 0.13689 | 0.18858 | 0.16662
|  | 955.8072 | 0 | 0 | -0.097785 | -0.14591 | -0.065649 | 0.019628 | 0.092576 | 0.084371 | 0.12363 | 0.11335
|  | 956.0493 | 0 | 0 | 0.029924 | 0.12307 | 0.083227 | 0.3401 | 0.18039 | 0.12643 | 0.18326 | 0.16874
|  | 956.2913 | 0 | 0 | -0.12736 | -0.14732 | -0.031495 | -0.065018 | 0.092491 | 0.088906 | 0.12748 | 0.13797
|  | 956.5334 | 0 | 0 | 0.032318 | 0.16044 | 0.14103 | 0.29981 | 0.18781 | 0.14432 | 0.17233 | 0.16703
|  | 956.7755 | 0 | 0 | -0.081075 | -0.065736 | -0.011095 | -0.11569 | 0.078453 | 0.10402 | 0.13472 | 0.13378
|  | 957.0175 | 0 | 0 | 0.022431 | 0.15323 | 0.095814 | 0.23596 | 0.1905 | 0.15557 | 0.19041 | 0.16637
|  | 957.2596 | 0 | 0 | -0.078473 | -0.12785 | -0.056736 | -0.02658 | 0.097446 | 0.10197 | 0.14074 | 0.13883
|  | 957.5017 | 0 | 0 | 0.02238 | 0.039132 | 0.038141 | 0.25252 | 0.14336 | 0.11884 | 0.17392 | 0.15373
|  | 957.7438 | 0 | 0 | -0.095063 | -0.14901 | -0.04788 | -0.092411 | 0.073795 | 0.076759 | 0.12321 | 0.1073
|  | 957.9859 | 0 | 0 | 0.037776 | 0.058183 | 0.085945 | 0.25852 | 0.18459 | 0.13327 | 0.16919 | 0.16465
|  | 958.228 | 0 | 0 | -0.070254 | -0.085787 | -0.023125 | -0.04985 | 0.098873 | 0.10464 | 0.13357 | 0.14794
|  | 958.4701 | 0 | 0 | 0.0079553 | 0.033801 | 0.065262 | 0.2885 | 0.16568 | 0.12672 | 0.17326 | 0.15987
|  | 958.7122 | 0 | 0 | -0.079219 | -0.18961 | -0.04332 | 0.035093 | 0.094894 | 0.10042 | 0.13678 | 0.13231
|  | 958.9543 | 0 | 0 | 0.023731 | 0.049103 | 0.029492 | 0.27255 | 0.1532 | 0.12949 | 0.17904 | 0.15109
|  | 959.1964 | 0 | 0 | -0.096333 | -0.1383 | -0.041156 | -0.045558 | 0.095884 | 0.09883 | 0.1426 | 0.1249
|  | 959.4386 | 0 | 0 | 0.035367 | 0.071088 | 0.04808 | 0.3153 | 0.1874 | 0.13326 | 0.18895 | 0.15896
|  | 959.6807 | 0 | 0 | -0.02853 | -0.035251 | -0.050431 | 0.039108 | 0.1075 | 0.11411 | 0.14843 | 0.15584
|  | 959.9228 | 0 | 0 | 0.0095487 | 0.069457 | 0.034719 | 0.2513 | 0.15413 | 0.13149 | 0.1556 | 0.1614
|  | 960.165 | 0 | 0 | -0.03862 | -0.03413 | -0.0063236 | 0.08532 | 0.12912 | 0.13229 | 0.15579 | 0.1633
|  | 960.4071 | 0 | 0 | 0.0079518 | 0.10825 | 0.058629 | 0.33824 | 0.15722 | 0.13205 | 0.17037 | 0.15885
|  | 960.6493 | 0 | 0 | -0.0381 | -0.11498 | 0.023013 | 0.14063 | 0.1046 | 0.10776 | 0.14282 | 0.134
|  | 960.8914 | 0 | 0 | 0.011506 | 0.011002 | 0.078996 | 0.35338 | 0.14942 | 0.13396 | 0.17181 | 0.16746
|  | 961.1336 | 0 | 0 | -0.032242 | -0.10968 | 0.0028661 | 0.069834 | 0.097176 | 0.1172 | 0.14709 | 0.16029
|  | 961.3758 | 0 | 0 | 0.048557 | -0.017318 | 0.065061 | 0.21916 | 0.12906 | 0.13031 | 0.17097 | 0.16368
|  | 961.618 | 0 | 0 | -0.04726 | -0.10333 | -0.0081626 | -0.0040655 | 0.11127 | 0.10343 | 0.14113 | 0.12213
|  | 961.8601 | 0 | 0 | -0.015407 | 0.045241 | 0.021948 | 0.22005 | 0.1539 | 0.10793 | 0.15789 | 0.12131
|  | 962.1023 | 0 | 0 | -0.046946 | -0.037091 | -0.023368 | 0.14739 | 0.10538 | 0.08569 | 0.13507 | 0.12862
|  | 962.3445 | 0 | 0 | 0.027379 | 0.030127 | 0.057956 | 0.25705 | 0.1393 | 0.10835 | 0.15218 | 0.14612
|  | 962.5867 | 0 | 0 | -0.023665 | -0.090824 | 0.020831 | 0.070258 | 0.11242 | 0.10595 | 0.15242 | 0.14085
|  | 962.8289 | 0 | 0 | 0.019144 | 0.05459 | 0.071176 | 0.27552 | 0.14229 | 0.12408 | 0.18299 | 0.15776
|  | 963.0711 | 0 | 0 | -0.040762 | -0.07933 | 0.0073742 | 0.10469 | 0.090593 | 0.10277 | 0.14347 | 0.13138
|  | 963.3133 | 0 | 0 | -0.026519 | -0.0076913 | 0.0454 | 0.22645 | 0.14318 | 0.11772 | 0.15086 | 0.14208
|  | 963.5556 | 0 | 0 | -0.069783 | -0.070084 | -0.0032825 | 0.078219 | 0.10992 | 0.095174 | 0.12263 | 0.11677
|  | 963.7978 | 0 | 0 | 0.0025846 | 0.004438 | 0.039683 | 0.1559 | 0.119 | 0.11046 | 0.13727 | 0.13927
|  | 964.04 | 0 | 0 | 0.016145 | -0.031421 | 0.047429 | 0.09666 | 0.12126 | 0.1213 | 0.15138 | 0.1608
|  | 964.2822 | 0 | 0 | 0.015066 | 0.01922 | 0.076028 | 0.28406 | 0.14078 | 0.12769 | 0.1615 | 0.157
|  | 964.5245 | 0 | 0 | -0.013921 | -0.029965 | 0.027941 | 0.10882 | 0.10563 | 0.12414 | 0.14702 | 0.13303
|  | 964.7667 | 0 | 0 | -0.0012182 | 0.068665 | 0.049453 | 0.18605 | 0.13172 | 0.1473 | 0.17907 | 0.16436
|  | 965.009 | 0 | 0 | -0.060222 | 0.045496 | 0.01499 | 0.16327 | 0.1215 | 0.12096 | 0.15819 | 0.15467
|  | 965.2512 | 0 | 0 | -0.033189 | 0.05943 | 0.038598 | 0.16232 | 0.14723 | 0.11841 | 0.14711 | 0.1425
|  | 965.4935 | 0 | 0 | -0.045722 | -0.010143 | 0.031897 | 0.12116 | 0.12464 | 0.11361 | 0.13543 | 0.14425
|  | 965.7358 | 0 | 0 | 0.0088077 | 0.047354 | 0.04748 | 0.26112 | 0.14095 | 0.12459 | 0.16315 | 0.14937
|  | 965.978 | 0 | 0 | -0.0011136 | 0.02553 | 0.040723 | 0.19083 | 0.13895 | 0.1263 | 0.16773 | 0.14757
|  | 966.2203 | 0 | 0 | -0.0084593 | 0.025141 | 0.046233 | 0.13444 | 0.13938 | 0.12989 | 0.15894 | 0.15679
|  | 966.4626 | 0 | 0 | -0.04055 | -0.032851 | 0.0091774 | 0.14361 | 0.11721 | 0.10789 | 0.1308 | 0.13546
|  | 966.7049 | 0 | 0 | -0.035772 | -0.02051 | 0.035069 | 0.19702 | 0.11438 | 0.10882 | 0.13617 | 0.13005
|  | 966.9472 | 0 | 0 | -0.061902 | 0.029771 | 0.056087 | 0.19888 | 0.1053 | 0.10924 | 0.14388 | 0.13519
|  | 967.1895 | 0 | 0 | -0.000801 | 0.040173 | 0.08089 | 0.21482 | 0.13936 | 0.11579 | 0.16522 | 0.16169
|  | 967.4318 | 0 | 0 | 0.035023 | 0.015218 | 0.05335 | 0.1554 | 0.14344 | 0.12361 | 0.17696 | 0.16974
|  | 967.6741 | 0 | 0 | -0.031362 | 0.014516 | 0.0045782 | 0.1874 | 0.1262 | 0.11865 | 0.14609 | 0.15436
|  | 967.9164 | 0 | 0 | -0.02497 | -0.0016091 | 0.017391 | 0.16333 | 0.12982 | 0.11931 | 0.15858 | 0.16047
|  | 968.1587 | 0 | 0 | 0.013435 | -0.038863 | 0.010856 | 0.045251 | 0.11801 | 0.12618 | 0.17555 | 0.17603
|  | 968.401 | 0 | 0 | 0.045944 | -0.060742 | 0.0095852 | 0.1232 | 0.14158 | 0.131 | 0.17451 | 0.16569
|  | 968.6434 | 0 | 0 | -0.0046886 | -0.064289 | 0.0026885 | 0.1418 | 0.13592 | 0.11352 | 0.17033 | 0.13869
|  | 968.8857 | 0 | 0 | -0.062528 | -0.058255 | 0.028917 | 0.1608 | 0.11079 | 0.11644 | 0.16158 | 0.13894
|  | 969.128 | 0 | 0 | -0.045724 | -0.10923 | 0.0081951 | 0.16689 | 0.086976 | 0.11445 | 0.15429 | 0.1408
|  | 969.3704 | 0 | 0 | 0.016408 | 0.012108 | 0.023621 | 0.28587 | 0.1247 | 0.11774 | 0.17459 | 0.15888
|  | 969.6127 | 0 | 0 | -0.020642 | -0.064376 | -0.0022921 | 0.18148 | 0.13152 | 0.11144 | 0.1576 | 0.15751
|  | 969.8551 | 0 | 0 | 0.0033538 | -0.070951 | 0.034236 | 0.19721 | 0.15106 | 0.12227 | 0.17364 | 0.15756
|  | 970.0974 | 0 | 0 | -0.029424 | -0.063755 | 0.012185 | 0.065267 | 0.10762 | 0.11281 | 0.15289 | 0.1525
|  | 970.3398 | 0 | 0 | -0.0015843 | 0.019265 | 0.05404 | 0.21095 | 0.13177 | 0.12283 | 0.16191 | 0.16784
|  | 970.5822 | 0 | 0 | -0.012863 | -0.047991 | 0.032017 | 0.17568 | 0.112 | 0.11654 | 0.16106 | 0.1601
|  | 970.8246 | 0 | 0 | -0.0074628 | -0.010748 | 0.042478 | 0.2755 | 0.12928 | 0.11366 | 0.1717 | 0.15434
|  | 971.0669 | 0 | 0 | -0.07511 | -0.097888 | -0.0068334 | 0.11336 | 0.094145 | 0.094662 | 0.14229 | 0.13199
|  | 971.3093 | 0 | 0 | -0.021837 | 0.01255 | 0.041239 | 0.2576 | 0.13857 | 0.12799 | 0.16067 | 0.14711
|  | 971.5517 | 0 | 0 | -0.048541 | -0.045132 | 0.019281 | 0.10109 | 0.11375 | 0.13239 | 0.15364 | 0.15246
|  | 971.7941 | 0 | 0 | 0.0089011 | 0.017421 | 0.045489 | 0.21771 | 0.14405 | 0.14788 | 0.17742 | 0.16601
|  | 972.0365 | 0 | 0 | -0.029308 | -0.042384 | -0.010554 | 0.12285 | 0.10988 | 0.11438 | 0.1629 | 0.1558
|  | 972.2789 | 0 | 0 | -0.0092402 | 0.01637 | 0.071043 | 0.27402 | 0.13047 | 0.12936 | 0.15738 | 0.16466
|  | 972.5213 | 0 | 0 | -0.066058 | -0.064562 | 0.025868 | 0.055649 | 0.083055 | 0.1148 | 0.13809 | 0.1587
|  | 972.7637 | 0 | 0 | 0.027018 | 0.059229 | 0.086239 | 0.32269 | 0.14215 | 0.14456 | 0.18716 | 0.1752
|  | 973.0062 | 0 | 0 | -0.091299 | -0.064623 | -0.014943 | 0.058251 | 0.083142 | 0.11632 | 0.14061 | 0.14942
|  | 973.2486 | 0 | 0 | -0.010427 | 0.030944 | 0.036988 | 0.24352 | 0.12973 | 0.13892 | 0.15863 | 0.15557
|  | 973.491 | 0 | 0 | -0.013486 | -0.1046 | 0.00010108 | 0.1016 | 0.079794 | 0.13169 | 0.15234 | 0.14522
|  | 973.7335 | 0 | 0 | 0.00076334 | -0.0042248 | 0.026264 | 0.26236 | 0.11777 | 0.12953 | 0.16441 | 0.15703
|  | 973.9759 | 0 | 0 | -0.070996 | -0.12492 | -0.042334 | 0.036869 | 0.074035 | 0.094988 | 0.14089 | 0.13119
|  | 974.2183 | 0 | 0 | -0.012249 | 0.075551 | 0.080143 | 0.22565 | 0.11261 | 0.1139 | 0.16535 | 0.15387
|  | 974.4608 | 0 | 0 | -0.058345 | -0.0065318 | 0.011365 | 0.093461 | 0.095385 | 0.1103 | 0.14996 | 0.1517
|  | 974.7033 | 0 | 0 | 0.017201 | 0.050954 | 0.037519 | 0.27652 | 0.15031 | 0.13954 | 0.17552 | 0.16039
|  | 974.9457 | 0 | 0 | -0.042294 | -0.18366 | -0.040868 | -0.02922 | 0.070962 | 0.11172 | 0.13369 | 0.12563
|  | 975.1882 | 0 | 0 | -0.0057603 | 0.020218 | 0.05484 | 0.25568 | 0.1413 | 0.13907 | 0.17531 | 0.16655
|  | 975.4307 | 0 | 0 | -0.034087 | -0.031553 | -0.0038885 | 0.10266 | 0.11319 | 0.13727 | 0.16428 | 0.16862
|  | 975.6731 | 0 | 0 | 0.026093 | 0.072144 | 0.085713 | 0.33406 | 0.17352 | 0.17299 | 0.18832 | 0.18541
|  | 975.9156 | 0 | 0 | -0.092636 | -0.078106 | -0.0083524 | -0.035173 | 0.091937 | 0.1082 | 0.15454 | 0.15196
|  | 976.1581 | 0 | 0 | 0.036287 | 0.10961 | 0.06868 | 0.25752 | 0.16736 | 0.1428 | 0.18975 | 0.18091
|  | 976.4006 | 0 | 0 | -0.051761 | -0.13362 | -0.02579 | 0.068485 | 0.11855 | 0.12335 | 0.14782 | 0.15233
|  | 976.6431 | 0 | 0 | 0.037809 | 0.030575 | 0.060528 | 0.34165 | 0.14452 | 0.14244 | 0.18922 | 0.16303
|  | 976.8856 | 0 | 0 | -0.079117 | -0.051037 | -0.021411 | 0.057421 | 0.079098 | 0.10966 | 0.15783 | 0.13793
|  | 977.1281 | 0 | 0 | 0.020318 | 0.12945 | 0.10662 | 0.39723 | 0.16871 | 0.15533 | 0.20709 | 0.17459
|  | 977.3706 | 0 | 0 | -0.043851 | -0.10551 | -0.0093225 | 0.005661 | 0.12549 | 0.13712 | 0.17625 | 0.17686
|  | 977.6132 | 0 | 0 | 0.075926 | 0.14276 | 0.092822 | 0.38968 | 0.20936 | 0.17911 | 0.21953 | 0.18911
|  | 977.8557 | 0 | 0 | -0.026819 | -0.067792 | -0.025824 | 0.042644 | 0.08247 | 0.10745 | 0.15447 | 0.14783
|  | 978.0982 | 0 | 0 | 0.043918 | 0.11816 | 0.09055 | 0.34132 | 0.1563 | 0.12297 | 0.18313 | 0.1965
|  | 978.3407 | 0 | 0 | -0.076125 | -0.096656 | -0.034323 | -0.084975 | 0.092435 | 0.099577 | 0.16187 | 0.17324
|  | 978.5833 | 0 | 0 | 0.016869 | 0.16791 | 0.064775 | 0.27492 | 0.14589 | 0.13846 | 0.18911 | 0.17732
|  | 978.8258 | 0 | 0 | -0.096435 | -0.095979 | -0.037035 | -0.0099488 | 0.076938 | 0.13161 | 0.14922 | 0.16045
|  | 979.0684 | 0 | 0 | 0.016511 | 0.14213 | 0.11229 | 0.28335 | 0.15814 | 0.16894 | 0.20182 | 0.18363
|  | 979.3109 | 0 | 0 | -0.066306 | -0.16206 | -0.034295 | -0.10409 | 0.077826 | 0.11139 | 0.15036 | 0.15342
|  | 979.5535 | 0 | 0 | 0.049105 | 0.10742 | 0.11253 | 0.32868 | 0.18478 | 0.17784 | 0.22234 | 0.20198
|  | 979.796 | 0 | 0 | -0.12336 | -0.10597 | -0.027481 | -0.052221 | 0.042338 | 0.10828 | 0.15808 | 0.15217
|  | 980.0386 | 0 | 0 | 0.014103 | 0.064908 | 0.076223 | 0.47192 | 0.15508 | 0.14681 | 0.2154 | 0.18094
|  | 980.2812 | 0 | 0 | -0.095917 | -0.22037 | -0.055779 | 0.15247 | 0.057984 | 0.12203 | 0.15607 | 0.15287
|  | 980.5238 | 0 | 0 | 0.0054375 | 0.04277 | 0.090102 | 0.46624 | 0.13595 | 0.16107 | 0.18741 | 0.17122
|  | 980.7663 | 0 | 0 | -0.14007 | -0.20858 | -0.079159 | -0.041254 | 0.042497 | 0.098101 | 0.13652 | 0.13689
|  | 981.0089 | 0 | 0 | -0.017333 | 0.018622 | 0.072797 | 0.52159 | 0.19758 | 0.14782 | 0.20548 | 0.17835
|  | 981.2515 | 0 | 0 | -0.091079 | -0.22706 | -0.0605 | 0.043189 | 0.062833 | 0.13193 | 0.15509 | 0.17984
|  | 981.4941 | 0 | 0 | 0.031187 | 0.11037 | 0.10553 | 0.32516 | 0.14181 | 0.17267 | 0.20709 | 0.18002
|  | 981.7367 | 0 | 0 | -0.17171 | -0.18778 | -0.058982 | -0.14013 | 0.059544 | 0.10652 | 0.12885 | 0.13202
|  | 981.9793 | 0 | 0 | -0.010148 | 0.074487 | 0.11964 | 0.40776 | 0.18514 | 0.17353 | 0.21274 | 0.18163
|  | 982.222 | 0 | 0 | -0.041474 | -0.20916 | -0.028633 | 0.069261 | 0.08155 | 0.13376 | 0.16494 | 0.17401
|  | 982.4646 | 0 | 0 | 0.064656 | 0.083182 | 0.1579 | 0.50913 | 0.17507 | 0.17838 | 0.21337 | 0.20843
|  | 982.7072 | 0 | 0 | -0.089258 | -0.28502 | -0.0095352 | -0.033983 | 0.066793 | 0.11108 | 0.15337 | 0.15311
|  | 982.9498 | 0 | 0 | 0.11051 | 0.093279 | 0.13746 | 0.51362 | 0.19065 | 0.21977 | 0.25182 | 0.2259
|  | 983.1925 | 0 | 0 | -0.096005 | -0.15006 | -0.052125 | -0.072839 | 0.026042 | 0.12393 | 0.14115 | 0.15097
|  | 983.4351 | 0 | 0 | 0.057433 | 0.10913 | 0.11574 | 0.42111 | 0.15167 | 0.14723 | 0.21201 | 0.18083
|  | 983.6777 | 0 | 0 | -0.10682 | -0.13932 | -0.03552 | -0.13428 | 0.094817 | 0.12848 | 0.17883 | 0.16609
|  | 983.9204 | 0 | 0 | 0.080386 | 0.16182 | 0.12064 | 0.48169 | 0.20337 | 0.18948 | 0.23097 | 0.21923
|  | 984.1631 | 0 | 0 | -0.12918 | -0.1724 | -0.10524 | -0.088974 | 0.050312 | 0.11155 | 0.1439 | 0.14505
|  | 984.4057 | 0 | 0 | 0.065688 | 0.1529 | 0.1129 | 0.54637 | 0.15106 | 0.15684 | 0.21222 | 0.1997
|  | 984.6484 | 0 | 0 | -0.12082 | -0.22393 | -0.055917 | -0.11665 | 0.072068 | 0.11491 | 0.16249 | 0.15927
|  | 984.891 | 0 | 0 | 0.05601 | 0.11241 | 0.12192 | 0.42587 | 0.19976 | 0.21603 | 0.23672 | 0.21567
|  | 985.1337 | 0 | 0 | -0.094009 | -0.23008 | -0.095907 | 0.0058336 | 0.01463 | 0.11442 | 0.13532 | 0.17718
|  | 985.3764 | 0 | 0 | 0.023792 | 0.073247 | 0.11164 | 0.48267 | 0.16564 | 0.17197 | 0.21564 | 0.19538
|  | 985.6191 | 0 | 0 | -0.081856 | -0.16312 | -0.058298 | -0.1192 | 0.064078 | 0.1349 | 0.17518 | 0.16308
|  | 985.8618 | 0 | 0 | 0.12695 | 0.14939 | 0.18325 | 0.53521 | 0.21924 | 0.19949 | 0.24549 | 0.22995
|  | 986.1045 | 0 | 0 | -0.13208 | -0.20715 | -0.079989 | -0.1482 | 0.021708 | 0.12256 | 0.16893 | 0.16842
|  | 986.3472 | 0 | 0 | 0.10098 | 0.18362 | 0.12415 | 0.59246 | 0.20082 | 0.19583 | 0.23999 | 0.22068
|  | 986.5899 | 0 | 0 | -0.098204 | -0.24511 | -0.087093 | -0.063664 | 0.050587 | 0.14842 | 0.14447 | 0.18233
|  | 986.8326 | 0 | 0 | 0.10578 | 0.18503 | 0.17095 | 0.50875 | 0.18229 | 0.19384 | 0.24142 | 0.23104
|  | 987.0753 | 0 | 0 | -0.084647 | -0.10345 | -0.033359 | -0.062594 | 0.082182 | 0.15383 | 0.19343 | 0.18748
|  | 987.318 | 0 | 0 | 0.052547 | 0.28343 | 0.17299 | 0.57815 | 0.18612 | 0.21917 | 0.26144 | 0.23796
|  | 987.5607 | 0 | 0 | -0.12442 | -0.20762 | -0.06447 | -0.043376 | 0.058561 | 0.15067 | 0.2095 | 0.20361
|  | 987.8035 | 0 | 0 | 0.074606 | 0.19027 | 0.10989 | 0.61354 | 0.2096 | 0.21127 | 0.2748 | 0.24017
|  | 988.0462 | 0 | 0 | -0.17741 | -0.29475 | -0.085457 | -0.12201 | 0.044184 | 0.11529 | 0.16278 | 0.16445
|  | 988.2889 | 0 | 0 | 0.026271 | 0.15796 | 0.13832 | 0.47633 | 0.19141 | 0.19109 | 0.23425 | 0.2008
|  | 988.5317 | 0 | 0 | -0.1901 | -0.31287 | -0.10504 | -0.24145 | 0.023583 | 0.1096 | 0.14418 | 0.15959
|  | 988.7744 | 0 | 0 | 0.035405 | 0.081188 | 0.12646 | 0.51869 | 0.17611 | 0.17905 | 0.22148 | 0.18944
|  | 989.0172 | 0 | 0 | -0.21078 | -0.2392 | -0.047259 | -0.17018 | 0.021245 | 0.13201 | 0.1632 | 0.15296
|  | 989.2599 | 0 | 0 | 0.077093 | 0.29884 | 0.14583 | 0.68872 | 0.19848 | 0.20628 | 0.28553 | 0.22938
|  | 989.5027 | 0 | 0 | -0.15647 | -0.30342 | -0.088908 | -0.18079 | 0.024113 | 0.12861 | 0.17376 | 0.14668
|  | 989.7455 | 0 | 0 | 0.027195 | 0.21788 | 0.13114 | 0.49016 | 0.20366 | 0.20551 | 0.26598 | 0.21581
|  | 989.9882 | 0 | 0 | -0.19102 | -0.25513 | -0.057677 | -0.16425 | 0.0343 | 0.14034 | 0.16573 | 0.17732
|  | 990.231 | 0 | 0 | 0.075874 | 0.18437 | 0.17225 | 0.39879 | 0.16178 | 0.1918 | 0.22442 | 0.22941
|  | 990.4738 | 0 | 0 | -0.22719 | -0.27758 | -0.07175 | -0.27053 | 0.0069644 | 0.1032 | 0.16348 | 0.1525
|  | 990.7166 | 0 | 0 | 0.035107 | 0.2599 | 0.15607 | 0.63471 | 0.19473 | 0.18966 | 0.25595 | 0.22975
|  | 990.9594 | 0 | 0 | -0.20317 | -0.31258 | -0.052039 | -0.14873 | 0.013462 | 0.12967 | 0.16729 | 0.17391
|  | 991.2022 | 0 | 0 | 0.041505 | 0.14513 | 0.16785 | 0.67425 | 0.21875 | 0.20167 | 0.27894 | 0.21869
|  | 991.445 | 0 | 0 | -0.22412 | -0.32672 | -0.14558 | -0.2765 | 0.019482 | 0.12696 | 0.14938 | 0.16815
|  | 991.6878 | 0 | 0 | 0.08561 | 0.23731 | 0.18263 | 0.60715 | 0.21167 | 0.21835 | 0.2891 | 0.23829
|  | 991.9306 | 0 | 0 | -0.12453 | -0.2631 | -0.096035 | -0.2746 | 0.044368 | 0.16106 | 0.19567 | 0.1903
|  | 992.1734 | 0 | 0 | 0.086603 | 0.28735 | 0.20385 | 0.7405 | 0.21651 | 0.22994 | 0.2946 | 0.2325
|  | 992.4162 | 0 | 0 | -0.17036 | -0.33973 | -0.1557 | -0.19949 | 0.047583 | 0.1381 | 0.16321 | 0.17087
|  | 992.659 | 0 | 0 | 0.18786 | 0.26999 | 0.17923 | 0.73072 | 0.29645 | 0.25007 | 0.29547 | 0.27428
|  | 992.9019 | 0 | 0 | -0.16979 | -0.29121 | -0.15614 | -0.19581 | 0.014794 | 0.13695 | 0.18032 | 0.18113
|  | 993.1447 | 0 | 0 | 0.15775 | 0.28935 | 0.17592 | 0.76489 | 0.24413 | 0.2326 | 0.29969 | 0.27926
|  | 993.3875 | 0 | 0 | -0.14769 | -0.27435 | -0.080524 | -0.34248 | 0.018021 | 0.13999 | 0.20115 | 0.17969
|  | 993.6304 | 0 | 0 | 0.12246 | 0.26627 | 0.20359 | 0.70612 | 0.22315 | 0.23448 | 0.283 | 0.25726
|  | 993.8732 | 0 | 0 | -0.19243 | -0.32953 | -0.07285 | -0.075412 | 0.03825 | 0.15309 | 0.20172 | 0.19004
|  | 994.1161 | 0 | 0 | 0.10945 | 0.31631 | 0.22789 | 0.70237 | 0.25208 | 0.27433 | 0.32388 | 0.26773
|  | 994.359 | 0 | 0 | -0.19688 | -0.28475 | -0.14904 | -0.4274 | -0.023188 | 0.13785 | 0.15904 | 0.19024
|  | 994.6018 | 0 | 0 | 0.11099 | 0.21916 | 0.16094 | 0.8383 | 0.22105 | 0.23354 | 0.30374 | 0.24399
|  | 994.8447 | 0 | 0 | -0.16915 | -0.40374 | -0.12262 | -0.34219 | 0.057337 | 0.13661 | 0.15373 | 0.17785
|  | 995.0875 | 0 | 0 | 0.13305 | 0.20983 | 0.18143 | 0.68231 | 0.25689 | 0.22064 | 0.2788 | 0.25056
|  | 995.3304 | 0 | 0 | -0.15108 | -0.1857 | -0.1789 | -0.4844 | 0.016759 | 0.14478 | 0.18162 | 0.19915
|  | 995.5733 | 0 | 0 | 0.14485 | 0.39437 | 0.19339 | 0.75614 | 0.24763 | 0.22929 | 0.29361 | 0.26887
|  | 995.8162 | 0 | 0 | -0.19822 | -0.35281 | -0.1448 | -0.43851 | 0.036907 | 0.15074 | 0.15528 | 0.18605
|  | 996.0591 | 0 | 0 | 0.18019 | 0.28301 | 0.22377 | 0.64532 | 0.29262 | 0.25717 | 0.32859 | 0.26401
|  | 996.302 | 0 | 0 | -0.20097 | -0.30087 | -0.13718 | -0.32116 | -0.032865 | 0.12196 | 0.14322 | 0.20602
|  | 996.5449 | 0 | 0 | 0.14713 | 0.35953 | 0.23554 | 0.70471 | 0.23889 | 0.23215 | 0.31427 | 0.27945
|  | 996.7878 | 0 | 0 | -0.20553 | -0.28916 | -0.11629 | -0.28421 | 0.053319 | 0.13249 | 0.17753 | 0.203
|  | 997.0307 | 0 | 0 | 0.14502 | 0.32467 | 0.21566 | 0.60665 | 0.28551 | 0.24908 | 0.34107 | 0.27347
|  | 997.2736 | 0 | 0 | -0.14641 | -0.20361 | -0.12909 | -0.51598 | -0.0031509 | 0.1822 | 0.19794 | 0.226
|  | 997.5166 | 0 | 0 | 0.19491 | 0.35059 | 0.28178 | 1.0312 | 0.28495 | 0.29142 | 0.39053 | 0.32146
|  | 997.7595 | 0 | 0 | -0.18068 | -0.35359 | -0.12464 | -0.44675 | -0.014708 | 0.14628 | 0.20916 | 0.19513
|  | 998.0024 | 0 | 0 | 0.15955 | 0.34625 | 0.28167 | 0.70905 | 0.26877 | 0.25521 | 0.32826 | 0.27179
|  | 998.2453 | 0 | 0 | -0.12883 | -0.35065 | -0.15896 | -0.44793 | 0.050628 | 0.18801 | 0.2189 | 0.23205
|  | 998.4883 | 0 | 0 | -0.17496 | -0.49541 | -0.16595 | -0.35584 | -0.053042 | 0.11975 | 0.1969 | 0.1762
|  | 998.7312 | 0 | 0 | 0.16388 | 0.36627 | 0.29626 | 0.79896 | 0.28503 | 0.27465 | 0.36208 | 0.32522
|  | 998.9742 | 0 | 0 | -0.21842 | -0.43742 | -0.14054 | -0.51012 | 0.016447 | 0.16402 | 0.18854 | 0.22688
|  | 999.2171 | 0 | 0 | 0.1522 | 0.20693 | 0.22852 | 0.8597 | 0.26646 | 0.27841 | 0.35079 | 0.34012
|  | 999.4601 | 0 | 0 | -0.19112 | -0.45424 | -0.21152 | -0.28452 | 0.029345 | 0.1624 | 0.21751 | 0.23767
|  | 999.703 | 0 | 0 | 0.25164 | 0.4377 | 0.26936 | 0.85607 | 0.32504 | 0.28886 | 0.36951 | 0.32462
|  | 999.946 | 0 | 0 | -0.26587 | -0.33289 | -0.16263 | -0.21256 | -0.014225 | 0.16698 | 0.24345 | 0.18126
|  | 1000.189 | 0 | 0 | 0.15087 | 0.38428 | 0.21807 | 0.72026 | 0.30138 | 0.26557 | 0.36651 | 0.31166
|  | 1000.432 | 0 | 0 | 0.0097593 | 0.023034 | 0.012997 | 0.042061 | 0.017341 | 0.014579 | 0.020196 | 0.017215
|  | 1000.6749 | 0 | 0 | 0 | 0 | 0 | 0 | 0 | 0 | 0 | 0
|  | 1000.9179 | 0 | 0 | 0 | 0 | 0 | 0 | 0 | 0 | 0 | 0
|  | 1001.1609 | 0 | 0 | 0 | 0 | 0 | 0 | 0 | 0 | 0 | 0
|  | 1001.4039 | 0 | 0 | 0 | 0 | 0 | 0 | 0 | 0 | 0 | 0
|  | 1001.6469 | 0 | 0 | 0 | 0 | 0 | 0 | 0 | 0 | 0 | 0
|  | 1001.8899 | 0 | 0 | 0 | 0 | 0 | 0 | 0 | 0 | 0 | 0
|  | 1002.1329 | 0 | 0 | 0 | 0 | 0 | 0 | 0 | 0 | 0 | 0
|  | 1002.3759 | 0 | 0 | 0 | 0 | 0 | 0 | 0 | 0 | 0 | 0
|  | 1002.619 | 0 | 0 | 0 | 0 | 0 | 0 | 0 | 0 | 0 | 0
|  | 1002.862 | 0 | 0 | 0 | 0 | 0 | 0 | 0 | 0 | 0 | 0
|  | 1003.105 | 0 | 0 | 0 | 0 | 0 | 0 | 0 | 0 | 0 | 0
|  | 1003.348 | 0 | 0 | 0 | 0 | 0 | 0 | 0 | 0 | 0 | 0
|  | 1003.5911 | 0 | 0 | 0 | 0 | 0 | 0 | 0 | 0 | 0 | 0
|  | 1003.8341 | 0 | 0 | 0 | 0 | 0 | 0 | 0 | 0 | 0 | 0
|  | 1004.0772 | 0 | 0 | 0 | 0 | 0 | 0 | 0 | 0 | 0 | 0
|  | 1004.3202 | 0 | 0 | 0 | 0 | 0 | 0 | 0 | 0 | 0 | 0
|  | 1004.5633 | 0 | 0 | 0 | 0 | 0 | 0 | 0 | 0 | 0 | 0
|  | 1004.8063 | 0 | 0 | 0 | 0 | 0 | 0 | 0 | 0 | 0 | 0
|  | 1005.0494 | 0 | 0 | 0 | 0 | 0 | 0 | 0 | 0 | 0 | 0
|  | 1005.2925 | 0 | 0 | 0 | 0 | 0 | 0 | 0 | 0 | 0 | 0
|  | 1005.5356 | 0 | 0 | 0 | 0 | 0 | 0 | 0 | 0 | 0 | 0
|  | 1005.7786 | 0 | 0 | 0 | 0 | 0 | 0 | 0 | 0 | 0 | 0
|  | 1006.0217 | 0 | 0 | 0 | 0 | 0 | 0 | 0 | 0 | 0 | 0
|  | 1006.2648 | 0 | 0 | 0 | 0 | 0 | 0 | 0 | 0 | 0 | 0
|  | 1006.5079 | 0 | 0 | 0 | 0 | 0 | 0 | 0 | 0 | 0 | 0
|  | 1006.751 | 0 | 0 | 0 | 0 | 0 | 0 | 0 | 0 | 0 | 0
|  | 1006.9941 | 0 | 0 | 0 | 0 | 0 | 0 | 0 | 0 | 0 | 0
|  | 1007.2372 | 0 | 0 | 0 | 0 | 0 | 0 | 0 | 0 | 0 | 0
|  | 1007.4803 | 0 | 0 | 0 | 0 | 0 | 0 | 0 | 0 | 0 | 0
|  | 1007.7234 | 0 | 0 | 0 | 0 | 0 | 0 | 0 | 0 | 0 | 0
|  | 1007.9666 | 0 | 0 | 0 | 0 | 0 | 0 | 0 | 0 | 0 | 0
|  | 1008.2097 | 0 | 0 | 0 | 0 | 0 | 0 | 0 | 0 | 0 | 0
|  | 1008.4528 | 0 | 0 | 0 | 0 | 0 | 0 | 0 | 0 | 0 | 0
|  | 1008.696 | 0 | 0 | 0 | 0 | 0 | 0 | 0 | 0 | 0 | 0
|  | 1008.9391 | 0 | 0 | 0 | 0 | 0 | 0 | 0 | 0 | 0 | 0
|  | 1009.1822 | 0 | 0 | 0 | 0 | 0 | 0 | 0 | 0 | 0 | 0
|  | 1009.4254 | 0 | 0 | 0 | 0 | 0 | 0 | 0 | 0 | 0 | 0
|  | 1009.6685 | 0 | 0 | 0 | 0 | 0 | 0 | 0 | 0 | 0 | 0
|  | 1009.9117 | 0 | 0 | 0 | 0 | 0 | 0 | 0 | 0 | 0 | 0
|  | 1010.1549 | 0 | 0 | 0 | 0 | 0 | 0 | 0 | 0 | 0 | 0
|  | 1010.398 | 0 | 0 | 0 | 0 | 0 | 0 | 0 | 0 | 0 | 0
|  | 1010.6412 | 0 | 0 | 0 | 0 | 0 | 0 | 0 | 0 | 0 | 0
|  | 1010.8844 | 0 | 0 | 0 | 0 | 0 | 0 | 0 | 0 | 0 | 0
|  | 1011.1275 | 0 | 0 | 0 | 0 | 0 | 0 | 0 | 0 | 0 | 0
|  | 1011.3707 | 0 | 0 | 0 | 0 | 0 | 0 | 0 | 0 | 0 | 0
|  | 1011.6139 | 0 | 0 | 0 | 0 | 0 | 0 | 0 | 0 | 0 | 0
|  | 1011.8571 | 0 | 0 | 0 | 0 | 0 | 0 | 0 | 0 | 0 | 0
|  | 1012.1003 | 0 | 0 | 0 | 0 | 0 | 0 | 0 | 0 | 0 | 0
|  | 1012.3435 | 0 | 0 | 0 | 0 | 0 | 0 | 0 | 0 | 0 | 0
|  | 1012.5867 | 0 | 0 | 0 | 0 | 0 | 0 | 0 | 0 | 0 | 0
|  | 1012.8299 | 0 | 0 | 0 | 0 | 0 | 0 | 0 | 0 | 0 | 0
|  | 1013.0731 | 0 | 0 | 0 | 0 | 0 | 0 | 0 | 0 | 0 | 0
|  | 1013.3164 | 0 | 0 | 0 | 0 | 0 | 0 | 0 | 0 | 0 | 0
|  | 1013.5596 | 0 | 0 | 0 | 0 | 0 | 0 | 0 | 0 | 0 | 0
|  | 1013.8028 | 0 | 0 | 0 | 0 | 0 | 0 | 0 | 0 | 0 | 0
|  | 1014.046 | 0 | 0 | 0 | 0 | 0 | 0 | 0 | 0 | 0 | 0
|  | 1014.2893 | 0 | 0 | 0 | 0 | 0 | 0 | 0 | 0 | 0 | 0
|  | 1014.5325 | 0 | 0 | 0 | 0 | 0 | 0 | 0 | 0 | 0 | 0
|  | 1014.7758 | 0 | 0 | 0 | 0 | 0 | 0 | 0 | 0 | 0 | 0
|  | 1015.019 | 0 | 0 | 0 | 0 | 0 | 0 | 0 | 0 | 0 | 0
|  | 1015.2623 | 0 | 0 | 0 | 0 | 0 | 0 | 0 | 0 | 0 | 0
|  | 1015.5055 | 0 | 0 | 0 | 0 | 0 | 0 | 0 | 0 | 0 | 0
|  | 1015.7488 | 0 | 0 | 0 | 0 | 0 | 0 | 0 | 0 | 0 | 0
|  | 1015.9921 | 0 | 0 | 0 | 0 | 0 | 0 | 0 | 0 | 0 | 0
|  | 1016.2354 | 0 | 0 | 0 | 0 | 0 | 0 | 0 | 0 | 0 | 0
|  | 1016.4786 | 0 | 0 | 0 | 0 | 0 | 0 | 0 | 0 | 0 | 0
|  | 1016.7219 | 0 | 0 | 0 | 0 | 0 | 0 | 0 | 0 | 0 | 0
|  | 1016.9652 | 0 | 0 | 0 | 0 | 0 | 0 | 0 | 0 | 0 | 0
|  | 1017.2085 | 0 | 0 | 0 | 0 | 0 | 0 | 0 | 0 | 0 | 0
|  | 1017.4518 | 0 | 0 | 0 | 0 | 0 | 0 | 0 | 0 | 0 | 0
|  | 1017.6951 | 0 | 0 | 0 | 0 | 0 | 0 | 0 | 0 | 0 | 0
|  | 1017.9384 | 0 | 0 | 0 | 0 | 0 | 0 | 0 | 0 | 0 | 0
|  | 1018.1817 | 0 | 0 | 0 | 0 | 0 | 0 | 0 | 0 | 0 | 0
|  | 1018.425 | 0 | 0 | 0 | 0 | 0 | 0 | 0 | 0 | 0 | 0
|  | 1018.6683 | 0 | 0 | 0 | 0 | 0 | 0 | 0 | 0 | 0 | 0
|  | 1018.9116 | 0 | 0 | 0 | 0 | 0 | 0 | 0 | 0 | 0 | 0
|  | 1019.155 | 0 | 0 | 0 | 0 | 0 | 0 | 0 | 0 | 0 | 0
|  | 1019.3983 | 0 | 0 | 0 | 0 | 0 | 0 | 0 | 0 | 0 | 0
|  | 1019.6416 | 0 | 0 | 0 | 0 | 0 | 0 | 0 | 0 | 0 | 0
|  | 1019.885 | 0 | 0 | 0 | 0 | 0 | 0 | 0 | 0 | 0 | 0
|  | 1020.1283 | 0 | 0 | 0 | 0 | 0 | 0 | 0 | 0 | 0 | 0
|  | 1020.3717 | 0 | 0 | 0 | 0 | 0 | 0 | 0 | 0 | 0 | 0
|  | 1020.615 | 0 | 0 | 0 | 0 | 0 | 0 | 0 | 0 | 0 | 0
|  | 1020.8584 | 0 | 0 | 0 | 0 | 0 | 0 | 0 | 0 | 0 | 0
|  | 1021.1017 | 0 | 0 | 0 | 0 | 0 | 0 | 0 | 0 | 0 | 0
|  | 1021.3451 | 0 | 0 | 0 | 0 | 0 | 0 | 0 | 0 | 0 | 0
|  | 1021.5885 | 0 | 0 | 0 | 0 | 0 | 0 | 0 | 0 | 0 | 0
|  | 1021.8319 | 0 | 0 | 0 | 0 | 0 | 0 | 0 | 0 | 0 | 0
|  | 1022.0752 | 0 | 0 | 0 | 0 | 0 | 0 | 0 | 0 | 0 | 0
|  | 1022.3186 | 0 | 0 | 0 | 0 | 0 | 0 | 0 | 0 | 0 | 0
|  | 1022.562 | 0 | 0 | 0 | 0 | 0 | 0 | 0 | 0 | 0 | 0
|  | 1022.8054 | 0 | 0 | 0 | 0 | 0 | 0 | 0 | 0 | 0 | 0
|  | 1023.0488 | 0 | 0 | 0 | 0 | 0 | 0 | 0 | 0 | 0 | 0
|  | 1023.2922 | 0 | 0 | 0 | 0 | 0 | 0 | 0 | 0 | 0 | 0
|  | 1023.5356 | 0 | 0 | 0 | 0 | 0 | 0 | 0 | 0 | 0 | 0
|  | 1023.779 | 0 | 0 | 0 | 0 | 0 | 0 | 0 | 0 | 0 | 0
|  | 1024.0224 | 0 | 0 | 0 | 0 | 0 | 0 | 0 | 0 | 0 | 0
|  | 1024.2658 | 0 | 0 | 0 | 0 | 0 | 0 | 0 | 0 | 0 | 0
|  | 1024.5093 | 0 | 0 | 0 | 0 | 0 | 0 | 0 | 0 | 0 | 0
|  | 1024.7527 | 0 | 0 | 0 | 0 | 0 | 0 | 0 | 0 | 0 | 0
|  | 1024.9961 | 0 | 0 | 0 | 0 | 0 | 0 | 0 | 0 | 0 | 0
|  | 1025.2395 | 0 | 0 | 0 | 0 | 0 | 0 | 0 | 0 | 0 | 0
|  | 1025.483 | 0 | 0 | 0 | 0 | 0 | 0 | 0 | 0 | 0 | 0
|  | 1025.7264 | 0 | 0 | 0 | 0 | 0 | 0 | 0 | 0 | 0 | 0
|  | 1025.9699 | 0 | 0 | 0 | 0 | 0 | 0 | 0 | 0 | 0 | 0
|  | 1026.2133 | 0 | 0 | 0 | 0 | 0 | 0 | 0 | 0 | 0 | 0
|  | 1026.4568 | 0 | 0 | 0 | 0 | 0 | 0 | 0 | 0 | 0 | 0
|  | 1026.7002 | 0 | 0 | 0 | 0 | 0 | 0 | 0 | 0 | 0 | 0
|  | 1026.9437 | 0 | 0 | 0 | 0 | 0 | 0 | 0 | 0 | 0 | 0
|  | 1027.1872 | 0 | 0 | 0 | 0 | 0 | 0 | 0 | 0 | 0 | 0
|  | 1027.4306 | 0 | 0 | 0 | 0 | 0 | 0 | 0 | 0 | 0 | 0