## Spectrum
Typical Optical Spectrum
|  | Wavelength (nm) | Amplitude (dB)
|  | 1548 | -64.0696
|  | 1548 | -64.5079
|  | 1548.01 | -64.0817
|  | 1548.01 | -64.4349
Product Raw Data |  | 1548.02 | -63.936
Ultra-Low-Noise Lasers, Extended Butterfly Package, PM Fiber |  | 1548.02 | -64.1018
|  | 1548.02 | -64.3794
Item # | ULN15PC ULN15PT | 1548.03 | -64.0937
|  | 1548.03 | -64.2778
DISCLAIMER: The data presented here are typical. Slight variations in performance data will occur from lot to lot. Please contact Technical Support with any questions regarding the use or reliability of this data. |  | 1548.04 | -64.0753
|  | 1548.04 | -64.1218
|  | 1548.04 | -64.7252
|  | 1548.05 | -64.3101
|  | 1548.05 | -63.975
|  | 1548.06 | -64.3015
This data may be used in publications. However, please cite Thorlabs as the source. |  | 1548.06 | -64.3729
|  | 1548.06 | -64.2628
|  | 1548.07 | -63.9645
Additional Information: |  | 1548.07 | -63.9703
This data was obtained at an operating power above 100 mW. The spectrum was measured using an optical spectrum analyzer with a spectral resolution of 20 pm. Performance will vary between individual lasers. Serial-number-specific documentation is available by clicking "Choose Item" on the left side of the price box. |  | 1548.08 | -64.2555
|  | 1548.08 | -64.0875
|  | 1548.08 | -64.011
|  | 1548.09 | -64.2633
|  | 1548.09 | -63.8401
|  | 1548.1 | -64.0862
|  | 1548.1 | -64.1042
|  | 1548.1 | -64.2243
|  | 1548.11 | -64.1823
|  | 1548.11 | -64.2787
|  | 1548.12 | -63.6423
|  | 1548.12 | -64.436
|  | 1548.12 | -63.9195
|  | 1548.13 | -64.1487
|  | 1548.13 | -63.9753
|  | 1548.14 | -64.143
|  | 1548.14 | -64.2251
|  | 1548.14 | -64.6682
|  | 1548.15 | -64.1728
|  | 1548.15 | -64.2449
|  | 1548.16 | -64.3001
|  | 1548.16 | -64.0763
|  | 1548.16 | -64.5517
|  | 1548.17 | -64.1128
|  | 1548.17 | -64.6252
|  | 1548.18 | -64.05
|  | 1548.18 | -64.315
|  | 1548.18 | -64.3604
|  | 1548.19 | -64.264
|  | 1548.19 | -64.5993
|  | 1548.2 | -64.1898
|  | 1548.2 | -64.227
|  | 1548.2 | -64.6018
|  | 1548.21 | -64.3268
|  | 1548.21 | -64.189
|  | 1548.22 | -64.6296
|  | 1548.22 | -64.9894
|  | 1548.22 | -64.5943
|  | 1548.23 | -64.4912
|  | 1548.23 | -64.5671
|  | 1548.24 | -64.4766
|  | 1548.24 | -64.0672
|  | 1548.24 | -64.306
|  | 1548.25 | -64.1103
|  | 1548.25 | -64.5892
|  | 1548.26 | -64.4472
|  | 1548.26 | -64.2663
|  | 1548.26 | -64.5908
|  | 1548.27 | -64.3044
|  | 1548.27 | -64.5315
|  | 1548.28 | -64.2844
|  | 1548.28 | -63.973
|  | 1548.28 | -64.5038
|  | 1548.29 | -64.1002
|  | 1548.29 | -64.4005
|  | 1548.3 | -64.4916
|  | 1548.3 | -64.2839
|  | 1548.3 | -64.4903
|  | 1548.31 | -64.4099
|  | 1548.31 | -64.4255
|  | 1548.32 | -63.9926
|  | 1548.32 | -64.653
|  | 1548.32 | -64.8094
|  | 1548.33 | -64.9209
|  | 1548.33 | -64.4938
|  | 1548.34 | -64.6004
|  | 1548.34 | -64.3271
|  | 1548.34 | -64.6046
|  | 1548.35 | -64.4016
|  | 1548.35 | -64.5932
|  | 1548.36 | -64.2663
|  | 1548.36 | -64.453
|  | 1548.36 | -64.4471
|  | 1548.37 | -64.2881
|  | 1548.37 | -64.3994
|  | 1548.38 | -64.432
|  | 1548.38 | -64.4195
|  | 1548.38 | -64.2727
|  | 1548.39 | -63.8099
|  | 1548.39 | -64.2079
|  | 1548.4 | -64.5156
|  | 1548.4 | -64.1032
|  | 1548.4 | -64.0668
|  | 1548.41 | -64.0354
|  | 1548.41 | -64.6801
|  | 1548.42 | -64.0949
|  | 1548.42 | -64.1542
|  | 1548.42 | -64.1626
|  | 1548.43 | -64.4318
|  | 1548.43 | -64.0097
|  | 1548.44 | -64.299
|  | 1548.44 | -63.8901
|  | 1548.44 | -64.2073
|  | 1548.45 | -64.4967
|  | 1548.45 | -64.1762
|  | 1548.46 | -64.4135
|  | 1548.46 | -64.1737
|  | 1548.46 | -64.1237
|  | 1548.47 | -64.4287
|  | 1548.47 | -64.1954
|  | 1548.48 | -64.1614
|  | 1548.48 | -64.2474
|  | 1548.48 | -64.2053
|  | 1548.49 | -64.2257
|  | 1548.49 | -64.4841
|  | 1548.5 | -64.0224
|  | 1548.5 | -64.2036
|  | 1548.5 | -64.428
|  | 1548.51 | -64.026
|  | 1548.51 | -64.5367
|  | 1548.52 | -64.2337
|  | 1548.52 | -64.0285
|  | 1548.52 | -64.0269
|  | 1548.53 | -64.2103
|  | 1548.53 | -63.8662
|  | 1548.54 | -64.4916
|  | 1548.54 | -63.992
|  | 1548.54 | -64.3129
|  | 1548.55 | -64.5279
|  | 1548.55 | -63.6849
|  | 1548.56 | -64.0756
|  | 1548.56 | -64.3583
|  | 1548.56 | -64.0481
|  | 1548.57 | -64.457
|  | 1548.57 | -64.5341
|  | 1548.58 | -64.2194
|  | 1548.58 | -64.2155
|  | 1548.58 | -64.0554
|  | 1548.59 | -64.0474
|  | 1548.59 | -64.0997
|  | 1548.6 | -63.7767
|  | 1548.6 | -64.1254
|  | 1548.6 | -64.4151
|  | 1548.61 | -64.3097
|  | 1548.61 | -63.8571
|  | 1548.62 | -64.3594
|  | 1548.62 | -64.1963
|  | 1548.62 | -64.3759
|  | 1548.63 | -64.1613
|  | 1548.63 | -64.0881
|  | 1548.64 | -63.849
|  | 1548.64 | -64.4197
|  | 1548.64 | -63.7465
|  | 1548.65 | -64.2942
|  | 1548.65 | -64.3658
|  | 1548.66 | -64.4614
|  | 1548.66 | -64.1669
|  | 1548.66 | -64.0848
|  | 1548.67 | -64.0786
|  | 1548.67 | -64.2079
|  | 1548.68 | -64.61
|  | 1548.68 | -63.7196
|  | 1548.68 | -63.9653
|  | 1548.69 | -64.3485
|  | 1548.69 | -64.3499
|  | 1548.7 | -63.8969
|  | 1548.7 | -63.9986
|  | 1548.7 | -64.4466
|  | 1548.71 | -63.9925
|  | 1548.71 | -64.2536
|  | 1548.72 | -64.0514
|  | 1548.72 | -64.4485
|  | 1548.72 | -63.8767
|  | 1548.73 | -64.196
|  | 1548.73 | -64.1138
|  | 1548.74 | -63.9795
|  | 1548.74 | -64.5436
|  | 1548.74 | -64.2136
|  | 1548.75 | -64.19
|  | 1548.75 | -64.359
|  | 1548.76 | -63.7796
|  | 1548.76 | -64.0701
|  | 1548.76 | -63.8693
|  | 1548.77 | -64.0383
|  | 1548.77 | -64.1416
|  | 1548.78 | -64.3886
|  | 1548.78 | -64.0753
|  | 1548.78 | -64.4274
|  | 1548.79 | -64.5884
|  | 1548.79 | -64.0096
|  | 1548.8 | -63.8553
|  | 1548.8 | -64.457
|  | 1548.8 | -64.0973
|  | 1548.81 | -64.2123
|  | 1548.81 | -63.948
|  | 1548.82 | -64.5173
|  | 1548.82 | -64.1663
|  | 1548.82 | -63.9698
|  | 1548.83 | -63.9342
|  | 1548.83 | -64.212
|  | 1548.84 | -64.0943
|  | 1548.84 | -64.2463
|  | 1548.84 | -63.8816
|  | 1548.85 | -64.1819
|  | 1548.85 | -63.9561
|  | 1548.86 | -64.2988
|  | 1548.86 | -63.8975
|  | 1548.86 | -63.9885
|  | 1548.87 | -64.1225
|  | 1548.87 | -64.6785
|  | 1548.88 | -64.402
|  | 1548.88 | -63.7306
|  | 1548.88 | -64.0399
|  | 1548.89 | -64.2036
|  | 1548.89 | -64.11
|  | 1548.9 | -64.7785
|  | 1548.9 | -64.0809
|  | 1548.9 | -64.3799
|  | 1548.91 | -64.1053
|  | 1548.91 | -64.0462
|  | 1548.92 | -64.1064
|  | 1548.92 | -63.9277
|  | 1548.92 | -64.1055
|  | 1548.93 | -64.6207
|  | 1548.93 | -64.2127
|  | 1548.94 | -63.8274
|  | 1548.94 | -64.0635
|  | 1548.94 | -64.2368
|  | 1548.95 | -64.4612
|  | 1548.95 | -64.5768
|  | 1548.96 | -64.2024
|  | 1548.96 | -64.5963
|  | 1548.96 | -63.9729
|  | 1548.97 | -63.5364
|  | 1548.97 | -64.0315
|  | 1548.98 | -64.3309
|  | 1548.98 | -64.557
|  | 1548.98 | -64.3393
|  | 1548.99 | -64.1559
|  | 1548.99 | -64.2783
|  | 1549 | -64.3287
|  | 1549 | -63.9987
|  | 1549 | -64.1837
|  | 1549.01 | -64.2878
|  | 1549.01 | -64.3476
|  | 1549.01 | -64.0949
|  | 1549.02 | -63.9467
|  | 1549.02 | -64.1778
|  | 1549.03 | -64.7993
|  | 1549.03 | -64.2787
|  | 1549.03 | -64.2539
|  | 1549.04 | -64.244
|  | 1549.04 | -64.3788
|  | 1549.05 | -64.0518
|  | 1549.05 | -64.5696
|  | 1549.05 | -64.2431
|  | 1549.06 | -64.451
|  | 1549.06 | -64.5421
|  | 1549.07 | -64.5576
|  | 1549.07 | -64.1269
|  | 1549.07 | -64.455
|  | 1549.08 | -64.3024
|  | 1549.08 | -64.2313
|  | 1549.09 | -64.1241
|  | 1549.09 | -64.251
|  | 1549.09 | -64.5177
|  | 1549.1 | -64.0229
|  | 1549.1 | -64.7471
|  | 1549.11 | -64.2427
|  | 1549.11 | -64.0472
|  | 1549.11 | -64.4791
|  | 1549.12 | -64.1124
|  | 1549.12 | -64.0045
|  | 1549.13 | -64.1629
|  | 1549.13 | -64.2409
|  | 1549.13 | -63.8758
|  | 1549.14 | -64.4545
|  | 1549.14 | -64.046
|  | 1549.15 | -64.0401
|  | 1549.15 | -64.3113
|  | 1549.15 | -64.1015
|  | 1549.16 | -64.1146
|  | 1549.16 | -63.9725
|  | 1549.17 | -64.0053
|  | 1549.17 | -63.9765
|  | 1549.17 | -64.2426
|  | 1549.18 | -64.1511
|  | 1549.18 | -63.9863
|  | 1549.19 | -64.1845
|  | 1549.19 | -63.8884
|  | 1549.19 | -63.7341
|  | 1549.2 | -64.152
|  | 1549.2 | -63.7915
|  | 1549.21 | -64.3754
|  | 1549.21 | -64.1491
|  | 1549.21 | -64.0326
|  | 1549.22 | -63.7744
|  | 1549.22 | -63.8547
|  | 1549.23 | -64.1643
|  | 1549.23 | -64.0555
|  | 1549.23 | -63.9133
|  | 1549.24 | -64.1044
|  | 1549.24 | -64.4861
|  | 1549.25 | -64.2488
|  | 1549.25 | -63.9481
|  | 1549.25 | -64.0166
|  | 1549.26 | -64.3369
|  | 1549.26 | -64.3131
|  | 1549.27 | -64.2536
|  | 1549.27 | -64.2253
|  | 1549.27 | -63.8569
|  | 1549.28 | -63.9525
|  | 1549.28 | -63.9275
|  | 1549.29 | -64.2098
|  | 1549.29 | -63.9588
|  | 1549.29 | -63.8882
|  | 1549.3 | -64.3812
|  | 1549.3 | -64.1206
|  | 1549.31 | -64.262
|  | 1549.31 | -64.1219
|  | 1549.31 | -64.5865
|  | 1549.32 | -64.4102
|  | 1549.32 | -63.9858
|  | 1549.33 | -64.1141
|  | 1549.33 | -64.4838
|  | 1549.33 | -64.2861
|  | 1549.34 | -64.1432
|  | 1549.34 | -64.2426
|  | 1549.35 | -64.5144
|  | 1549.35 | -64.4077
|  | 1549.35 | -64.3891
|  | 1549.36 | -64.556
|  | 1549.36 | -64.2162
|  | 1549.37 | -64.2149
|  | 1549.37 | -64.0523
|  | 1549.37 | -64.0187
|  | 1549.38 | -64.0447
|  | 1549.38 | -64.4648
|  | 1549.39 | -64.2487
|  | 1549.39 | -64.2916
|  | 1549.39 | -64.0541
|  | 1549.4 | -64.5133
|  | 1549.4 | -64.5917
|  | 1549.41 | -64.2285
|  | 1549.41 | -64.0812
|  | 1549.41 | -63.7679
|  | 1549.42 | -64.2469
|  | 1549.42 | -64.3903
|  | 1549.43 | -64.4374
|  | 1549.43 | -64.2675
|  | 1549.43 | -64.0827
|  | 1549.44 | -64.4178
|  | 1549.44 | -64.2678
|  | 1549.45 | -64.1602
|  | 1549.45 | -64.5777
|  | 1549.45 | -64.1196
|  | 1549.46 | -64.2112
|  | 1549.46 | -63.8647
|  | 1549.47 | -64.2611
|  | 1549.47 | -64.5339
|  | 1549.47 | -64.1327
|  | 1549.48 | -64.4021
|  | 1549.48 | -64.1211
|  | 1549.49 | -64.5455
|  | 1549.49 | -64.1602
|  | 1549.49 | -64.2845
|  | 1549.5 | -64.0767
|  | 1549.5 | -64.1245
|  | 1549.51 | -63.5236
|  | 1549.51 | -64.0537
|  | 1549.51 | -64.0424
|  | 1549.52 | -64.0418
|  | 1549.52 | -64.4949
|  | 1549.53 | -64.2666
|  | 1549.53 | -64.2802
|  | 1549.53 | -64.4436
|  | 1549.54 | -64.0562
|  | 1549.54 | -64.0521
|  | 1549.55 | -64.0213
|  | 1549.55 | -63.682
|  | 1549.55 | -63.813
|  | 1549.56 | -63.799
|  | 1549.56 | -63.7008
|  | 1549.57 | -63.5877
|  | 1549.57 | -63.7005
|  | 1549.57 | -63.4847
|  | 1549.58 | -63.3544
|  | 1549.58 | -63.5038
|  | 1549.59 | -63.2249
|  | 1549.59 | -63.2337
|  | 1549.59 | -63.2705
|  | 1549.6 | -63.056
|  | 1549.6 | -63.0714
|  | 1549.61 | -63.2211
|  | 1549.61 | -63.2812
|  | 1549.61 | -62.6719
|  | 1549.62 | -62.8841
|  | 1549.62 | -62.6386
|  | 1549.63 | -62.7863
|  | 1549.63 | -62.9291
|  | 1549.63 | -62.9129
|  | 1549.64 | -62.8873
|  | 1549.64 | -62.4103
|  | 1549.65 | -62.0211
|  | 1549.65 | -61.9694
|  | 1549.65 | -61.6156
|  | 1549.66 | -61.734
|  | 1549.66 | -61.8241
|  | 1549.67 | -62.152
|  | 1549.67 | -61.796
|  | 1549.67 | -61.4754
|  | 1549.68 | -61.4734
|  | 1549.68 | -60.8212
|  | 1549.69 | -60.641
|  | 1549.69 | -60.1979
|  | 1549.69 | -60.0344
|  | 1549.7 | -59.9171
|  | 1549.7 | -60.0245
|  | 1549.71 | -60.1587
|  | 1549.71 | -59.9235
|  | 1549.71 | -59.5055
|  | 1549.72 | -59.2698
|  | 1549.72 | -59.0407
|  | 1549.73 | -58.7389
|  | 1549.73 | -58.6985
|  | 1549.73 | -58.3066
|  | 1549.74 | -57.7043
|  | 1549.74 | -57.0318
|  | 1549.75 | -56.4491
|  | 1549.75 | -55.5225
|  | 1549.75 | -54.9943
|  | 1549.76 | -54.6608
|  | 1549.76 | -54.4543
|  | 1549.77 | -54.0927
|  | 1549.77 | -53.6644
|  | 1549.77 | -52.7025
|  | 1549.78 | -51.4294
|  | 1549.78 | -50.4516
|  | 1549.79 | -49.8712
|  | 1549.79 | -49.3384
|  | 1549.79 | -48.4502
|  | 1549.8 | -47.7818
|  | 1549.8 | -47.1886
|  | 1549.81 | -46.3064
|  | 1549.81 | -45.537
|  | 1549.81 | -44.2993
|  | 1549.82 | -42.9299
|  | 1549.82 | -42.1412
|  | 1549.83 | -41.2989
|  | 1549.83 | -39.7835
|  | 1549.83 | -38.6151
|  | 1549.84 | -37.7084
|  | 1549.84 | -36.3284
|  | 1549.85 | -34.8363
|  | 1549.85 | -32.8079
|  | 1549.85 | -30.6978
|  | 1549.86 | -28.6289
|  | 1549.86 | -25.9449
|  | 1549.87 | -22.3561
|  | 1549.87 | -18.0189
|  | 1549.87 | -15.625
|  | 1549.88 | -14.4989
|  | 1549.88 | -13.2127
|  | 1549.89 | -11.22
|  | 1549.89 | -9.3887
|  | 1549.89 | -8.2236
|  | 1549.9 | -6.984
|  | 1549.9 | -5.3461
|  | 1549.91 | -3.7449
|  | 1549.91 | -1.02
|  | 1549.91 | 2.6179
|  | 1549.92 | 5.9043
|  | 1549.92 | 8.344
|  | 1549.93 | 9.521
|  | 1549.93 | 9.2625
|  | 1549.93 | 8.0053
|  | 1549.94 | 5.6425
|  | 1549.94 | 2.2228
|  | 1549.95 | -1.5713
|  | 1549.95 | -4.7349
|  | 1549.95 | -7.0522
|  | 1549.96 | -8.6724
|  | 1549.96 | -9.5826
|  | 1549.97 | -10.8953
|  | 1549.97 | -12.4573
|  | 1549.97 | -13.6613
|  | 1549.98 | -15.0237
|  | 1549.98 | -17.9391
|  | 1549.99 | -21.6911
|  | 1549.99 | -24.789
|  | 1549.99 | -28.5381
|  | 1550 | -31.7004
|  | 1550 | -35.1958
|  | 1550.01 | -37.6916
|  | 1550.01 | -39.423
|  | 1550.01 | -40.7089
|  | 1550.02 | -41.8935
|  | 1550.02 | -43.2129
|  | 1550.03 | -44.1791
|  | 1550.03 | -44.7739
|  | 1550.03 | -45.461
|  | 1550.04 | -46.6721
|  | 1550.04 | -47.2947
|  | 1550.05 | -47.4102
|  | 1550.05 | -47.9301
|  | 1550.05 | -48.6969
|  | 1550.06 | -49.039
|  | 1550.06 | -49.483
|  | 1550.07 | -50.2137
|  | 1550.07 | -50.7969
|  | 1550.07 | -51.1893
|  | 1550.08 | -51.7449
|  | 1550.08 | -52.1337
|  | 1550.09 | -52.1946
|  | 1550.09 | -52.3883
|  | 1550.09 | -53.0451
|  | 1550.1 | -53.3746
|  | 1550.1 | -53.4145
|  | 1550.11 | -53.6322
|  | 1550.11 | -54.3068
|  | 1550.11 | -54.8223
|  | 1550.12 | -54.8618
|  | 1550.12 | -55.0549
|  | 1550.13 | -55.4664
|  | 1550.13 | -55.853
|  | 1550.13 | -56.113
|  | 1550.14 | -56.372
|  | 1550.14 | -56.584
|  | 1550.15 | -56.6959
|  | 1550.15 | -56.6046
|  | 1550.15 | -56.7482
|  | 1550.16 | -57.0099
|  | 1550.16 | -57.162
|  | 1550.17 | -57.5178
|  | 1550.17 | -57.7011
|  | 1550.17 | -57.9829
|  | 1550.18 | -58.2862
|  | 1550.18 | -58.4213
|  | 1550.19 | -58.4277
|  | 1550.19 | -58.5337
|  | 1550.19 | -58.5966
|  | 1550.2 | -58.5289
|  | 1550.2 | -58.5979
|  | 1550.21 | -58.895
|  | 1550.21 | -58.9743
|  | 1550.21 | -59.2301
|  | 1550.22 | -59.335
|  | 1550.22 | -59.3717
|  | 1550.23 | -59.4427
|  | 1550.23 | -59.7018
|  | 1550.23 | -59.6983
|  | 1550.24 | -59.6415
|  | 1550.24 | -59.791
|  | 1550.25 | -59.8115
|  | 1550.25 | -59.9942
|  | 1550.25 | -60.0426
|  | 1550.26 | -60.0927
|  | 1550.26 | -60.0442
|  | 1550.27 | -59.9949
|  | 1550.27 | -60.0793
|  | 1550.27 | -60.3783
|  | 1550.28 | -60.3698
|  | 1550.28 | -60.2617
|  | 1550.29 | -60.4366
|  | 1550.29 | -60.4679
|  | 1550.29 | -60.5015
|  | 1550.3 | -60.4772
|  | 1550.3 | -60.6347
|  | 1550.31 | -60.7918
|  | 1550.31 | -60.6488
|  | 1550.31 | -60.8096
|  | 1550.32 | -60.8773
|  | 1550.32 | -60.8573
|  | 1550.33 | -60.6232
|  | 1550.33 | -60.8221
|  | 1550.33 | -60.7402
|  | 1550.34 | -60.4736
|  | 1550.34 | -60.6014
|  | 1550.35 | -60.7965
|  | 1550.35 | -60.6847
|  | 1550.35 | -60.5974
|  | 1550.36 | -60.5168
|  | 1550.36 | -60.6253
|  | 1550.37 | -60.8757
|  | 1550.37 | -60.7465
|  | 1550.37 | -60.8897
|  | 1550.38 | -60.8562
|  | 1550.38 | -60.9084
|  | 1550.39 | -60.9484
|  | 1550.39 | -60.7487
|  | 1550.39 | -61.1222
|  | 1550.4 | -61.0164
|  | 1550.4 | -61.1585
|  | 1550.41 | -60.9021
|  | 1550.41 | -61.0626
|  | 1550.41 | -60.9957
|  | 1550.42 | -60.9475
|  | 1550.42 | -60.9259
|  | 1550.43 | -61.0734
|  | 1550.43 | -60.7986
|  | 1550.43 | -60.9017
|  | 1550.44 | -60.812
|  | 1550.44 | -60.7191
|  | 1550.45 | -60.8879
|  | 1550.45 | -60.7961
|  | 1550.45 | -60.8213
|  | 1550.46 | -60.8637
|  | 1550.46 | -60.8782
|  | 1550.47 | -60.9629
|  | 1550.47 | -60.9786
|  | 1550.47 | -61.0604
|  | 1550.48 | -61.1698
|  | 1550.48 | -61.1706
|  | 1550.49 | -61.138
|  | 1550.49 | -61.1547
|  | 1550.49 | -61.1931
|  | 1550.5 | -61.1744
|  | 1550.5 | -61.3258
|  | 1550.51 | -61.231
|  | 1550.51 | -61.1612
|  | 1550.51 | -61.1808
|  | 1550.52 | -61.182
|  | 1550.52 | -61.0942
|  | 1550.53 | -61.0332
|  | 1550.53 | -61.154
|  | 1550.53 | -61.32
|  | 1550.54 | -61.0198
|  | 1550.54 | -61.1713
|  | 1550.55 | -61.1281
|  | 1550.55 | -61.1495
|  | 1550.55 | -61.4509
|  | 1550.56 | -61.4344
|  | 1550.56 | -61.3247
|  | 1550.57 | -61.2575
|  | 1550.57 | -61.4277
|  | 1550.57 | -61.3615
|  | 1550.58 | -61.5483
|  | 1550.58 | -61.2507
|  | 1550.59 | -61.5922
|  | 1550.59 | -61.3628
|  | 1550.59 | -61.3763
|  | 1550.6 | -61.3963
|  | 1550.6 | -61.423
|  | 1550.61 | -61.5014
|  | 1550.61 | -61.492
|  | 1550.61 | -61.2122
|  | 1550.62 | -61.4414
|  | 1550.62 | -61.4841
|  | 1550.63 | -61.5024
|  | 1550.63 | -61.5058
|  | 1550.63 | -61.7798
|  | 1550.64 | -61.7812
|  | 1550.64 | -61.4728
|  | 1550.65 | -61.505
|  | 1550.65 | -61.4174
|  | 1550.65 | -61.5669
|  | 1550.66 | -61.5793
|  | 1550.66 | -61.6156
|  | 1550.67 | -61.4921
|  | 1550.67 | -61.5664
|  | 1550.67 | -61.6875
|  | 1550.68 | -61.5677
|  | 1550.68 | -61.5653
|  | 1550.69 | -61.539
|  | 1550.69 | -61.5085
|  | 1550.69 | -61.6415
|  | 1550.7 | -61.6664
|  | 1550.7 | -61.5742
|  | 1550.71 | -61.5371
|  | 1550.71 | -61.7736
|  | 1550.71 | -61.6674
|  | 1550.72 | -61.6823
|  | 1550.72 | -61.6617
|  | 1550.73 | -61.778
|  | 1550.73 | -61.4874
|  | 1550.73 | -61.684
|  | 1550.74 | -61.8292
|  | 1550.74 | -61.5671
|  | 1550.75 | -61.6806
|  | 1550.75 | -61.7179
|  | 1550.75 | -61.4952
|  | 1550.76 | -61.5747
|  | 1550.76 | -61.7299
|  | 1550.77 | -61.7706
|  | 1550.77 | -61.6684
|  | 1550.77 | -61.5953
|  | 1550.78 | -61.8023
|  | 1550.78 | -62.0559
|  | 1550.79 | -61.855
|  | 1550.79 | -61.5113
|  | 1550.79 | -61.6084
|  | 1550.8 | -61.7309
|  | 1550.8 | -61.758
|  | 1550.81 | -61.9099
|  | 1550.81 | -61.5796
|  | 1550.81 | -61.6789
|  | 1550.82 | -61.6117
|  | 1550.82 | -61.7319
|  | 1550.83 | -61.7154
|  | 1550.83 | -61.5397
|  | 1550.83 | -61.7006
|  | 1550.84 | -61.4891
|  | 1550.84 | -61.69
|  | 1550.85 | -61.6509
|  | 1550.85 | -61.6912
|  | 1550.85 | -61.5211
|  | 1550.86 | -61.6449
|  | 1550.86 | -61.5792
|  | 1550.87 | -61.7248
|  | 1550.87 | -61.5514
|  | 1550.87 | -61.465
|  | 1550.88 | -61.5256
|  | 1550.88 | -61.4527
|  | 1550.89 | -61.6103
|  | 1550.89 | -61.7991
|  | 1550.89 | -61.5762
|  | 1550.9 | -61.6319
|  | 1550.9 | -61.7176
|  | 1550.91 | -61.644
|  | 1550.91 | -61.6265
|  | 1550.91 | -61.5305
|  | 1550.92 | -61.7652
|  | 1550.92 | -61.8377
|  | 1550.93 | -61.7779
|  | 1550.93 | -61.6675
|  | 1550.93 | -61.7086
|  | 1550.94 | -61.6329
|  | 1550.94 | -61.7016
|  | 1550.95 | -61.6657
|  | 1550.95 | -61.6385
|  | 1550.95 | -61.8504
|  | 1550.96 | -61.868
|  | 1550.96 | -61.7858
|  | 1550.97 | -61.7082
|  | 1550.97 | -61.5114
|  | 1550.97 | -61.7944
|  | 1550.98 | -61.7258
|  | 1550.98 | -61.9393
|  | 1550.99 | -61.8502
|  | 1550.99 | -61.9783
|  | 1550.99 | -61.7403
|  | 1551 | -61.6491
|  | 1551 | -61.9442
|  | 1551 | -62.0081
|  | 1551.01 | -61.8998
|  | 1551.01 | -62.292
|  | 1551.02 | -61.7593
|  | 1551.02 | -61.8688
|  | 1551.02 | -61.7329
|  | 1551.03 | -62.0469
|  | 1551.03 | -62.1833
|  | 1551.04 | -61.9805
|  | 1551.04 | -61.6571
|  | 1551.04 | -61.9594
|  | 1551.05 | -61.9963
|  | 1551.05 | -61.952
|  | 1551.06 | -62.1281
|  | 1551.06 | -62.2267
|  | 1551.06 | -62.2164
|  | 1551.07 | -61.8449
|  | 1551.07 | -62.0545
|  | 1551.08 | -61.9499
|  | 1551.08 | -62.2466
|  | 1551.08 | -61.8851
|  | 1551.09 | -62.2309
|  | 1551.09 | -62.051
|  | 1551.1 | -61.8973
|  | 1551.1 | -62.1273
|  | 1551.1 | -62.0086
|  | 1551.11 | -62.1254
|  | 1551.11 | -61.9384
|  | 1551.12 | -62.2831
|  | 1551.12 | -62.0028
|  | 1551.12 | -62.1572
|  | 1551.13 | -61.9793
|  | 1551.13 | -61.9699
|  | 1551.14 | -61.9207
|  | 1551.14 | -61.7707
|  | 1551.14 | -61.8712
|  | 1551.15 | -61.9667
|  | 1551.15 | -61.8137
|  | 1551.16 | -62.0107
|  | 1551.16 | -61.8848
|  | 1551.16 | -61.9994
|  | 1551.17 | -61.8058
|  | 1551.17 | -61.7507
|  | 1551.18 | -61.8131
|  | 1551.18 | -61.7971
|  | 1551.18 | -61.7462
|  | 1551.19 | -61.6819
|  | 1551.19 | -61.7367
|  | 1551.2 | -61.6942
|  | 1551.2 | -61.5804
|  | 1551.2 | -61.6423
|  | 1551.21 | -61.896
|  | 1551.21 | -61.7047
|  | 1551.22 | -62.0313
|  | 1551.22 | -61.8616
|  | 1551.22 | -61.9613
|  | 1551.23 | -61.719
|  | 1551.23 | -61.7771
|  | 1551.24 | -61.799
|  | 1551.24 | -61.6877
|  | 1551.24 | -61.7376
|  | 1551.25 | -61.7077
|  | 1551.25 | -61.8216
|  | 1551.26 | -61.5253
|  | 1551.26 | -61.9428
|  | 1551.26 | -61.5704
|  | 1551.27 | -61.7644
|  | 1551.27 | -61.8219
|  | 1551.28 | -61.595
|  | 1551.28 | -61.8932
|  | 1551.28 | -61.9779
|  | 1551.29 | -61.7161
|  | 1551.29 | -61.9363
|  | 1551.3 | -61.9778
|  | 1551.3 | -61.9381
|  | 1551.3 | -61.9139
|  | 1551.31 | -61.9322
|  | 1551.31 | -61.8899
|  | 1551.32 | -61.817
|  | 1551.32 | -61.9108
|  | 1551.32 | -61.7234
|  | 1551.33 | -61.9876
|  | 1551.33 | -62.1237
|  | 1551.34 | -61.8643
|  | 1551.34 | -62.207
|  | 1551.34 | -62.0682
|  | 1551.35 | -61.7801
|  | 1551.35 | -62.0096
|  | 1551.36 | -61.9412
|  | 1551.36 | -62.1675
|  | 1551.36 | -62.044
|  | 1551.37 | -61.9661
|  | 1551.37 | -61.9987
|  | 1551.38 | -62.1974
|  | 1551.38 | -62.096
|  | 1551.38 | -62.0368
|  | 1551.39 | -62.4317
|  | 1551.39 | -62.2731
|  | 1551.4 | -62.2172
|  | 1551.4 | -62.1442
|  | 1551.4 | -62.308
|  | 1551.41 | -62.0352
|  | 1551.41 | -62.0343
|  | 1551.42 | -62.065
|  | 1551.42 | -62.1288
|  | 1551.42 | -62.603
|  | 1551.43 | -62.2615
|  | 1551.43 | -62.1226
|  | 1551.44 | -62.2083
|  | 1551.44 | -62.2836
|  | 1551.44 | -61.8813
|  | 1551.45 | -62.1471
|  | 1551.45 | -62.1487
|  | 1551.46 | -62.1294
|  | 1551.46 | -62.0651
|  | 1551.46 | -61.9811
|  | 1551.47 | -62.063
|  | 1551.47 | -62.0333
|  | 1551.48 | -61.8819
|  | 1551.48 | -62.1196
|  | 1551.48 | -62.2762
|  | 1551.49 | -61.9716
|  | 1551.49 | -62.0823
|  | 1551.5 | -62.0464
|  | 1551.5 | -61.9795
|  | 1551.5 | -62.0474
|  | 1551.51 | -62.1193
|  | 1551.51 | -61.7649
|  | 1551.52 | -62.111
|  | 1551.52 | -62.0908
|  | 1551.52 | -61.9021
|  | 1551.53 | -61.8521
|  | 1551.53 | -61.8256
|  | 1551.54 | -61.6389
|  | 1551.54 | -61.9305
|  | 1551.54 | -61.9343
|  | 1551.55 | -61.7534
|  | 1551.55 | -61.9003
|  | 1551.56 | -61.8034
|  | 1551.56 | -61.8872
|  | 1551.56 | -61.7227
|  | 1551.57 | -61.8831
|  | 1551.57 | -62.0622
|  | 1551.58 | -61.9203
|  | 1551.58 | -61.9172
|  | 1551.58 | -62.0203
|  | 1551.59 | -61.7302
|  | 1551.59 | -62.0204
|  | 1551.6 | -61.8351
|  | 1551.6 | -61.6544
|  | 1551.6 | -61.6264
|  | 1551.61 | -61.9104
|  | 1551.61 | -61.7912
|  | 1551.62 | -61.6752
|  | 1551.62 | -61.9
|  | 1551.62 | -61.8993
|  | 1551.63 | -61.8263
|  | 1551.63 | -61.7906
|  | 1551.64 | -61.9327
|  | 1551.64 | -61.8953
|  | 1551.64 | -61.8888
|  | 1551.65 | -61.9147
|  | 1551.65 | -62.2124
|  | 1551.66 | -62.101
|  | 1551.66 | -62.0848
|  | 1551.66 | -61.8252
|  | 1551.67 | -62.0372
|  | 1551.67 | -62.0491
|  | 1551.68 | -62.1224
|  | 1551.68 | -61.9799
|  | 1551.68 | -62.3369
|  | 1551.69 | -61.9637
|  | 1551.69 | -62.1333
|  | 1551.7 | -62.0904
|  | 1551.7 | -62.0741
|  | 1551.7 | -61.7573
|  | 1551.71 | -61.8531
|  | 1551.71 | -62.1176
|  | 1551.72 | -62.2514
|  | 1551.72 | -62.184
|  | 1551.72 | -62.0564
|  | 1551.73 | -62.2375
|  | 1551.73 | -62.2758
|  | 1551.74 | -62.3049
|  | 1551.74 | -61.9648
|  | 1551.74 | -62.1033
|  | 1551.75 | -62.218
|  | 1551.75 | -62.1022
|  | 1551.76 | -62.3444
|  | 1551.76 | -62.0176
|  | 1551.76 | -62.2972
|  | 1551.77 | -62.0626
|  | 1551.77 | -62.1206
|  | 1551.78 | -62.2515
|  | 1551.78 | -62.3951
|  | 1551.78 | -62.46
|  | 1551.79 | -62.2829
|  | 1551.79 | -61.9415
|  | 1551.8 | -61.9835
|  | 1551.8 | -61.9641
|  | 1551.8 | -62.171
|  | 1551.81 | -62.0047
|  | 1551.81 | -62.0539
|  | 1551.82 | -61.9711
|  | 1551.82 | -62.2207
|  | 1551.82 | -62.0817
|  | 1551.83 | -62.2929
|  | 1551.83 | -62.1545
|  | 1551.84 | -62.2088
|  | 1551.84 | -61.9187
|  | 1551.84 | -62.1445
|  | 1551.85 | -62.2135
|  | 1551.85 | -62.3433
|  | 1551.86 | -62.1343
|  | 1551.86 | -61.9973
|  | 1551.86 | -61.9199
|  | 1551.87 | -62.167
|  | 1551.87 | -62.1521
|  | 1551.88 | -61.9468
|  | 1551.88 | -61.9624
|  | 1551.88 | -61.8759
|  | 1551.89 | -62.1992
|  | 1551.89 | -62.0404
|  | 1551.9 | -61.8096
|  | 1551.9 | -61.9994
|  | 1551.9 | -61.9679
|  | 1551.91 | -61.9702
|  | 1551.91 | -62.0008
|  | 1551.92 | -61.9634
|  | 1551.92 | -61.8487
|  | 1551.92 | -61.9349
|  | 1551.93 | -61.7315
|  | 1551.93 | -61.761
|  | 1551.94 | -61.836
|  | 1551.94 | -61.7781
|  | 1551.94 | -61.8128
|  | 1551.95 | -62.0539
|  | 1551.95 | -61.9928
|  | 1551.96 | -61.9705
|  | 1551.96 | -62.0255
|  | 1551.96 | -62.0412
|  | 1551.97 | -61.8713
|  | 1551.97 | -61.8489
|  | 1551.98 | -61.6422
|  | 1551.98 | -61.9954
|  | 1551.98 | -62.0448
|  | 1551.99 | -61.9878
|  | 1551.99 | -61.952
|  | 1552 | -62.239

## Tuning
Wavelength Change with Temperature
|  |  | Wavelength (nm) | Amplitude (dB)
|  |  |  | 15 °C | 25 °C | 35 °C | 45 °C | 55 °C | 65 °C
|  |  | 1548 | -64.2008 | -64.7608 | -64.7493 | -65.1724 | -65.1909 | -65.0118
|  |  | 1548 | -64.9865 | -64.7018 | -64.8423 | -64.5462 | -64.7884 | -65.1696
|  |  | 1548.01 | -64.9305 | -65.2961 | -64.8404 | -64.9427 | -64.8959 | -65.0642
|  |  | 1548.01 | -64.9898 | -64.7087 | -64.9317 | -64.8851 | -65.3604 | -64.6469
Product Raw Data |  |  | 1548.02 | -64.8844 | -64.6285 | -64.7287 | -64.916 | -65.1366 | -65.4367
ULN Laser, Temperature Tuning, Extended Butterfly Package, PM Fiber |  |  | 1548.02 | -64.8221 | -64.9815 | -64.6343 | -65.038 | -65.3494 | -65.137
|  |  | 1548.02 | -64.8588 | -64.6248 | -64.7117 | -65.3646 | -65.3178 | -65.1095
Item # | ULN15PT |  | 1548.03 | -64.6783 | -64.6131 | -64.8104 | -65.161 | -65.12 | -65.1975
DISCLAIMER: The data presented here are typical. Slight variations in performance data will occur from lot to lot. Please contact Technical Support with any questions regarding the use or reliability of this data. |  |  | 1548.03 | -64.9108 | -64.7243 | -64.8711 | -65.4438 | -64.9477 | -65.6165
|  |  | 1548.04 | -64.9468 | -64.6392 | -65.2202 | -64.7601 | -65.2737 | -65.095
|  |  | 1548.04 | -64.6416 | -64.571 | -65.1445 | -64.8843 | -64.8851 | -65.503
|  |  | 1548.04 | -64.7076 | -65.1048 | -64.6335 | -64.6043 | -65.08 | -65.2909
|  |  | 1548.05 | -64.8343 | -65.331 | -64.8336 | -65.041 | -65.3515 | -65.607
|  |  | 1548.05 | -64.9631 | -64.4948 | -64.772 | -65.0835 | -65.1795 | -65.7584
This data may be used in publications. However, please cite Thorlabs as the source. |  |  | 1548.06 | -64.8529 | -64.704 | -65.1018 | -65.278 | -65.6223 | -65.208
|  |  | 1548.06 | -65.0114 | -64.3226 | -64.9564 | -64.9755 | -65.3073 | -65.5264
|  |  | 1548.06 | -64.616 | -64.4326 | -64.7237 | -65.1419 | -65.3563 | -65.0247
Additional Information: |  |  | 1548.07 | -64.8431 | -64.4424 | -64.6764 | -64.6652 | -64.9464 | -64.9473
The plots are typical, and performance will vary between individual lasers. Serial-number-specific documentation is available by clicking "Choose Item" on the left side of the price box. |  |  | 1548.07 | -64.9994 | -64.6485 | -64.8844 | -64.9386 | -64.8864 | -64.9155
|  |  | 1548.08 | -64.8461 | -64.7855 | -64.7139 | -65.1686 | -65.5307 | -65.3421
|  |  | 1548.08 | -65.0948 | -65.1911 | -64.5171 | -65.0355 | -65.2994 | -65.103
|  |  | 1548.08 | -64.3481 | -64.7103 | -64.5796 | -64.8605 | -65.8111 | -65.3702
|  |  | 1548.09 | -64.9331 | -64.7022 | -64.8525 | -65.2252 | -64.6626 | -65.2074
|  |  | 1548.09 | -64.953 | -64.278 | -65.0898 | -64.7636 | -64.6856 | -65.2919
|  |  | 1548.1 | -64.9526 | -64.6073 | -64.7909 | -65.4392 | -65.1169 | -65.0614
|  |  | 1548.1 | -65.0895 | -64.7843 | -64.7033 | -64.6971 | -64.9687 | -65.4287
|  |  | 1548.1 | -65.1279 | -64.5511 | -65.2055 | -65.1085 | -65.2044 | -65.1413
|  |  | 1548.11 | -64.8459 | -64.209 | -65.165 | -64.4209 | -65.7366 | -65.9659
|  |  | 1548.11 | -64.7157 | -64.7703 | -64.9687 | -65.2654 | -64.6425 | -65.1471
|  |  | 1548.12 | -65.0236 | -64.7558 | -64.5752 | -64.5704 | -65.083 | -65.1999
|  |  | 1548.12 | -64.7573 | -65.0586 | -65.1666 | -64.8802 | -65.3029 | -65.4235
|  |  | 1548.12 | -65.4029 | -64.8095 | -64.9321 | -64.6197 | -65.1508 | -65.0051
|  |  | 1548.13 | -64.7799 | -64.6736 | -64.9924 | -64.3396 | -65.2064 | -65.3747
|  |  | 1548.13 | -64.4818 | -65.3347 | -64.7536 | -64.6707 | -65.1017 | -65.1311
|  |  | 1548.14 | -64.6985 | -64.8654 | -64.5865 | -64.7915 | -64.8717 | -65.2948
|  |  | 1548.14 | -64.3117 | -64.5296 | -64.6139 | -65.0825 | -65.5929 | -65.1686
|  |  | 1548.14 | -64.5618 | -64.3967 | -64.7918 | -65.2044 | -64.9479 | -65.0984
|  |  | 1548.15 | -64.9775 | -65.2119 | -65.381 | -65.2315 | -65.1852 | -65.3244
|  |  | 1548.15 | -65.2302 | -65.0942 | -64.8865 | -64.9743 | -65.0139 | -65.1063
|  |  | 1548.16 | -65.3395 | -64.5713 | -64.7895 | -65.188 | -65.3111 | -65.1925
|  |  | 1548.16 | -65.0191 | -64.8995 | -64.5577 | -65.1114 | -65.0825 | -65.1669
|  |  | 1548.16 | -65.208 | -64.4374 | -64.6768 | -65.0303 | -64.9403 | -65.3475
|  |  | 1548.17 | -64.6978 | -64.8386 | -65.0937 | -65.239 | -64.9366 | -65.3399
|  |  | 1548.17 | -64.7428 | -65.0025 | -65.1415 | -65.1435 | -64.9679 | -64.7238
|  |  | 1548.18 | -64.7608 | -64.612 | -64.7219 | -65.0897 | -65.6863 | -65.3696
|  |  | 1548.18 | -65.1028 | -64.7487 | -65.0441 | -65.2145 | -65.3904 | -65.0968
|  |  | 1548.18 | -64.7179 | -64.8103 | -64.8596 | -65.6736 | -64.8647 | -65.1265
|  |  | 1548.19 | -64.6706 | -64.8202 | -65.0324 | -65.5956 | -64.9915 | -65.3658
|  |  | 1548.19 | -64.8552 | -64.4351 | -64.6071 | -64.6596 | -64.544 | -65.0562
|  |  | 1548.2 | -64.8056 | -64.8224 | -64.7678 | -64.9879 | -65.3599 | -64.6966
|  |  | 1548.2 | -64.732 | -64.8957 | -64.5911 | -64.9513 | -65.6396 | -65.5712
|  |  | 1548.2 | -64.6286 | -64.5511 | -64.9903 | -65.1769 | -64.9796 | -65.6452
|  |  | 1548.21 | -65.2558 | -64.5736 | -64.8377 | -65.4451 | -64.9705 | -65.4204
|  |  | 1548.21 | -65.0444 | -65.0129 | -64.8144 | -65.126 | -65.6378 | -64.9071
|  |  | 1548.22 | -65.2537 | -64.5132 | -65.135 | -64.852 | -65.1911 | -65.3375
|  |  | 1548.22 | -64.7868 | -64.6291 | -64.9559 | -65.0724 | -64.9999 | -65.5097
|  |  | 1548.22 | -65.0294 | -64.8647 | -64.9396 | -65.2622 | -65.0563 | -65.1669
|  |  | 1548.23 | -64.7505 | -64.54 | -64.8909 | -65.0521 | -65.0913 | -65.1633
|  |  | 1548.23 | -64.8875 | -64.8902 | -64.9465 | -65.1264 | -64.9844 | -65.1457
|  |  | 1548.24 | -65.0328 | -64.8195 | -65.1098 | -64.972 | -65.0815 | -65.1104
|  |  | 1548.24 | -64.7798 | -64.9763 | -65.2322 | -65.157 | -65.1925 | -64.9139
|  |  | 1548.24 | -64.475 | -65.102 | -65.4722 | -64.695 | -65.5022 | -65.0108
|  |  | 1548.25 | -64.9799 | -64.4243 | -64.6719 | -64.9655 | -65.1808 | -65.029
|  |  | 1548.25 | -64.9634 | -64.8726 | -65.1221 | -65.3174 | -64.7918 | -65.3018
|  |  | 1548.26 | -64.7086 | -64.7941 | -64.3501 | -64.7398 | -64.7806 | -65.2673
|  |  | 1548.26 | -65.0789 | -64.7069 | -65.2571 | -64.8871 | -65.3755 | -65.2548
|  |  | 1548.26 | -64.9685 | -64.8649 | -64.3592 | -65.1143 | -65.1127 | -65.4099
|  |  | 1548.27 | -65.2366 | -64.6559 | -64.6806 | -65.4799 | -65.3521 | -65.0305
|  |  | 1548.27 | -64.8036 | -64.6624 | -64.7712 | -64.6677 | -65.4731 | -65.5374
|  |  | 1548.28 | -65.0039 | -64.4422 | -64.8012 | -65.2346 | -65.3417 | -65.3286
|  |  | 1548.28 | -65.164 | -64.4173 | -65.0938 | -64.7878 | -65.1878 | -65.117
|  |  | 1548.28 | -64.9964 | -64.8843 | -65.1048 | -65.207 | -65.4644 | -65.3037
|  |  | 1548.29 | -65.0521 | -64.7217 | -64.7796 | -65.1461 | -65.6769 | -64.6776
|  |  | 1548.29 | -64.9217 | -64.6019 | -64.6612 | -64.6875 | -64.9739 | -65.7033
|  |  | 1548.3 | -64.898 | -64.5174 | -65.097 | -64.8723 | -65.2363 | -65.2609
|  |  | 1548.3 | -65.5692 | -64.6845 | -64.7284 | -65.1019 | -65.3341 | -65.159
|  |  | 1548.3 | -65.0225 | -65.0623 | -64.7457 | -64.9215 | -64.8701 | -65.3292
|  |  | 1548.31 | -65.5933 | -64.9179 | -64.6957 | -64.584 | -65.1369 | -65.1135
|  |  | 1548.31 | -64.7629 | -65.0126 | -64.7461 | -65.1825 | -65.2962 | -64.9366
|  |  | 1548.32 | -65.0577 | -65.2118 | -64.8784 | -64.5822 | -65.7109 | -65.1313
|  |  | 1548.32 | -65.0484 | -65.0542 | -64.6841 | -65.2514 | -65.2507 | -65.5274
|  |  | 1548.32 | -65.1068 | -64.9615 | -64.8072 | -65.1958 | -65.3388 | -64.9976
|  |  | 1548.33 | -65.1366 | -65.111 | -64.3653 | -65.1966 | -64.57 | -64.7069
|  |  | 1548.33 | -65.0124 | -64.8144 | -65.1626 | -65.4048 | -65.5519 | -65.0996
|  |  | 1548.34 | -65.0786 | -64.9385 | -64.8032 | -65.3965 | -65.476 | -65.7173
|  |  | 1548.34 | -64.6763 | -65.0954 | -65.2078 | -64.7325 | -64.8876 | -65.4463
|  |  | 1548.34 | -65.1315 | -64.7027 | -64.6656 | -65.5415 | -65.5006 | -65.3909
|  |  | 1548.35 | -65.0033 | -64.6997 | -64.7677 | -64.8832 | -65.6827 | -65.2609
|  |  | 1548.35 | -65.0838 | -64.6748 | -64.8604 | -65.0513 | -65.481 | -65.0145
|  |  | 1548.36 | -64.8247 | -64.7161 | -64.9444 | -64.3991 | -65.1415 | -65.367
|  |  | 1548.36 | -64.9738 | -64.8263 | -65.301 | -65.1283 | -65.1582 | -65.5409
|  |  | 1548.36 | -64.9031 | -64.4445 | -65.397 | -65.0451 | -65.365 | -66.0062
|  |  | 1548.37 | -64.8985 | -64.841 | -64.6331 | -64.681 | -65.7932 | -65.1251
|  |  | 1548.37 | -65.0468 | -64.9626 | -64.5854 | -65.1078 | -65.1702 | -65.2558
|  |  | 1548.38 | -65.1032 | -64.8797 | -64.6179 | -65.374 | -65.0584 | -66.0267
|  |  | 1548.38 | -65.464 | -65.1968 | -64.4827 | -65.1318 | -65.1398 | -65.528
|  |  | 1548.38 | -64.7813 | -64.8208 | -65.1897 | -64.2161 | -65.2427 | -65.2373
|  |  | 1548.39 | -64.682 | -64.7279 | -65.286 | -65.0154 | -64.9896 | -65.6442
|  |  | 1548.39 | -65.228 | -64.7556 | -64.7333 | -65.2846 | -65.5942 | -65.6206
|  |  | 1548.4 | -64.9769 | -65.0141 | -65.0007 | -65.2047 | -65.1935 | -65.5423
|  |  | 1548.4 | -64.6429 | -64.9617 | -64.6145 | -65.0256 | -65.1981 | -65.0919
|  |  | 1548.4 | -64.9858 | -64.9867 | -65.0526 | -64.9624 | -65.8002 | -65.3512
|  |  | 1548.41 | -65.2309 | -65.3191 | -64.5711 | -65.033 | -65.1458 | -65.1094
|  |  | 1548.41 | -64.4858 | -65.0691 | -65.0665 | -65.0529 | -65.4457 | -65.3563
|  |  | 1548.42 | -64.8525 | -64.6007 | -64.9554 | -64.8444 | -65.2578 | -65.6556
|  |  | 1548.42 | -64.6181 | -64.9237 | -64.7313 | -64.7672 | -65.1381 | -65.3618
|  |  | 1548.42 | -64.5812 | -65.0208 | -64.9464 | -64.9492 | -65.0153 | -65.2091
|  |  | 1548.43 | -65.1087 | -64.9729 | -64.8428 | -64.8748 | -65.2639 | -65.1811
|  |  | 1548.43 | -65.1471 | -65.1475 | -64.6882 | -64.6077 | -64.7132 | -65.0032
|  |  | 1548.44 | -64.436 | -64.8556 | -65.1382 | -64.811 | -65.0074 | -64.9246
|  |  | 1548.44 | -64.5799 | -65.0577 | -64.8283 | -64.7949 | -65.3894 | -65.2162
|  |  | 1548.44 | -64.8097 | -64.7639 | -64.7077 | -65.6021 | -64.9124 | -65.0135
|  |  | 1548.45 | -64.705 | -64.7378 | -65.1885 | -64.6454 | -65.1412 | -65.5914
|  |  | 1548.45 | -64.293 | -65.2432 | -65.1048 | -64.9142 | -64.7947 | -65.4253
|  |  | 1548.46 | -65.1287 | -64.772 | -65.2004 | -64.3716 | -65.3112 | -65.6384
|  |  | 1548.46 | -65.0992 | -65.1218 | -65.0027 | -65.1248 | -65.2807 | -65.6156
|  |  | 1548.46 | -64.8974 | -65.0846 | -65.1012 | -65.0313 | -65.0645 | -65.0367
|  |  | 1548.47 | -64.7623 | -64.4686 | -64.7753 | -65.2535 | -65.1087 | -65.4623
|  |  | 1548.47 | -64.6617 | -65.1749 | -64.7866 | -65.0626 | -65.1682 | -65.4797
|  |  | 1548.48 | -64.3861 | -64.8687 | -65.1813 | -64.8872 | -64.9128 | -64.6891
|  |  | 1548.48 | -64.5734 | -64.8596 | -64.8463 | -65.1528 | -64.964 | -65.3996
|  |  | 1548.48 | -64.4552 | -64.6795 | -64.7394 | -65.0252 | -65.2045 | -64.8735
|  |  | 1548.49 | -65.0032 | -64.5012 | -64.8032 | -64.8512 | -65.3405 | -65.4261
|  |  | 1548.49 | -64.984 | -64.8349 | -65.2296 | -65.3246 | -64.9749 | -65.3281
|  |  | 1548.5 | -65.3044 | -65.281 | -64.6893 | -65.2575 | -65.4192 | -65.4495
|  |  | 1548.5 | -64.8368 | -64.7941 | -64.7987 | -64.9061 | -65.3855 | -64.9991
|  |  | 1548.5 | -64.9603 | -64.9828 | -64.9129 | -64.7394 | -64.9014 | -65.2121
|  |  | 1548.51 | -64.7288 | -64.3438 | -64.7565 | -65.1984 | -65.1267 | -65.3003
|  |  | 1548.51 | -64.1594 | -64.4487 | -64.9616 | -65.0454 | -65.2031 | -65.2085
|  |  | 1548.52 | -65.2373 | -64.8368 | -64.8883 | -65.4747 | -65.4815 | -65.1335
|  |  | 1548.52 | -64.743 | -65.0242 | -64.8727 | -64.9612 | -65.2236 | -64.9687
|  |  | 1548.52 | -64.9629 | -64.735 | -64.7595 | -65.3127 | -65.0956 | -65.2343
|  |  | 1548.53 | -64.8792 | -64.4822 | -64.9335 | -64.7324 | -65.2343 | -65.324
|  |  | 1548.53 | -64.5689 | -64.9461 | -65.0172 | -65.0393 | -65.3346 | -65.1467
|  |  | 1548.54 | -64.6253 | -64.9729 | -65.1117 | -64.8998 | -64.8877 | -65.0449
|  |  | 1548.54 | -64.5071 | -64.5179 | -64.8949 | -64.7099 | -64.7971 | -65.3312
|  |  | 1548.54 | -64.3893 | -64.4463 | -65.1231 | -65.265 | -65.1054 | -65.5484
|  |  | 1548.55 | -65.1368 | -64.4551 | -65.0204 | -65.1467 | -65.1841 | -65.1513
|  |  | 1548.55 | -64.8954 | -64.7474 | -64.811 | -64.8122 | -65.1606 | -65.9774
|  |  | 1548.56 | -64.7815 | -64.6052 | -64.7376 | -65.0758 | -65.369 | -65.2123
|  |  | 1548.56 | -64.8802 | -64.5964 | -65.1903 | -65.0663 | -65.2114 | -65.9385
|  |  | 1548.56 | -64.6069 | -64.7122 | -64.5225 | -64.8552 | -65.4988 | -65.4863
|  |  | 1548.57 | -64.2577 | -64.343 | -64.9081 | -65.4999 | -65.4963 | -64.7485
|  |  | 1548.57 | -65.3195 | -64.3788 | -64.4906 | -65.2684 | -65.4202 | -64.9571
|  |  | 1548.58 | -64.4865 | -64.3236 | -64.4293 | -64.9373 | -65.5789 | -64.9912
|  |  | 1548.58 | -64.322 | -64.5212 | -64.5169 | -65.2145 | -64.8311 | -65.4566
|  |  | 1548.58 | -64.5567 | -64.8455 | -64.7896 | -65.058 | -65.264 | -65.2589
|  |  | 1548.59 | -64.6815 | -64.2333 | -64.6042 | -65.5301 | -65.1326 | -64.9564
|  |  | 1548.59 | -64.6217 | -64.3766 | -64.7484 | -65.3051 | -65.1005 | -65.0649
|  |  | 1548.6 | -64.3777 | -65.005 | -64.5326 | -64.9888 | -65.686 | -65.0425
|  |  | 1548.6 | -64.9761 | -64.6663 | -65.0888 | -65.1047 | -64.958 | -65.2174
|  |  | 1548.6 | -64.3025 | -64.5098 | -64.6158 | -64.9808 | -65.2813 | -65.525
|  |  | 1548.61 | -64.5412 | -64.6331 | -64.856 | -65.0888 | -65.2535 | -65.1198
|  |  | 1548.61 | -64.4217 | -64.5678 | -64.9557 | -65.1395 | -64.7976 | -65.4232
|  |  | 1548.62 | -64.49 | -64.5368 | -65.0103 | -65.3796 | -65.455 | -65.1728
|  |  | 1548.62 | -64.5574 | -64.6836 | -64.9473 | -65.4297 | -65.6714 | -65.8102
|  |  | 1548.62 | -64.7151 | -64.7668 | -64.9381 | -64.9212 | -65.2353 | -65.4654
|  |  | 1548.63 | -64.2901 | -64.8495 | -65.0534 | -64.9595 | -64.7208 | -65.441
|  |  | 1548.63 | -64.6177 | -64.6075 | -64.3701 | -65.1421 | -65.6166 | -65.6493
|  |  | 1548.64 | -64.7283 | -64.4508 | -64.4195 | -65.2102 | -65.1372 | -65.2638
|  |  | 1548.64 | -64.8339 | -64.0538 | -64.8993 | -64.7701 | -65.2868 | -65.3039
|  |  | 1548.64 | -64.6298 | -64.1737 | -64.6576 | -65.2471 | -65.3644 | -65.1596
|  |  | 1548.65 | -65.1148 | -64.4929 | -64.957 | -65.3247 | -65.0139 | -65.0187
|  |  | 1548.65 | -64.6481 | -64.7584 | -64.5323 | -64.7426 | -65.0265 | -65.3637
|  |  | 1548.66 | -64.4886 | -64.3237 | -64.6133 | -65.2874 | -65.2641 | -65.4908
|  |  | 1548.66 | -64.9422 | -64.4074 | -64.3241 | -64.8377 | -65.5122 | -64.9645
|  |  | 1548.66 | -64.557 | -64.3072 | -64.9573 | -65.0858 | -65.6567 | -65.5022
|  |  | 1548.67 | -64.8371 | -64.2974 | -64.5303 | -65.1829 | -65.2869 | -65.078
|  |  | 1548.67 | -64.6926 | -64.4678 | -64.5453 | -65.1504 | -65.3883 | -65.0629
|  |  | 1548.68 | -65.4231 | -64.5478 | -64.9491 | -65.0482 | -65.2543 | -65.3763
|  |  | 1548.68 | -64.9083 | -64.4398 | -64.5195 | -65.0825 | -65.1358 | -64.8859
|  |  | 1548.68 | -64.1249 | -64.6038 | -64.4916 | -64.8747 | -65.4577 | -65.1553
|  |  | 1548.69 | -64.8156 | -64.0947 | -64.5379 | -64.6909 | -65.3645 | -65.1349
|  |  | 1548.69 | -64.8543 | -64.4684 | -64.6534 | -65.1147 | -65.3979 | -65.4388
|  |  | 1548.7 | -65.0039 | -64.713 | -64.6737 | -64.5015 | -65.1824 | -65.0395
|  |  | 1548.7 | -64.94 | -64.3935 | -64.5541 | -64.7279 | -65.1292 | -65.5101
|  |  | 1548.7 | -64.4808 | -64.6032 | -65.1141 | -65.3993 | -65.5687 | -65.4883
|  |  | 1548.71 | -64.8422 | -64.8061 | -64.6682 | -64.7727 | -65.0469 | -64.8895
|  |  | 1548.71 | -64.8278 | -64.4561 | -64.5277 | -64.943 | -65.1934 | -65.5419
|  |  | 1548.72 | -64.5084 | -64.4228 | -64.2975 | -64.912 | -65.7303 | -65.1148
|  |  | 1548.72 | -64.9024 | -64.824 | -64.0713 | -65.066 | -64.9283 | -65.2696
|  |  | 1548.72 | -64.9137 | -64.401 | -64.7437 | -64.7371 | -65.2357 | -65.3648
|  |  | 1548.73 | -64.6035 | -64.8113 | -64.9647 | -64.735 | -65.3367 | -65.4645
|  |  | 1548.73 | -64.5655 | -64.6271 | -64.3272 | -64.4997 | -64.9062 | -65.4191
|  |  | 1548.74 | -64.6784 | -64.4056 | -64.5316 | -65.1148 | -64.9102 | -65.517
|  |  | 1548.74 | -64.4518 | -64.575 | -64.3185 | -65.2169 | -65.5618 | -65.1312
|  |  | 1548.74 | -65.0167 | -64.4005 | -64.6009 | -64.7906 | -65.6746 | -65.1758
|  |  | 1548.75 | -64.5956 | -64.1808 | -64.8856 | -64.8486 | -64.754 | -65.7226
|  |  | 1548.75 | -64.654 | -65.0825 | -64.5777 | -64.9174 | -65.1543 | -65.8326
|  |  | 1548.76 | -65.047 | -64.547 | -64.4669 | -64.5712 | -65.2497 | -65.4412
|  |  | 1548.76 | -64.6169 | -64.5423 | -64.6048 | -64.8603 | -65.0304 | -65.407
|  |  | 1548.76 | -64.9638 | -64.4774 | -64.6516 | -65.0952 | -65.5727 | -65.7337
|  |  | 1548.77 | -64.592 | -64.5999 | -64.576 | -65.109 | -65.0454 | -65.5368
|  |  | 1548.77 | -64.8164 | -64.4695 | -64.4947 | -64.8115 | -65.1649 | -65.3566
|  |  | 1548.78 | -65.2774 | -64.3624 | -64.1234 | -64.6623 | -65.0666 | -65.8114
|  |  | 1548.78 | -64.5246 | -64.5454 | -64.1851 | -64.3514 | -65.293 | -65.2896
|  |  | 1548.78 | -64.4458 | -64.6667 | -64.6335 | -64.7205 | -65.1553 | -65.3787
|  |  | 1548.79 | -64.7358 | -64.7668 | -65.0321 | -64.5507 | -65.2471 | -65.9659
|  |  | 1548.79 | -64.9781 | -64.572 | -64.7379 | -64.4729 | -65.1004 | -65.0916
|  |  | 1548.8 | -64.5408 | -64.5048 | -64.6781 | -64.7698 | -65.2108 | -65.075
|  |  | 1548.8 | -64.6597 | -64.5043 | -64.7731 | -64.96 | -65.4953 | -65.3383
|  |  | 1548.8 | -64.6725 | -64.6117 | -64.422 | -64.8288 | -64.7498 | -65.3108
|  |  | 1548.81 | -64.4996 | -64.4251 | -64.5953 | -64.8017 | -65.1408 | -65.4451
|  |  | 1548.81 | -64.9016 | -64.7577 | -64.2226 | -64.43 | -64.9366 | -65.6326
|  |  | 1548.82 | -64.9013 | -64.5936 | -64.578 | -65.0919 | -65.2036 | -64.8529
|  |  | 1548.82 | -64.7402 | -64.7323 | -64.423 | -64.262 | -65.1682 | -65.7409
|  |  | 1548.82 | -64.73 | -64.6749 | -64.5443 | -64.3813 | -65.0161 | -65.2421
|  |  | 1548.83 | -65.1341 | -64.3504 | -64.6795 | -64.4844 | -65.0193 | -65.3019
|  |  | 1548.83 | -64.7958 | -64.2961 | -64.8243 | -64.6225 | -64.801 | -65.4264
|  |  | 1548.84 | -64.606 | -64.4963 | -65.1374 | -64.6817 | -64.9879 | -65.4022
|  |  | 1548.84 | -64.4655 | -64.4703 | -64.5926 | -64.904 | -65.1341 | -65.4426
|  |  | 1548.84 | -64.2845 | -64.6997 | -64.7026 | -64.7528 | -64.6988 | -65.458
|  |  | 1548.85 | -65.0762 | -64.7736 | -64.7074 | -64.3411 | -65.0638 | -65.5668
|  |  | 1548.85 | -64.814 | -64.905 | -64.4678 | -64.9187 | -65.2115 | -65.0365
|  |  | 1548.86 | -65.0626 | -64.4138 | -64.7645 | -64.9713 | -64.8615 | -65.0968
|  |  | 1548.86 | -64.7564 | -64.4195 | -64.6085 | -64.4682 | -65.061 | -64.9312
|  |  | 1548.86 | -64.4689 | -64.4078 | -64.718 | -64.4559 | -64.9261 | -64.7639
|  |  | 1548.87 | -64.2433 | -64.0283 | -64.5257 | -65.1056 | -64.9574 | -65.3349
|  |  | 1548.87 | -64.6237 | -64.5087 | -64.595 | -64.712 | -65.0272 | -65.373
|  |  | 1548.88 | -64.9238 | -64.4082 | -64.9181 | -64.5545 | -64.4989 | -64.8701
|  |  | 1548.88 | -64.4312 | -64.3817 | -64.8483 | -64.3499 | -65.067 | -64.9494
|  |  | 1548.88 | -64.7242 | -64.8978 | -64.9073 | -64.6324 | -64.8632 | -65.4881
|  |  | 1548.89 | -64.7778 | -64.2356 | -64.9624 | -64.3995 | -64.9422 | -64.9942
|  |  | 1548.89 | -64.808 | -64.6484 | -64.9748 | -64.8428 | -64.7265 | -65.4076
|  |  | 1548.9 | -64.7268 | -64.1253 | -64.5621 | -64.7687 | -65.1391 | -65.0984
|  |  | 1548.9 | -64.6173 | -64.2727 | -64.6204 | -64.653 | -65.3157 | -65.3591
|  |  | 1548.9 | -64.3591 | -64.0161 | -64.5687 | -64.1324 | -64.7143 | -65.1684
|  |  | 1548.91 | -64.785 | -63.9988 | -64.2124 | -64.5893 | -65.1262 | -64.88
|  |  | 1548.91 | -64.539 | -64.539 | -64.2284 | -65.2152 | -65.1239 | -65.5501
|  |  | 1548.92 | -64.6648 | -64.4037 | -64.4129 | -65.2206 | -65.2199 | -65.3112
|  |  | 1548.92 | -64.7104 | -64.5477 | -64.5101 | -65.0637 | -64.6772 | -65.2928
|  |  | 1548.92 | -65.3129 | -64.5119 | -64.4466 | -64.9604 | -65.0628 | -65.2771
|  |  | 1548.93 | -64.6143 | -64.4176 | -64.4784 | -64.9205 | -65.0464 | -65.1894
|  |  | 1548.93 | -64.6528 | -64.3464 | -64.5967 | -64.8449 | -64.983 | -64.6545
|  |  | 1548.94 | -64.3159 | -64.4351 | -64.3323 | -65.2324 | -64.9551 | -65.5611
|  |  | 1548.94 | -64.5305 | -63.996 | -64.3752 | -64.8722 | -64.816 | -65.2028
|  |  | 1548.94 | -64.7414 | -64.4861 | -64.378 | -64.6951 | -64.7543 | -65.1821
|  |  | 1548.95 | -64.7574 | -64.4064 | -64.5588 | -64.7889 | -64.7108 | -65.1552
|  |  | 1548.95 | -64.9419 | -64.1052 | -64.7315 | -64.6224 | -64.4421 | -65.2563
|  |  | 1548.96 | -65.2628 | -64.3408 | -64.6099 | -64.7993 | -65.0986 | -65.1579
|  |  | 1548.96 | -64.9557 | -64.3126 | -64.4782 | -64.7199 | -64.4046 | -65.3085
|  |  | 1548.96 | -64.9129 | -64.6527 | -64.5284 | -64.5414 | -64.4252 | -65.1599
|  |  | 1548.97 | -64.8754 | -64.6069 | -64.6315 | -64.6394 | -64.602 | -65.226
|  |  | 1548.97 | -64.7601 | -64.7239 | -64.518 | -64.8721 | -64.5312 | -65.2246
|  |  | 1548.98 | -64.7296 | -64.72 | -64.8198 | -64.8535 | -65.043 | -64.9351
|  |  | 1548.98 | -64.3629 | -64.4775 | -64.3573 | -65.3826 | -64.7778 | -65.1912
|  |  | 1548.98 | -64.7885 | -64.7685 | -64.7655 | -64.7742 | -65.1874 | -65.0934
|  |  | 1548.99 | -65.1121 | -64.3404 | -64.5673 | -65.1049 | -65.272 | -65.3419
|  |  | 1548.99 | -64.7546 | -64.5529 | -64.0784 | -65.048 | -65.1522 | -65.1715
|  |  | 1549 | -64.6071 | -64.5265 | -64.7041 | -65.1712 | -64.8306 | -65.1677
|  |  | 1549 | -65.1308 | -64.8289 | -65.3749 | -64.6806 | -64.8136 | -65.1168
|  |  | 1549 | -64.7649 | -64.243 | -64.3223 | -64.7782 | -64.8442 | -64.996
|  |  | 1549.01 | -65.0291 | -65.0029 | -64.5048 | -64.6414 | -64.5769 | -65.0126
|  |  | 1549.01 | -64.8763 | -64.5555 | -64.3646 | -64.703 | -65.2062 | -64.6255
|  |  | 1549.01 | -64.492 | -64.2753 | -64.3099 | -64.6888 | -65.0952 | -64.7984
|  |  | 1549.02 | -64.8773 | -64.3607 | -64.8165 | -64.6657 | -64.4991 | -65.0513
|  |  | 1549.02 | -64.7777 | -64.4491 | -64.3611 | -64.8794 | -64.921 | -64.937
|  |  | 1549.03 | -64.5874 | -64.6551 | -64.6052 | -64.3402 | -65.0745 | -65.1042
|  |  | 1549.03 | -64.5329 | -64.5289 | -64.5309 | -64.5195 | -64.7506 | -64.9794
|  |  | 1549.03 | -64.4314 | -64.2648 | -64.6663 | -64.4586 | -64.6867 | -64.9267
|  |  | 1549.04 | -64.6788 | -64.7418 | -64.9535 | -64.543 | -65.2492 | -64.9868
|  |  | 1549.04 | -64.9711 | -64.2702 | -64.5828 | -64.682 | -64.8122 | -65.2297
|  |  | 1549.05 | -64.771 | -64.6302 | -64.5502 | -64.5933 | -65.519 | -64.7921
|  |  | 1549.05 | -64.8015 | -64.5014 | -64.2743 | -64.5705 | -64.8533 | -65.1616
|  |  | 1549.05 | -64.846 | -64.4396 | -64.5842 | -64.5675 | -64.9556 | -65.1076
|  |  | 1549.06 | -64.8646 | -64.6835 | -64.6548 | -64.2951 | -64.7781 | -65.2005
|  |  | 1549.06 | -65.1059 | -64.3998 | -64.3148 | -64.718 | -64.8033 | -65.6259
|  |  | 1549.07 | -64.6787 | -64.0878 | -64.438 | -65.046 | -64.7544 | -65.1101
|  |  | 1549.07 | -64.8336 | -64.7778 | -64.8659 | -64.5959 | -64.9567 | -64.6129
|  |  | 1549.07 | -64.7565 | -64.2846 | -64.39 | -64.3617 | -65.2731 | -65.0189
|  |  | 1549.08 | -64.7556 | -64.7541 | -64.7671 | -64.3477 | -64.8965 | -65.0366
|  |  | 1549.08 | -64.9681 | -64.7324 | -64.7671 | -64.5239 | -65.505 | -65.2398
|  |  | 1549.09 | -64.4247 | -64.3931 | -64.6944 | -64.684 | -64.8871 | -65.1496
|  |  | 1549.09 | -64.8447 | -64.357 | -64.5141 | -64.5758 | -65.1468 | -65.3329
|  |  | 1549.09 | -65.311 | -64.6364 | -65.0223 | -64.4468 | -65.0699 | -65.0761
|  |  | 1549.1 | -64.5416 | -64.509 | -64.8735 | -64.5408 | -65.3195 | -65.1278
|  |  | 1549.1 | -64.5787 | -64.8147 | -65.1202 | -64.5087 | -64.7868 | -64.876
|  |  | 1549.11 | -65.0096 | -64.3618 | -64.5503 | -64.7048 | -65.0466 | -65.5147
|  |  | 1549.11 | -64.4395 | -64.5721 | -64.3209 | -65.1607 | -65.3057 | -65.2391
|  |  | 1549.11 | -64.7143 | -64.3328 | -64.958 | -64.607 | -64.7003 | -64.9514
|  |  | 1549.12 | -64.5489 | -64.5244 | -64.7831 | -64.4527 | -64.889 | -65.6256
|  |  | 1549.12 | -64.8498 | -64.2634 | -64.6714 | -64.8499 | -64.8066 | -65.0498
|  |  | 1549.13 | -64.7791 | -63.8652 | -64.3555 | -64.5578 | -64.9774 | -64.8483
|  |  | 1549.13 | -64.4026 | -64.971 | -64.4527 | -65.0983 | -65.1143 | -64.8768
|  |  | 1549.13 | -65.0673 | -64.7149 | -64.7794 | -64.8777 | -64.7822 | -65.0781
|  |  | 1549.14 | -64.3886 | -64.2516 | -64.4541 | -64.8731 | -64.7045 | -65.1317
|  |  | 1549.14 | -64.4332 | -64.708 | -64.607 | -64.5226 | -64.6346 | -64.9987
|  |  | 1549.15 | -64.4615 | -64.5358 | -64.9066 | -64.4576 | -65.0672 | -65.2763
|  |  | 1549.15 | -64.3468 | -64.9767 | -64.8773 | -64.2485 | -64.983 | -65.2118
|  |  | 1549.15 | -64.8387 | -64.6892 | -64.503 | -64.6359 | -64.8671 | -64.5906
|  |  | 1549.16 | -64.2538 | -64.5789 | -64.7934 | -65.0176 | -64.5961 | -64.9507
|  |  | 1549.16 | -64.6447 | -64.7301 | -64.5807 | -64.8976 | -64.9834 | -64.7491
|  |  | 1549.17 | -64.2494 | -64.6817 | -65.0489 | -64.4948 | -64.4392 | -65.6397
|  |  | 1549.17 | -64.5941 | -64.5859 | -64.2947 | -64.4096 | -65.2875 | -65.2488
|  |  | 1549.17 | -64.3825 | -64.6445 | -64.6359 | -64.5524 | -64.6779 | -65.1456
|  |  | 1549.18 | -64.563 | -64.9199 | -64.4905 | -65.2025 | -65.1602 | -65.525
|  |  | 1549.18 | -64.305 | -64.544 | -64.4706 | -64.5337 | -64.681 | -65.7257
|  |  | 1549.19 | -64.5708 | -64.4794 | -64.0041 | -64.9529 | -64.6764 | -64.8853
|  |  | 1549.19 | -64.5912 | -64.7005 | -64.5257 | -64.9608 | -64.6019 | -65.3479
|  |  | 1549.19 | -64.3266 | -64.4206 | -64.5215 | -65.1209 | -64.6044 | -64.8349
|  |  | 1549.2 | -64.8962 | -64.7088 | -64.5465 | -65.2082 | -65.1456 | -65.1009
|  |  | 1549.2 | -64.2979 | -64.4098 | -64.7971 | -65.0842 | -64.921 | -65.134
|  |  | 1549.21 | -64.3654 | -64.2163 | -64.5878 | -64.2564 | -64.7138 | -65.1396
|  |  | 1549.21 | -64.4963 | -64.6724 | -64.5804 | -64.8624 | -65.0278 | -64.7981
|  |  | 1549.21 | -64.4704 | -64.5711 | -64.5447 | -64.5557 | -64.8217 | -64.8426
|  |  | 1549.22 | -64.7474 | -64.6351 | -64.8371 | -64.8985 | -64.5701 | -64.8439
|  |  | 1549.22 | -64.145 | -64.9668 | -64.7438 | -64.9694 | -64.8217 | -64.7655
|  |  | 1549.23 | -64.3834 | -64.4123 | -64.4851 | -64.9189 | -64.7172 | -64.7948
|  |  | 1549.23 | -64.5823 | -64.2479 | -64.8297 | -64.7711 | -64.4384 | -64.921
|  |  | 1549.23 | -64.5358 | -65.2564 | -64.6591 | -64.3568 | -64.5433 | -65.3348
|  |  | 1549.24 | -64.4416 | -64.7534 | -64.7465 | -64.7095 | -64.748 | -64.8241
|  |  | 1549.24 | -64.568 | -64.5188 | -64.9426 | -64.431 | -64.4702 | -65.0873
|  |  | 1549.25 | -64.5505 | -63.8176 | -64.5423 | -64.0882 | -65.0897 | -65.0809
|  |  | 1549.25 | -64.3872 | -64.507 | -65.1972 | -64.9418 | -64.8213 | -64.5677
|  |  | 1549.25 | -64.2907 | -64.2366 | -64.1585 | -64.3514 | -64.7374 | -65.0323
|  |  | 1549.26 | -64.7981 | -64.3379 | -65.0795 | -64.67 | -65.1356 | -64.9787
|  |  | 1549.26 | -64.9175 | -64.4121 | -64.6189 | -65.161 | -65.2443 | -64.7412
|  |  | 1549.27 | -64.603 | -64.1098 | -64.9795 | -65.1363 | -64.8232 | -65.136
|  |  | 1549.27 | -64.6692 | -64.4514 | -64.3023 | -64.962 | -64.9833 | -65.0953
|  |  | 1549.27 | -64.508 | -64.6274 | -64.7489 | -65.1413 | -65.0339 | -64.9807
|  |  | 1549.28 | -64.7558 | -64.2036 | -64.3393 | -65.0388 | -64.6687 | -64.9809
|  |  | 1549.28 | -64.6376 | -64.5146 | -64.9412 | -64.9815 | -64.513 | -64.7917
|  |  | 1549.29 | -64.5691 | -64.3962 | -64.7727 | -64.7791 | -65.0572 | -64.5794
|  |  | 1549.29 | -64.3146 | -64.414 | -64.0379 | -64.6583 | -65.5408 | -64.9449
|  |  | 1549.29 | -64.7767 | -64.3303 | -64.7199 | -65.1005 | -64.9015 | -65.1552
|  |  | 1549.3 | -64.4643 | -64.0622 | -64.5991 | -64.519 | -64.7186 | -64.9138
|  |  | 1549.3 | -64.3279 | -64.4442 | -64.5202 | -64.8278 | -65.0818 | -65.0126
|  |  | 1549.31 | -64.6599 | -64.5362 | -64.5015 | -64.9823 | -64.8274 | -65.2755
|  |  | 1549.31 | -64.5347 | -64.2664 | -65.0223 | -64.8087 | -64.9002 | -65.0874
|  |  | 1549.31 | -64.6879 | -64.4846 | -64.3011 | -65.1881 | -65.0182 | -65.2241
|  |  | 1549.32 | -65.1393 | -64.0971 | -64.6182 | -64.8606 | -65.0098 | -65.2238
|  |  | 1549.32 | -64.3334 | -64.4915 | -64.5199 | -64.5434 | -65.0894 | -64.6143
|  |  | 1549.33 | -64.6572 | -64.1952 | -64.5904 | -64.9196 | -64.8526 | -64.5553
|  |  | 1549.33 | -65.0328 | -64.4672 | -64.4422 | -64.5345 | -65.0536 | -64.7878
|  |  | 1549.33 | -64.8864 | -64.2724 | -64.6098 | -64.9388 | -64.9503 | -64.859
|  |  | 1549.34 | -64.6416 | -64.6777 | -64.3747 | -64.5022 | -64.8595 | -64.7233
|  |  | 1549.34 | -64.9819 | -64.2565 | -64.5971 | -65.1059 | -65.1429 | -65.4897
|  |  | 1549.35 | -64.7927 | -64.3159 | -64.3951 | -64.457 | -65.0714 | -64.7228
|  |  | 1549.35 | -64.9021 | -64.7037 | -64.3521 | -64.967 | -64.9941 | -64.9325
|  |  | 1549.35 | -64.8236 | -64.2251 | -64.3393 | -65.0296 | -65.1119 | -65.1088
|  |  | 1549.36 | -64.6534 | -64.3904 | -64.0886 | -64.8914 | -64.9322 | -65.4868
|  |  | 1549.36 | -65.1121 | -64.3816 | -64.5245 | -64.9476 | -65.1675 | -65.1754
|  |  | 1549.37 | -65.067 | -64.7538 | -63.9959 | -64.6297 | -64.9771 | -64.8805
|  |  | 1549.37 | -65.2035 | -64.51 | -64.4053 | -64.5846 | -65.1974 | -64.8658
|  |  | 1549.37 | -65.073 | -64.7284 | -64.0065 | -64.5732 | -64.5734 | -64.7717
|  |  | 1549.38 | -64.9793 | -64.8807 | -64.174 | -64.6289 | -65.2304 | -64.7411
|  |  | 1549.38 | -65.25 | -64.622 | -64.7299 | -64.776 | -65.217 | -64.7405
|  |  | 1549.39 | -64.7485 | -64.3004 | -64.8531 | -64.6445 | -64.7653 | -65.5121
|  |  | 1549.39 | -64.8039 | -64.6086 | -64.5231 | -64.7035 | -65.046 | -65.2323
|  |  | 1549.39 | -64.7504 | -64.8239 | -64.3077 | -64.2356 | -65.3275 | -64.5659
|  |  | 1549.4 | -64.8153 | -64.8141 | -64.7251 | -64.7152 | -64.8914 | -64.8242
|  |  | 1549.4 | -64.7131 | -64.6233 | -64.3702 | -64.1083 | -64.8705 | -64.3963
|  |  | 1549.41 | -65.0428 | -64.507 | -64.5572 | -64.8745 | -65.108 | -64.7155
|  |  | 1549.41 | -64.7319 | -64.3413 | -64.4626 | -65.0916 | -65.4234 | -65.345
|  |  | 1549.41 | -65.1505 | -64.6757 | -64.5813 | -64.4305 | -64.9832 | -65.0314
|  |  | 1549.42 | -64.6174 | -64.6478 | -64.5033 | -64.7319 | -65.039 | -65.0225
|  |  | 1549.42 | -64.7774 | -64.7285 | -64.5205 | -64.7235 | -65.0335 | -65.135
|  |  | 1549.43 | -64.7612 | -64.6966 | -64.1097 | -64.5573 | -65.3617 | -64.6573
|  |  | 1549.43 | -64.774 | -64.9723 | -64.2143 | -64.6756 | -64.9685 | -64.8819
|  |  | 1549.43 | -65.2463 | -64.7061 | -64.5161 | -64.5942 | -65.341 | -64.8671
|  |  | 1549.44 | -64.8768 | -64.6647 | -64.7452 | -64.6402 | -64.9403 | -64.7621
|  |  | 1549.44 | -64.6078 | -64.639 | -64.6393 | -64.6511 | -64.9539 | -64.8605
|  |  | 1549.45 | -64.7046 | -64.6547 | -64.1899 | -64.6366 | -65.7529 | -65.1598
|  |  | 1549.45 | -64.2807 | -64.6873 | -64.7046 | -64.4865 | -64.8632 | -64.7539
|  |  | 1549.45 | -64.7036 | -64.8388 | -64.4685 | -64.592 | -65.0161 | -64.7523
|  |  | 1549.46 | -64.5191 | -64.5291 | -64.8126 | -64.5714 | -64.5734 | -65.1915
|  |  | 1549.46 | -64.5835 | -64.5836 | -65.2453 | -64.2559 | -65.6435 | -64.6475
|  |  | 1549.47 | -64.6282 | -64.7186 | -64.4237 | -64.6754 | -65.0032 | -65.4386
|  |  | 1549.47 | -64.5699 | -65.0691 | -64.3057 | -64.5551 | -64.4064 | -65.2231
|  |  | 1549.47 | -64.623 | -64.5089 | -64.4476 | -64.9169 | -64.752 | -65.1635
|  |  | 1549.48 | -64.6331 | -64.5119 | -64.9805 | -64.363 | -65.0906 | -64.841
|  |  | 1549.48 | -63.9901 | -64.3386 | -64.3045 | -64.8234 | -64.5859 | -65.4967
|  |  | 1549.49 | -64.4644 | -64.6052 | -64.2345 | -64.3932 | -64.6217 | -65.0633
|  |  | 1549.49 | -64.0391 | -64.6189 | -64.5635 | -64.7737 | -64.928 | -64.581
|  |  | 1549.49 | -63.9351 | -64.6318 | -64.5218 | -64.4279 | -64.9643 | -64.6732
|  |  | 1549.5 | -64.0937 | -64.4784 | -64.448 | -64.6388 | -64.9589 | -64.6716
|  |  | 1549.5 | -64.0251 | -64.5884 | -64.522 | -64.5125 | -64.7487 | -65.2855
|  |  | 1549.51 | -64.0949 | -64.848 | -64.5966 | -64.5654 | -65.1853 | -65.1002
|  |  | 1549.51 | -64.1974 | -64.7911 | -64.4987 | -64.091 | -64.6592 | -64.8613
|  |  | 1549.51 | -64.043 | -64.5349 | -64.534 | -64.6197 | -64.7017 | -65.1522
|  |  | 1549.52 | -63.824 | -64.5643 | -64.8205 | -64.1684 | -64.6074 | -65.1083
|  |  | 1549.52 | -63.6453 | -64.3275 | -64.9297 | -64.5639 | -65.3111 | -65.2713
|  |  | 1549.53 | -63.4725 | -64.4879 | -64.4041 | -64.7151 | -64.8769 | -65.2233
|  |  | 1549.53 | -63.387 | -64.3972 | -64.9118 | -64.5317 | -65.5336 | -65.6232
|  |  | 1549.53 | -63.1625 | -64.5092 | -64.8267 | -64.4771 | -65.2931 | -64.9747
|  |  | 1549.54 | -63.6287 | -64.2653 | -64.6639 | -64.1832 | -64.121 | -64.6103
|  |  | 1549.54 | -63.4641 | -64.1203 | -65.3498 | -65.1662 | -64.9961 | -64.9895
|  |  | 1549.55 | -62.9913 | -64.2793 | -64.8425 | -64.9515 | -64.9186 | -64.8419
|  |  | 1549.55 | -63.3565 | -64.3635 | -64.3411 | -64.9626 | -64.8076 | -65.0457
|  |  | 1549.55 | -63.0014 | -64.3279 | -64.8824 | -64.8917 | -64.7184 | -64.7625
|  |  | 1549.56 | -63.0068 | -64.5057 | -64.7485 | -64.7807 | -64.2883 | -65.4604
|  |  | 1549.56 | -62.9216 | -64.3973 | -64.8836 | -64.8823 | -64.5043 | -65.2249
|  |  | 1549.57 | -62.8093 | -64.2292 | -64.9444 | -64.999 | -64.554 | -64.6647
|  |  | 1549.57 | -62.7893 | -64.3966 | -64.7761 | -64.8279 | -64.5985 | -64.9074
|  |  | 1549.57 | -62.8284 | -64.1258 | -64.5206 | -64.4416 | -64.5465 | -65.1548
|  |  | 1549.58 | -62.9814 | -64.5271 | -64.3611 | -64.9752 | -65.1206 | -64.7792
|  |  | 1549.58 | -62.6188 | -63.9399 | -64.4208 | -65.2544 | -64.9276 | -64.7801
|  |  | 1549.59 | -62.3498 | -63.9533 | -64.2697 | -64.9572 | -64.549 | -64.4997
|  |  | 1549.59 | -61.9046 | -63.6463 | -64.6115 | -64.267 | -64.9404 | -64.6753
|  |  | 1549.59 | -61.5255 | -63.8679 | -64.6649 | -64.3239 | -64.4002 | -65.0856
|  |  | 1549.6 | -61.4329 | -63.6964 | -64.8071 | -64.6274 | -64.1818 | -65.2114
|  |  | 1549.6 | -61.7997 | -64.0354 | -64.6972 | -64.8544 | -65.0744 | -64.8882
|  |  | 1549.61 | -62.0326 | -63.8853 | -64.7478 | -64.4888 | -64.6236 | -64.7171
|  |  | 1549.61 | -61.8791 | -63.6266 | -64.6684 | -64.7691 | -65.1815 | -64.982
|  |  | 1549.61 | -61.7324 | -63.5569 | -64.4985 | -64.9102 | -65.3372 | -65.0739
|  |  | 1549.62 | -61.2985 | -63.3187 | -64.4098 | -64.8729 | -64.7571 | -64.6955
|  |  | 1549.62 | -61.1839 | -63.0014 | -64.0195 | -65.1503 | -65.3272 | -65.1386
|  |  | 1549.63 | -60.7444 | -63.0674 | -64.0802 | -64.6533 | -64.8063 | -64.9655
|  |  | 1549.63 | -60.4278 | -62.8138 | -64.1131 | -65.0272 | -64.9816 | -65.5397
|  |  | 1549.63 | -59.9022 | -62.8168 | -64.559 | -64.7305 | -65.0612 | -65.0082
|  |  | 1549.64 | -59.7122 | -62.7925 | -64.7412 | -64.9589 | -64.8605 | -65.3435
|  |  | 1549.64 | -59.8396 | -63.0571 | -65.096 | -64.9348 | -64.3508 | -65.1961
|  |  | 1549.65 | -59.702 | -62.9092 | -64.6523 | -64.3188 | -64.6734 | -65.4983
|  |  | 1549.65 | -59.7264 | -62.6565 | -64.8444 | -64.6329 | -64.9906 | -64.9845
|  |  | 1549.65 | -59.4009 | -62.9673 | -64.2375 | -64.8686 | -64.9162 | -64.5406
|  |  | 1549.66 | -59.1161 | -62.9353 | -64.1364 | -65.0442 | -64.9141 | -64.6236
|  |  | 1549.66 | -58.9116 | -63.0063 | -64.5341 | -65.2302 | -64.8966 | -64.598
|  |  | 1549.67 | -58.5307 | -62.9033 | -64.2194 | -64.7122 | -64.9467 | -64.5747
|  |  | 1549.67 | -58.299 | -62.607 | -63.7879 | -64.3558 | -65.0859 | -65.0925
|  |  | 1549.67 | -58.0917 | -62.3374 | -63.9828 | -64.7315 | -65.1253 | -64.9053
|  |  | 1549.68 | -57.6534 | -62.1445 | -64.0779 | -64.753 | -65.0955 | -64.8057
|  |  | 1549.68 | -56.9772 | -61.7437 | -64.104 | -64.8279 | -64.8671 | -65.4153
|  |  | 1549.69 | -56.3846 | -61.3979 | -64.1186 | -64.7501 | -65.3297 | -65.0342
|  |  | 1549.69 | -55.687 | -61.5237 | -64.0717 | -64.7486 | -64.4505 | -64.5949
|  |  | 1549.69 | -54.9032 | -61.8116 | -63.8972 | -64.7719 | -65.0168 | -64.7425
|  |  | 1549.7 | -54.4772 | -61.7433 | -63.7999 | -64.1617 | -64.8014 | -64.5709
|  |  | 1549.7 | -54.2128 | -61.6058 | -63.6934 | -65.0407 | -64.9149 | -64.5277
|  |  | 1549.71 | -53.875 | -61.3954 | -63.4252 | -64.7862 | -64.7446 | -65.0221
|  |  | 1549.71 | -53.5512 | -61.2371 | -63.0456 | -64.6675 | -65.0573 | -64.8362
|  |  | 1549.71 | -52.964 | -60.7234 | -62.9808 | -64.8545 | -65.0949 | -65.4255
|  |  | 1549.72 | -52.084 | -60.3109 | -62.798 | -64.6542 | -65.7443 | -65.5504
|  |  | 1549.72 | -50.5908 | -60.0028 | -62.9036 | -64.4512 | -64.8207 | -65.4661
|  |  | 1549.73 | -49.6402 | -59.7362 | -63.0815 | -64.6018 | -65.4051 | -64.4423
|  |  | 1549.73 | -49.2071 | -59.7035 | -63.1214 | -64.6264 | -65.032 | -64.3962
|  |  | 1549.73 | -48.5752 | -59.8494 | -62.8453 | -64.261 | -64.9042 | -65.2564
|  |  | 1549.74 | -47.8442 | -59.8625 | -63.0144 | -64.6003 | -65.4365 | -65.1868
|  |  | 1549.74 | -47.1612 | -59.5939 | -62.5006 | -64.9053 | -65.036 | -64.5788
|  |  | 1549.75 | -46.3685 | -59.1457 | -62.7601 | -64.6827 | -64.78 | -64.7561
|  |  | 1549.75 | -45.5682 | -58.8686 | -62.75 | -64.563 | -65.1913 | -64.6577
|  |  | 1549.75 | -44.794 | -58.5934 | -62.9885 | -64.6464 | -65.2555 | -64.7723
|  |  | 1549.76 | -43.3901 | -58.2972 | -62.7248 | -64.6067 | -65.5418 | -65.1191
|  |  | 1549.76 | -42.1357 | -58.0753 | -62.6068 | -64.431 | -65.0786 | -65.2584
|  |  | 1549.77 | -41.3824 | -57.8462 | -62.0671 | -64.3306 | -65.2221 | -65.3437
|  |  | 1549.77 | -40.3649 | -57.2301 | -61.7082 | -64.1997 | -64.7803 | -65.2915
|  |  | 1549.77 | -39.137 | -56.6522 | -61.3501 | -63.9747 | -64.7151 | -64.9151
|  |  | 1549.78 | -37.9013 | -55.7879 | -61.4972 | -64.2379 | -65.2302 | -65.1555
|  |  | 1549.78 | -36.6186 | -54.8703 | -61.6868 | -64.4711 | -64.9231 | -65.0023
|  |  | 1549.79 | -35.2837 | -54.4367 | -61.8374 | -64.1227 | -65.1819 | -65.1119
|  |  | 1549.79 | -33.8324 | -54.2398 | -62.0069 | -64.2597 | -65.3129 | -65.0392
|  |  | 1549.79 | -32.0318 | -53.9354 | -61.8153 | -63.8047 | -64.8836 | -65.0954
|  |  | 1549.8 | -29.5053 | -53.4459 | -61.4451 | -63.7028 | -64.9796 | -65.0559
|  |  | 1549.8 | -26.9585 | -52.894 | -61.0601 | -63.6573 | -64.9643 | -64.8826
|  |  | 1549.81 | -24.1168 | -52.1117 | -60.7155 | -63.7121 | -65.0177 | -64.9083
|  |  | 1549.81 | -20.4474 | -50.8751 | -60.2576 | -63.2254 | -65.1542 | -65.735
|  |  | 1549.81 | -16.5258 | -49.6877 | -59.7864 | -63.3102 | -65.2265 | -65.6616
|  |  | 1549.82 | -14.6157 | -49.1079 | -59.5757 | -63.3013 | -64.9997 | -65.2683
|  |  | 1549.82 | -13.5802 | -48.6194 | -59.4588 | -63.1153 | -65.1246 | -64.9547
|  |  | 1549.83 | -11.876 | -47.9044 | -59.5047 | -63.0698 | -64.693 | -64.9798
|  |  | 1549.83 | -10.0627 | -47.2838 | -59.4825 | -62.908 | -64.7611 | -65.2889
|  |  | 1549.83 | -8.4858 | -46.4803 | -59.1235 | -62.9637 | -64.5431 | -65.0338
|  |  | 1549.84 | -7.2397 | -45.5179 | -58.8454 | -62.695 | -65.0196 | -65.3489
|  |  | 1549.84 | -5.8126 | -44.7841 | -58.6651 | -62.869 | -64.6497 | -65.255
|  |  | 1549.85 | -4.3523 | -43.7823 | -58.2473 | -63.0515 | -64.4722 | -65.5232
|  |  | 1549.85 | -2.9287 | -42.532 | -58.1038 | -62.8684 | -64.7911 | -65.3803
|  |  | 1549.85 | 0.90239 | -41.4117 | -57.917 | -62.7577 | -64.4346 | -65.4105
|  |  | 1549.86 | 4.8369 | -40.3103 | -57.4386 | -62.5267 | -64.2775 | -65.2228
|  |  | 1549.86 | 7.7725 | -39.1709 | -56.8335 | -62.0307 | -64.3647 | -65.1078
|  |  | 1549.87 | 9.4785 | -38.1504 | -56.1059 | -61.4907 | -64.5768 | -65.065
|  |  | 1549.87 | 10.0103 | -37.1088 | -55.3271 | -61.3824 | -64.3664 | -64.9395
|  |  | 1549.87 | 9.2348 | -35.4415 | -54.6441 | -61.652 | -64.3487 | -65.0228
|  |  | 1549.88 | 7.1484 | -33.8838 | -54.3574 | -61.8413 | -64.7072 | -64.9585
|  |  | 1549.88 | 4.59 | -32.2563 | -54.0348 | -61.9673 | -64.2155 | -65.1106
|  |  | 1549.89 | 1.0567 | -30.3507 | -53.7114 | -61.6807 | -64.0055 | -65.1616
|  |  | 1549.89 | -2.6422 | -27.5679 | -53.3149 | -61.298 | -63.7636 | -65.0529
|  |  | 1549.89 | -5.3828 | -24.368 | -52.6967 | -61.1083 | -63.666 | -65.1052
|  |  | 1549.9 | -7.5005 | -20.8974 | -51.6621 | -60.9353 | -63.5408 | -65.4785
|  |  | 1549.9 | -8.7867 | -17.5131 | -50.2297 | -60.2287 | -63.5785 | -64.9859
|  |  | 1549.91 | -9.5958 | -15.2204 | -49.364 | -59.7906 | -63.5623 | -64.964
|  |  | 1549.91 | -11.1471 | -13.6401 | -48.877 | -59.7408 | -63.477 | -65.2639
|  |  | 1549.91 | -12.7984 | -12.0023 | -48.1932 | -59.5583 | -63.468 | -65.0077
|  |  | 1549.92 | -13.8468 | -10.2657 | -47.4509 | -59.7039 | -63.4078 | -64.8957
|  |  | 1549.92 | -15.4602 | -8.8515 | -46.8197 | -59.6465 | -63.3981 | -64.8096
|  |  | 1549.93 | -18.4163 | -7.8034 | -46.09 | -59.2862 | -63.5656 | -64.7956
|  |  | 1549.93 | -22.4711 | -6.0284 | -45.3025 | -59.0282 | -63.2302 | -64.8944
|  |  | 1549.93 | -26.6709 | -4.3798 | -44.5131 | -58.7822 | -62.9825 | -64.458
|  |  | 1549.94 | -29.7376 | -3.1643 | -43.0483 | -58.5366 | -63.3221 | -64.9137
|  |  | 1549.94 | -32.7025 | -0.6424 | -41.8358 | -58.3163 | -62.8579 | -64.1818
|  |  | 1549.95 | -35.7347 | 2.9432 | -41.0611 | -58.1225 | -63.0732 | -64.4603
|  |  | 1549.95 | -37.9883 | 7.264 | -39.9565 | -57.5047 | -62.6287 | -64.4756
|  |  | 1549.95 | -39.7851 | 9.4519 | -38.7483 | -57.1275 | -62.4776 | -64.8442
|  |  | 1549.96 | -40.8019 | 10.0705 | -37.5055 | -56.2551 | -62.066 | -64.4385
|  |  | 1549.96 | -41.8317 | 9.8039 | -36.1742 | -55.3307 | -61.8904 | -64.6412
|  |  | 1549.97 | -43.1838 | 8.0113 | -34.7979 | -54.6896 | -61.8317 | -64.5939
|  |  | 1549.97 | -44.1175 | 5.1758 | -33.3302 | -54.4149 | -61.8919 | -64.1825
|  |  | 1549.97 | -44.588 | 1.8257 | -31.117 | -54.1672 | -62.1658 | -64.5979
|  |  | 1549.98 | -45.472 | -1.5286 | -28.9 | -53.7857 | -61.9272 | -64.1507
|  |  | 1549.98 | -46.5116 | -4.0395 | -26.5795 | -53.4139 | -61.8605 | -64.1524
|  |  | 1549.99 | -46.9758 | -6.8185 | -23.3476 | -52.8514 | -61.6348 | -64.1866
|  |  | 1549.99 | -47.3268 | -8.5591 | -19.636 | -51.9044 | -61.1174 | -63.7664
|  |  | 1549.99 | -47.9327 | -9.2885 | -16.0504 | -50.45 | -60.7474 | -63.6469
|  |  | 1550 | -48.4167 | -10.3773 | -14.2303 | -49.55 | -60.3713 | -63.4474
|  |  | 1550 | -48.7322 | -11.8713 | -13.1658 | -49.0801 | -60.1846 | -63.5237
|  |  | 1550.01 | -49.4924 | -13.4253 | -11.4079 | -48.4222 | -59.9576 | -63.4775
|  |  | 1550.01 | -50.2995 | -15.0216 | -9.6307 | -47.7258 | -59.8412 | -63.5351
|  |  | 1550.01 | -50.6374 | -17.5605 | -8.2096 | -47.0698 | -59.8989 | -63.4735
|  |  | 1550.02 | -51.019 | -21.0791 | -6.8819 | -46.1846 | -59.6203 | -63.5916
|  |  | 1550.02 | -51.6938 | -25.2 | -5.4097 | -45.3699 | -59.3414 | -63.367
|  |  | 1550.03 | -51.9413 | -29.1501 | -4.0904 | -44.5811 | -59.1687 | -62.9934
|  |  | 1550.03 | -51.922 | -31.9336 | -1.9946 | -43.2375 | -58.7905 | -63.2365
|  |  | 1550.03 | -52.2597 | -34.7969 | 1.5883 | -41.9983 | -58.4111 | -63.2232
|  |  | 1550.04 | -52.8673 | -37.1633 | 4.8369 | -41.2824 | -58.402 | -63.2681
|  |  | 1550.04 | -53.0898 | -39.0957 | 8.0727 | -40.2534 | -57.9898 | -63.3571
|  |  | 1550.05 | -53.2898 | -40.4555 | 9.6847 | -39.029 | -57.5518 | -63.1032
|  |  | 1550.05 | -53.7959 | -41.3281 | 10.0372 | -37.7517 | -56.9842 | -62.5749
|  |  | 1550.05 | -54.391 | -42.4818 | 9.1428 | -36.4624 | -56.2569 | -62.2209
|  |  | 1550.06 | -54.6091 | -43.7539 | 7.3056 | -35.1617 | -55.5487 | -62.0636
|  |  | 1550.06 | -54.7267 | -44.3898 | 4.4088 | -33.7841 | -54.954 | -61.6825
|  |  | 1550.07 | -54.9892 | -45.0526 | 0.45899 | -31.6604 | -54.554 | -62.1423
|  |  | 1550.07 | -55.2648 | -46.1414 | -2.9394 | -29.6134 | -54.258 | -62.2051
|  |  | 1550.07 | -55.7019 | -46.7709 | -5.1644 | -27.5307 | -54.0297 | -62.2336
|  |  | 1550.08 | -55.977 | -46.9696 | -7.355 | -24.4355 | -53.6175 | -61.8768
|  |  | 1550.08 | -56.2577 | -47.5188 | -8.6216 | -20.8722 | -52.9969 | -61.8016
|  |  | 1550.09 | -56.4598 | -48.1679 | -9.6798 | -16.9102 | -51.8199 | -61.2615
|  |  | 1550.09 | -56.5329 | -48.4833 | -11.1017 | -14.7057 | -50.5212 | -60.9389
|  |  | 1550.09 | -56.6236 | -49.0282 | -12.4145 | -13.7705 | -49.7592 | -60.5019
|  |  | 1550.1 | -56.8993 | -49.8829 | -13.6029 | -12.2794 | -49.2391 | -60.0914
|  |  | 1550.1 | -57.0743 | -50.3663 | -15.5418 | -10.0131 | -48.5032 | -60.0913
|  |  | 1550.11 | -57.2351 | -50.6263 | -18.7661 | -8.631 | -47.7454 | -60.1302
|  |  | 1550.11 | -57.7436 | -51.2055 | -21.9729 | -7.7247 | -47.2615 | -60.0972
|  |  | 1550.11 | -58.0289 | -51.7569 | -25.2077 | -6.2514 | -46.5392 | -60.1559
|  |  | 1550.12 | -58.3282 | -51.7901 | -29.3699 | -4.473 | -45.5344 | -59.7296
|  |  | 1550.12 | -58.5736 | -51.9273 | -33.0651 | -3.0676 | -44.6683 | -59.4772
|  |  | 1550.13 | -58.6664 | -52.5252 | -35.6048 | -0.67702 | -43.6436 | -59.1694
|  |  | 1550.13 | -58.7171 | -53.0013 | -37.8471 | 3.2082 | -42.4704 | -58.8446
|  |  | 1550.13 | -58.8254 | -53.049 | -39.2013 | 6.7647 | -41.6053 | -58.6693
|  |  | 1550.14 | -58.6337 | -53.3138 | -40.5949 | 9.1987 | -40.4174 | -58.3344
|  |  | 1550.14 | -58.6296 | -53.9025 | -41.7212 | 10.062 | -39.1439 | -57.888
|  |  | 1550.15 | -58.9584 | -54.3687 | -42.7169 | 9.8439 | -38.2472 | -57.4142
|  |  | 1550.15 | -59.1825 | -54.4789 | -43.7572 | 8.5823 | -37.1316 | -56.9788
|  |  | 1550.15 | -59.1459 | -54.6588 | -44.4431 | 5.7579 | -35.4815 | -56.0129
|  |  | 1550.16 | -59.2247 | -54.9126 | -45.2871 | 1.753 | -33.9145 | -55.174
|  |  | 1550.16 | -59.3825 | -55.2198 | -46.2326 | -1.0382 | -32.286 | -54.698
|  |  | 1550.17 | -59.3649 | -55.6178 | -46.7923 | -3.6993 | -30.4359 | -54.508
|  |  | 1550.17 | -59.6587 | -56.0216 | -46.9524 | -6.0736 | -28.3803 | -54.2641
|  |  | 1550.17 | -59.7332 | -56.2069 | -47.577 | -8.2381 | -24.9271 | -53.8031
|  |  | 1550.18 | -59.6235 | -56.2926 | -48.2117 | -9.1976 | -21.0828 | -53.3934
|  |  | 1550.18 | -59.7321 | -56.2547 | -48.4532 | -10.0698 | -17.9617 | -52.7069
|  |  | 1550.19 | -59.7702 | -56.5144 | -48.9546 | -11.4992 | -15.5402 | -51.6363
|  |  | 1550.19 | -59.9592 | -56.7493 | -49.8578 | -13.1007 | -13.9661 | -50.2931
|  |  | 1550.19 | -60.2171 | -57.0254 | -50.4431 | -14.5307 | -12.4791 | -49.5758
|  |  | 1550.2 | -60.3212 | -57.2266 | -50.6684 | -16.518 | -10.7634 | -49.1165
|  |  | 1550.2 | -60.0924 | -57.7574 | -51.2374 | -19.8601 | -9.2421 | -48.3663
|  |  | 1550.21 | -60.2748 | -58.1579 | -51.7951 | -23.439 | -8.1522 | -47.7102
|  |  | 1550.21 | -60.2505 | -58.2619 | -51.8908 | -27.5394 | -6.5016 | -47.0112
|  |  | 1550.21 | -60.4321 | -58.4643 | -52.1005 | -31.2388 | -4.7685 | -46.0934
|  |  | 1550.22 | -60.4619 | -58.4853 | -52.7099 | -33.9092 | -3.6761 | -45.3947
|  |  | 1550.22 | -60.5941 | -58.6276 | -53.1253 | -36.4398 | -1.6163 | -44.5462
|  |  | 1550.23 | -60.7467 | -58.4404 | -53.1573 | -38.7065 | 3.0241 | -43.0689
|  |  | 1550.23 | -60.546 | -58.5526 | -53.596 | -40.1726 | 6.8415 | -41.9497
|  |  | 1550.23 | -60.4628 | -58.6316 | -54.1442 | -41.0932 | 8.8179 | -41.2117
|  |  | 1550.24 | -60.6801 | -58.9002 | -54.4515 | -42.2029 | 9.8312 | -40.0484
|  |  | 1550.24 | -60.7466 | -59.0013 | -54.5245 | -43.3731 | 9.7451 | -38.877
|  |  | 1550.25 | -60.7169 | -59.0512 | -54.8199 | -44.2366 | 8.2057 | -37.6225
|  |  | 1550.25 | -60.916 | -59.1659 | -55.3377 | -44.9664 | 5.4658 | -36.1762
|  |  | 1550.25 | -60.8618 | -59.0967 | -55.5542 | -45.945 | 2.3515 | -34.8874
|  |  | 1550.26 | -60.9864 | -59.4214 | -55.8464 | -46.7396 | -1.1012 | -33.3451
|  |  | 1550.26 | -60.9458 | -59.5647 | -56.1182 | -47.001 | -4.2899 | -31.0028
|  |  | 1550.27 | -61.0525 | -59.5527 | -56.336 | -47.5362 | -6.9583 | -28.6778
|  |  | 1550.27 | -60.9409 | -59.5612 | -56.2805 | -48.1346 | -8.4481 | -26.3133
|  |  | 1550.27 | -60.7952 | -59.6417 | -56.3113 | -48.4579 | -9.368 | -22.7399
|  |  | 1550.28 | -60.8879 | -59.7597 | -56.6083 | -48.8669 | -10.3685 | -19.1448
|  |  | 1550.28 | -60.9311 | -59.8137 | -56.9492 | -49.7822 | -12.1367 | -15.8354
|  |  | 1550.29 | -60.9081 | -59.9252 | -57.1622 | -50.4471 | -13.6566 | -14.278
|  |  | 1550.29 | -60.9035 | -60.1454 | -57.4117 | -50.6753 | -14.9081 | -13.1073
|  |  | 1550.29 | -60.9538 | -60.2896 | -57.9081 | -51.1988 | -17.4666 | -11.2622
|  |  | 1550.3 | -60.8133 | -60.0077 | -58.2761 | -51.8794 | -21.6102 | -9.2733
|  |  | 1550.3 | -60.7817 | -60.1517 | -58.4681 | -51.9346 | -25.5294 | -8.0591
|  |  | 1550.31 | -60.9447 | -60.4055 | -58.5324 | -52.103 | -28.6752 | -6.8421
|  |  | 1550.31 | -60.9204 | -60.2919 | -58.5879 | -52.6768 | -32.1112 | -5.2512
|  |  | 1550.31 | -60.8879 | -60.3917 | -58.4874 | -53.1015 | -35.0356 | -3.9911
|  |  | 1550.32 | -61.1727 | -60.4694 | -58.5943 | -53.1867 | -37.702 | -1.1387
|  |  | 1550.32 | -61.0358 | -60.4589 | -58.7304 | -53.5932 | -39.5433 | 2.9289
|  |  | 1550.33 | -61.1105 | -60.5501 | -58.964 | -54.1588 | -40.5846 | 6.11
|  |  | 1550.33 | -61.1351 | -60.4864 | -59.0437 | -54.5385 | -41.5855 | 8.6056
|  |  | 1550.33 | -61.0778 | -60.5849 | -59.1996 | -54.6542 | -42.9713 | 9.761
|  |  | 1550.34 | -61.1064 | -60.7193 | -59.2275 | -54.8445 | -44.1232 | 9.5196
|  |  | 1550.34 | -61.0801 | -60.7621 | -59.2108 | -55.1699 | -44.6162 | 8.327
|  |  | 1550.35 | -61.1507 | -60.7091 | -59.3856 | -55.4819 | -45.4106 | 6.0478
|  |  | 1550.35 | -61.1578 | -60.8155 | -59.5003 | -55.8438 | -46.6339 | 1.9388
|  |  | 1550.35 | -61.0686 | -60.7475 | -59.6314 | -56.1231 | -47.086 | -1.8091
|  |  | 1550.36 | -60.9917 | -60.6044 | -59.4389 | -56.3632 | -47.3013 | -3.9891
|  |  | 1550.36 | -61.0971 | -60.628 | -59.8477 | -56.5344 | -47.9194 | -6.5503
|  |  | 1550.37 | -61.0617 | -60.5676 | -59.927 | -56.5451 | -48.4613 | -8.386
|  |  | 1550.37 | -60.9316 | -60.5254 | -60.0284 | -56.7363 | -48.88 | -9.443
|  |  | 1550.37 | -60.9328 | -60.7621 | -60.0676 | -57.0667 | -49.582 | -10.678
|  |  | 1550.38 | -61.0423 | -60.7412 | -60.2916 | -57.1832 | -50.2947 | -12.064
|  |  | 1550.38 | -61.1817 | -60.6026 | -60.1163 | -57.6062 | -50.753 | -13.4084
|  |  | 1550.39 | -61.1474 | -60.6618 | -60.0885 | -58.0842 | -51.1655 | -15.0992
|  |  | 1550.39 | -60.957 | -60.6491 | -60.1722 | -58.366 | -51.8641 | -18.1213
|  |  | 1550.39 | -60.949 | -60.632 | -60.2946 | -58.5492 | -52.1902 | -21.0624
|  |  | 1550.4 | -61.0001 | -60.9323 | -60.4337 | -58.5823 | -52.146 | -24.6911
|  |  | 1550.4 | -61.1345 | -60.9021 | -60.5048 | -58.7145 | -52.4088 | -28.4083
|  |  | 1550.41 | -61.2566 | -60.913 | -60.5636 | -58.7302 | -53.1403 | -31.9843
|  |  | 1550.41 | -61.1756 | -61.1027 | -60.6662 | -58.6889 | -53.3111 | -35.2424
|  |  | 1550.41 | -61.1305 | -60.8285 | -60.6566 | -58.6416 | -53.3218 | -37.3256
|  |  | 1550.42 | -61.0287 | -61.1425 | -60.5649 | -59.0347 | -53.8296 | -39.1122
|  |  | 1550.42 | -61.1517 | -60.9488 | -60.6868 | -59.2271 | -54.5524 | -40.5959
|  |  | 1550.43 | -61.1148 | -60.8198 | -60.7763 | -59.2336 | -54.7389 | -41.7013
|  |  | 1550.43 | -61.1068 | -60.8288 | -60.709 | -59.1901 | -54.8648 | -42.7711
|  |  | 1550.43 | -61.1439 | -61.1176 | -60.9574 | -59.21 | -55.1666 | -43.9008
|  |  | 1550.44 | -61.3051 | -60.7874 | -60.912 | -59.4347 | -55.4963 | -44.5449
|  |  | 1550.44 | -61.2548 | -60.8976 | -60.7307 | -59.5711 | -55.9118 | -45.4039
|  |  | 1550.45 | -61.292 | -60.8783 | -60.6184 | -59.6141 | -56.1324 | -46.5872
|  |  | 1550.45 | -61.2778 | -60.8208 | -60.6652 | -59.5476 | -56.4137 | -47.1119
|  |  | 1550.45 | -61.3636 | -61.0326 | -60.6009 | -59.6425 | -56.5705 | -47.2847
|  |  | 1550.46 | -61.3611 | -60.8711 | -60.6377 | -59.7975 | -56.6197 | -47.8943
|  |  | 1550.46 | -61.5064 | -60.8052 | -60.6908 | -60.1298 | -56.7604 | -48.5315
|  |  | 1550.47 | -61.3926 | -60.9091 | -60.8461 | -60.3319 | -56.9879 | -48.7928
|  |  | 1550.47 | -61.571 | -61.0792 | -60.6488 | -60.2411 | -57.308 | -49.3064
|  |  | 1550.47 | -61.3934 | -60.8012 | -60.5695 | -60.4189 | -57.4158 | -50.1567
|  |  | 1550.48 | -61.4509 | -61.0609 | -60.955 | -60.287 | -57.9232 | -50.8087
|  |  | 1550.48 | -61.4875 | -60.9035 | -60.7144 | -60.2611 | -58.3657 | -51.1612
|  |  | 1550.49 | -61.7309 | -60.83 | -60.8119 | -60.2392 | -58.5099 | -51.6451
|  |  | 1550.49 | -61.6215 | -60.9723 | -60.9323 | -60.5678 | -58.6369 | -52.1435
|  |  | 1550.49 | -61.6004 | -61.0729 | -60.9918 | -60.5642 | -58.8551 | -52.149
|  |  | 1550.5 | -61.7455 | -60.9932 | -61.2594 | -60.8147 | -58.9624 | -52.4675
|  |  | 1550.5 | -61.7356 | -61.0796 | -61.0116 | -60.7764 | -58.8263 | -53.0531
|  |  | 1550.51 | -61.5557 | -61.1775 | -61.0243 | -60.6879 | -58.7697 | -53.4343
|  |  | 1550.51 | -61.3592 | -61.1557 | -61.101 | -60.7655 | -58.9202 | -53.4286
|  |  | 1550.51 | -61.5976 | -60.9265 | -61.0063 | -60.8815 | -59.1141 | -53.9355
|  |  | 1550.52 | -61.6776 | -61.0498 | -60.8495 | -60.7578 | -59.401 | -54.6347
|  |  | 1550.52 | -61.7006 | -61.1047 | -61.0914 | -60.8459 | -59.5366 | -54.8662
|  |  | 1550.53 | -61.7989 | -61.2265 | -61.0189 | -61.0296 | -59.6682 | -54.9273
|  |  | 1550.53 | -61.6061 | -61.3509 | -60.9401 | -61.126 | -59.6941 | -55.2156
|  |  | 1550.53 | -61.6696 | -61.156 | -61.0054 | -61.0406 | -59.8646 | -55.5607
|  |  | 1550.54 | -61.7168 | -61.203 | -61.0996 | -60.9171 | -59.8423 | -55.9153
|  |  | 1550.54 | -61.7236 | -61.1809 | -61.0078 | -61.1644 | -59.887 | -56.2067
|  |  | 1550.55 | -61.7551 | -61.0906 | -61.0403 | -60.9105 | -59.8902 | -56.5498
|  |  | 1550.55 | -61.7337 | -61.2543 | -60.8991 | -60.9053 | -59.8459 | -56.7257
|  |  | 1550.55 | -61.7338 | -61.2637 | -61.0671 | -60.9563 | -60.365 | -56.7959
|  |  | 1550.56 | -61.887 | -61.3987 | -61.0396 | -60.846 | -60.3541 | -56.8059
|  |  | 1550.56 | -61.8722 | -61.3618 | -60.8257 | -60.7592 | -60.2924 | -57.0966
|  |  | 1550.57 | -61.6263 | -61.2201 | -61.0663 | -60.9061 | -60.4669 | -57.3686
|  |  | 1550.57 | -62.0578 | -61.2572 | -61.0493 | -60.9811 | -60.9454 | -57.5285
|  |  | 1550.57 | -61.9283 | -61.3588 | -61.0423 | -60.9074 | -60.476 | -57.8278
|  |  | 1550.58 | -62.0615 | -61.4377 | -61.0048 | -61.0096 | -60.5476 | -58.3667
|  |  | 1550.58 | -61.9047 | -61.3898 | -61.1084 | -61.0914 | -60.7541 | -58.5893
|  |  | 1550.59 | -62.1389 | -61.4978 | -61.1438 | -61.082 | -60.8017 | -58.7906
|  |  | 1550.59 | -61.8668 | -61.5726 | -61.2469 | -61.2867 | -60.7477 | -59.0627
|  |  | 1550.59 | -61.9933 | -61.4527 | -61.1746 | -61.0751 | -60.9087 | -59.0613
|  |  | 1550.6 | -61.7407 | -61.5588 | -61.0431 | -61.0972 | -61.1681 | -59.164
|  |  | 1550.6 | -61.7788 | -61.3524 | -61.3752 | -61.1519 | -60.918 | -59.0277
|  |  | 1550.61 | -61.8798 | -61.5669 | -61.2083 | -61.235 | -60.9689 | -59.0921
|  |  | 1550.61 | -61.7179 | -61.5161 | -61.3564 | -61.2964 | -60.91 | -59.2678
|  |  | 1550.61 | -61.8516 | -62.0129 | -61.1809 | -61.3595 | -61.0198 | -59.5224
|  |  | 1550.62 | -61.8133 | -61.6022 | -61.1438 | -61.299 | -61.1216 | -59.5883
|  |  | 1550.62 | -61.9639 | -61.7802 | -61.3312 | -61.4932 | -61.0582 | -59.5965
|  |  | 1550.63 | -62.1025 | -61.8505 | -61.4238 | -61.2367 | -61.4757 | -59.5811
|  |  | 1550.63 | -61.8955 | -61.5062 | -61.331 | -61.1927 | -61.2677 | -59.743
|  |  | 1550.63 | -61.829 | -61.5926 | -61.3568 | -61.2242 | -61.162 | -59.9828
|  |  | 1550.64 | -61.7385 | -61.7177 | -61.2911 | -61.1437 | -60.8115 | -60.1228
|  |  | 1550.64 | -61.8742 | -61.4484 | -61.5394 | -61.1273 | -61.1516 | -60.1518
|  |  | 1550.65 | -61.9011 | -61.6841 | -61.2963 | -61.1973 | -61.1132 | -60.0487
|  |  | 1550.65 | -62.0348 | -61.8971 | -61.4712 | -61.2178 | -61.2143 | -60.2568
|  |  | 1550.65 | -61.8244 | -61.4767 | -61.3667 | -61.1911 | -61.1975 | -60.4252
|  |  | 1550.66 | -61.9303 | -61.7179 | -61.5857 | -61.2445 | -61.0904 | -60.4696
|  |  | 1550.66 | -62.0844 | -61.4945 | -61.427 | -61.238 | -61.2387 | -60.7254
|  |  | 1550.67 | -61.8637 | -61.7449 | -61.5586 | -61.0453 | -61.0739 | -60.6297
|  |  | 1550.67 | -61.8845 | -61.9581 | -61.5132 | -61.2966 | -61.204 | -60.4401
|  |  | 1550.67 | -61.992 | -61.821 | -61.5497 | -61.2172 | -61.2435 | -60.4424
|  |  | 1550.68 | -61.9182 | -61.6067 | -61.7601 | -61.3408 | -61.4373 | -60.8648
|  |  | 1550.68 | -61.749 | -61.8036 | -61.5589 | -61.5971 | -61.4181 | -60.7903
|  |  | 1550.69 | -62.1484 | -61.5791 | -61.6252 | -61.3389 | -61.4231 | -60.9089
|  |  | 1550.69 | -61.9632 | -61.9106 | -61.5978 | -61.3662 | -61.4099 | -60.9213
|  |  | 1550.69 | -61.8583 | -61.7056 | -61.4805 | -61.6059 | -61.5806 | -61.0534
|  |  | 1550.7 | -61.7545 | -61.6919 | -61.6183 | -61.4212 | -61.4788 | -60.9475
|  |  | 1550.7 | -62.0077 | -61.9787 | -61.4363 | -61.3266 | -61.3555 | -61.0739
|  |  | 1550.71 | -61.7825 | -61.7432 | -61.5826 | -61.1541 | -61.548 | -61.2941
|  |  | 1550.71 | -62.0146 | -61.8476 | -61.7787 | -61.3462 | -61.427 | -61.2016
|  |  | 1550.71 | -62.0764 | -61.6494 | -61.7899 | -61.3218 | -61.4069 | -61.4731
|  |  | 1550.72 | -61.9404 | -61.7383 | -61.8875 | -61.1999 | -61.1922 | -61.2197
|  |  | 1550.72 | -61.8283 | -61.4978 | -61.7839 | -61.4478 | -61.4267 | -61.3482
|  |  | 1550.73 | -61.9189 | -61.7096 | -61.719 | -61.6413 | -61.4799 | -61.2483
|  |  | 1550.73 | -62.0147 | -61.5564 | -61.6859 | -61.4618 | -61.3704 | -61.2582
|  |  | 1550.73 | -61.8889 | -61.6168 | -61.8823 | -61.5643 | -61.4584 | -61.0246
|  |  | 1550.74 | -61.6724 | -61.7794 | -61.8091 | -61.43 | -61.5957 | -61.1308
|  |  | 1550.74 | -61.7639 | -61.8197 | -61.7678 | -61.6143 | -61.4722 | -61.144
|  |  | 1550.75 | -61.863 | -61.7484 | -61.9278 | -61.7394 | -61.5612 | -61.4792
|  |  | 1550.75 | -61.7342 | -61.5875 | -61.6489 | -61.7613 | -61.4071 | -61.1899
|  |  | 1550.75 | -61.8567 | -61.7607 | -61.8046 | -61.5689 | -61.2796 | -61.2153
|  |  | 1550.76 | -61.9593 | -61.5964 | -61.7542 | -61.4825 | -61.3761 | -61.3929
|  |  | 1550.76 | -61.8507 | -61.798 | -61.8924 | -61.6971 | -61.5884 | -61.2516
|  |  | 1550.77 | -61.9103 | -61.705 | -61.6819 | -61.6526 | -61.2462 | -61.5684
|  |  | 1550.77 | -61.9667 | -61.6289 | -61.8963 | -61.5415 | -61.4602 | -61.3496
|  |  | 1550.77 | -61.8058 | -61.5449 | -61.8333 | -61.6366 | -61.642 | -61.5006
|  |  | 1550.78 | -61.8351 | -61.6133 | -61.921 | -61.6139 | -61.5258 | -61.5025
|  |  | 1550.78 | -61.824 | -61.5506 | -61.9087 | -61.888 | -61.6151 | -61.4864
|  |  | 1550.79 | -61.9058 | -61.5209 | -61.7655 | -61.9136 | -61.5113 | -61.6143
|  |  | 1550.79 | -61.8734 | -61.6738 | -62.0291 | -61.8016 | -61.5797 | -61.5337
|  |  | 1550.79 | -61.694 | -61.9097 | -62.0918 | -61.8351 | -61.6006 | -61.6454
|  |  | 1550.8 | -61.8441 | -61.7236 | -61.804 | -61.8393 | -61.5167 | -61.4617
|  |  | 1550.8 | -61.7805 | -61.6022 | -61.9444 | -61.9003 | -61.6141 | -61.3107
|  |  | 1550.81 | -61.9187 | -61.7224 | -62.0799 | -61.8405 | -61.7634 | -61.594
|  |  | 1550.81 | -61.8976 | -61.6781 | -61.771 | -61.8161 | -61.6647 | -61.588
|  |  | 1550.81 | -62.136 | -61.6379 | -61.9143 | -61.997 | -61.6315 | -61.6488
|  |  | 1550.82 | -61.9594 | -61.5896 | -61.8322 | -61.877 | -61.6871 | -61.5612
|  |  | 1550.82 | -62.0018 | -61.8206 | -61.7903 | -61.8904 | -61.7779 | -61.3747
|  |  | 1550.83 | -62.0367 | -61.7246 | -61.7355 | -61.886 | -62.0021 | -61.4972
|  |  | 1550.83 | -61.9579 | -61.4463 | -61.728 | -61.9305 | -61.6619 | -61.4305
|  |  | 1550.83 | -62.0821 | -61.6848 | -61.9071 | -61.9029 | -61.5301 | -61.4245
|  |  | 1550.84 | -62.051 | -61.6634 | -61.7824 | -62.0968 | -61.5324 | -61.346
|  |  | 1550.84 | -62.1031 | -61.6758 | -61.7852 | -62.0994 | -61.5851 | -61.3173
|  |  | 1550.85 | -62.0955 | -61.7374 | -61.9645 | -62.1572 | -61.7996 | -61.6053
|  |  | 1550.85 | -62.0735 | -61.6783 | -61.7619 | -61.8763 | -61.9207 | -61.4893
|  |  | 1550.85 | -62.1152 | -61.5524 | -62.1795 | -61.897 | -61.9113 | -61.5483
|  |  | 1550.86 | -62.0961 | -61.6414 | -62.0081 | -62.0046 | -61.8662 | -61.4189
|  |  | 1550.86 | -62.1448 | -61.5548 | -62.0018 | -61.9707 | -61.878 | -61.3348
|  |  | 1550.87 | -61.9827 | -61.4486 | -61.7457 | -62.0297 | -61.9367 | -61.5791
|  |  | 1550.87 | -62.0118 | -61.5934 | -61.6931 | -61.9345 | -61.9313 | -61.7323
|  |  | 1550.87 | -61.8984 | -61.8905 | -61.7117 | -61.9189 | -61.6902 | -61.8055
|  |  | 1550.88 | -62.0404 | -61.6592 | -61.8996 | -62.1814 | -61.6902 | -61.6833
|  |  | 1550.88 | -62.1299 | -61.8123 | -61.9234 | -62.0714 | -61.91 | -61.5262
|  |  | 1550.89 | -62.094 | -61.9912 | -61.7094 | -61.9116 | -61.8545 | -61.8143
|  |  | 1550.89 | -62.0213 | -61.6367 | -61.7584 | -61.9473 | -62.0056 | -61.7453
|  |  | 1550.89 | -62.1702 | -61.9636 | -61.8104 | -61.9976 | -62.152 | -61.8724
|  |  | 1550.9 | -62.2176 | -61.7879 | -61.5885 | -62.1332 | -62.0234 | -61.6258
|  |  | 1550.9 | -62.0847 | -61.6561 | -61.8782 | -61.9927 | -62.157 | -61.8735
|  |  | 1550.91 | -62.1048 | -61.715 | -61.9419 | -62.1183 | -61.8987 | -61.731
|  |  | 1550.91 | -62.0546 | -61.7908 | -61.8954 | -61.8827 | -62.3641 | -61.6319
|  |  | 1550.91 | -62.0572 | -61.7367 | -61.7021 | -61.8545 | -62.242 | -61.8247
|  |  | 1550.92 | -61.9372 | -61.9051 | -61.8232 | -61.947 | -62.1685 | -61.6253
|  |  | 1550.92 | -62.0572 | -61.6149 | -61.8492 | -62.2542 | -62.2182 | -61.8717
|  |  | 1550.93 | -62.1632 | -61.7936 | -61.6205 | -62.2212 | -62.177 | -61.756
|  |  | 1550.93 | -62.3592 | -61.8463 | -61.8373 | -61.9129 | -62.3006 | -61.7635
|  |  | 1550.93 | -62.3121 | -61.7967 | -61.8842 | -62.0199 | -62.3156 | -61.805
|  |  | 1550.94 | -62.181 | -62.0108 | -61.8898 | -61.9788 | -62.2641 | -61.7814
|  |  | 1550.94 | -62.2708 | -61.9941 | -61.8403 | -62.3495 | -62.0876 | -61.9522
|  |  | 1550.95 | -62.1893 | -61.7942 | -61.5704 | -61.8538 | -61.9742 | -62.0829
|  |  | 1550.95 | -62.0611 | -62.1385 | -61.9102 | -61.9871 | -62.0349 | -61.7594
|  |  | 1550.95 | -62.2877 | -61.948 | -61.8298 | -62.0078 | -61.9521 | -61.9314
|  |  | 1550.96 | -62.1683 | -61.9513 | -61.8961 | -61.9175 | -62.1741 | -62.0695
|  |  | 1550.96 | -62.0701 | -62.0102 | -61.6765 | -62.0421 | -62.0336 | -61.7564
|  |  | 1550.97 | -62.2539 | -61.9069 | -62.0298 | -61.8457 | -62.3437 | -61.8721
|  |  | 1550.97 | -62.3068 | -62.0886 | -61.8754 | -62.1522 | -62.41 | -61.9255
|  |  | 1550.97 | -62.1223 | -61.9294 | -61.8299 | -61.876 | -62.3521 | -62.0578
|  |  | 1550.98 | -62.0541 | -61.8818 | -61.8311 | -62.0953 | -62.2721 | -62.1078
|  |  | 1550.98 | -62.0341 | -62.0717 | -61.6993 | -62.1113 | -62.3764 | -62.2024
|  |  | 1550.99 | -62.1736 | -61.7644 | -61.9663 | -62.2231 | -62.1834 | -62.2457
|  |  | 1550.99 | -62.1009 | -61.9076 | -61.7722 | -61.956 | -62.2912 | -62.2675
|  |  | 1550.99 | -62.1963 | -61.9296 | -62.0925 | -61.8947 | -62.2203 | -62.2242
|  |  | 1551 | -62.2916 | -62.1246 | -61.9629 | -62.1769 | -62.1399 | -62.1431
|  |  | 1551 | -62.1728 | -62.0146 | -61.9073 | -62.1346 | -62.1203 | -62.4216
|  |  | 1551 | -62.0881 | -62.0029 | -61.8541 | -61.7692 | -62.1193 | -62.5164
|  |  | 1551.01 | -62.3375 | -61.9732 | -61.9498 | -61.9728 | -62.1374 | -62.2834
|  |  | 1551.01 | -62.2927 | -61.9514 | -62.232 | -61.8797 | -62.2597 | -62.0987
|  |  | 1551.02 | -62.2396 | -61.8567 | -62.219 | -62.0406 | -62.4273 | -62.6654
|  |  | 1551.02 | -62.1698 | -62.1413 | -62.1027 | -61.7755 | -62.1048 | -62.3216
|  |  | 1551.02 | -62.1215 | -62.0384 | -62.15 | -62.0986 | -62.1218 | -62.405
|  |  | 1551.03 | -62.2424 | -61.9117 | -62.0045 | -61.9889 | -62.0703 | -62.1516
|  |  | 1551.03 | -62.4815 | -62.0295 | -61.776 | -61.918 | -61.8114 | -62.378
|  |  | 1551.04 | -62.26 | -61.9094 | -62.1359 | -62.4136 | -62.4048 | -62.3458
|  |  | 1551.04 | -62.2761 | -61.6956 | -62.1943 | -61.9098 | -62.3123 | -62.3002
|  |  | 1551.04 | -62.2175 | -61.9562 | -62.0845 | -61.9151 | -62.2521 | -62.2768
|  |  | 1551.05 | -62.2025 | -62.0312 | -62.0188 | -61.9554 | -62.386 | -62.3144
|  |  | 1551.05 | -62.0618 | -62.1565 | -62.2164 | -61.813 | -62.1742 | -62.4233
|  |  | 1551.06 | -62.2387 | -62.2086 | -62.0064 | -62.081 | -62.3494 | -62.3683
|  |  | 1551.06 | -62.1599 | -61.8885 | -62.3008 | -62.237 | -62.3102 | -62.4454
|  |  | 1551.06 | -61.9608 | -62.0027 | -62.1628 | -61.9815 | -62.2878 | -62.3615
|  |  | 1551.07 | -62.2367 | -62.4134 | -62.0184 | -61.9534 | -62.4784 | -62.3077
|  |  | 1551.07 | -62.2206 | -62.1807 | -62.0429 | -61.9487 | -62.0178 | -62.2509
|  |  | 1551.08 | -62.1059 | -61.9816 | -62.1007 | -62.1139 | -62.0088 | -62.3569
|  |  | 1551.08 | -62.3235 | -62.1223 | -62.1167 | -62.0582 | -62.2507 | -62.392
|  |  | 1551.08 | -62.0694 | -61.9889 | -62.2763 | -62.0723 | -62.1073 | -62.4457
|  |  | 1551.09 | -62.1874 | -61.7062 | -62.1202 | -62.1038 | -62.1615 | -62.3505
|  |  | 1551.09 | -61.7239 | -61.7978 | -62.4064 | -62.0958 | -62.1397 | -62.2228
|  |  | 1551.1 | -62.0311 | -62.1094 | -61.9508 | -62.2079 | -62.2406 | -62.3548
|  |  | 1551.1 | -62.074 | -62.1349 | -61.9919 | -62.3057 | -62.2979 | -62.5557
|  |  | 1551.1 | -62.2728 | -62.356 | -62.1615 | -62.1031 | -62.2463 | -62.4966
|  |  | 1551.11 | -62.0251 | -62.1602 | -62.1515 | -62.1334 | -62.3856 | -62.601
|  |  | 1551.11 | -62.1892 | -61.9717 | -61.8419 | -62.4906 | -62.1235 | -62.6502
|  |  | 1551.12 | -62.0122 | -61.971 | -62.0874 | -62.0718 | -62.2425 | -62.4539
|  |  | 1551.12 | -62.2779 | -62.1336 | -61.8936 | -62.1708 | -62.3264 | -62.5885
|  |  | 1551.12 | -62.2466 | -62.0929 | -62.1011 | -62.0657 | -62.1319 | -62.336
|  |  | 1551.13 | -62.2064 | -62.0304 | -62.3319 | -62.228 | -62.3099 | -62.7509
|  |  | 1551.13 | -62.1443 | -62.1444 | -62.2097 | -62.1997 | -62.4143 | -62.4505
|  |  | 1551.14 | -62.3199 | -61.7589 | -62.1708 | -62.266 | -62.106 | -62.275
|  |  | 1551.14 | -62.1111 | -61.9664 | -62.1142 | -62.1017 | -62.2115 | -62.3588
|  |  | 1551.14 | -61.954 | -61.964 | -62.0161 | -62.4205 | -62.1902 | -62.4152
|  |  | 1551.15 | -62.2002 | -61.9162 | -62.2433 | -62.2186 | -61.9428 | -62.3416
|  |  | 1551.15 | -62.2116 | -62.0248 | -62.0481 | -62.2775 | -61.9349 | -62.4041
|  |  | 1551.16 | -62.3008 | -61.9783 | -61.9605 | -62.2992 | -62.3215 | -62.3054
|  |  | 1551.16 | -62.3394 | -61.9377 | -62.2218 | -62.1983 | -62.4377 | -62.2805
|  |  | 1551.16 | -62.4012 | -61.8965 | -62.1126 | -62.252 | -62.4001 | -62.2848
|  |  | 1551.17 | -62.3997 | -62.0683 | -62.2338 | -62.2455 | -62.159 | -62.3768
|  |  | 1551.17 | -62.4265 | -61.8585 | -62.2026 | -62.3015 | -62.2288 | -62.352
|  |  | 1551.18 | -62.1697 | -61.8683 | -62.3229 | -61.8733 | -62.2803 | -62.408
|  |  | 1551.18 | -62.2941 | -61.7068 | -61.9656 | -62.3672 | -62.5437 | -62.3962
|  |  | 1551.18 | -62.2547 | -61.8788 | -61.985 | -62.273 | -62.1815 | -62.3677
|  |  | 1551.19 | -62.172 | -61.9312 | -62.2194 | -62.352 | -62.4426 | -62.3541
|  |  | 1551.19 | -62.3073 | -61.9419 | -62.1354 | -61.8918 | -62.313 | -62.4157
|  |  | 1551.2 | -62.0194 | -61.9825 | -61.9945 | -62.1687 | -62.3407 | -62.1655
|  |  | 1551.2 | -61.8126 | -62.1392 | -62.2436 | -62.2032 | -62.3114 | -62.4187
|  |  | 1551.2 | -62.0991 | -61.9793 | -61.9664 | -62.2106 | -62.2885 | -62.3723
|  |  | 1551.21 | -62.2241 | -61.7951 | -62.266 | -61.9844 | -62.4062 | -62.1815
|  |  | 1551.21 | -62.5106 | -62.0445 | -62.1217 | -62.2906 | -62.5737 | -62.2873
|  |  | 1551.22 | -62.178 | -61.9101 | -62.0956 | -62.4644 | -62.352 | -62.1946
|  |  | 1551.22 | -61.9794 | -61.8528 | -61.9676 | -62.3368 | -62.3484 | -62.4291
|  |  | 1551.22 | -62.2096 | -61.8415 | -62.3391 | -62.1574 | -62.359 | -62.33
|  |  | 1551.23 | -62.2548 | -61.8791 | -62.2555 | -62.2125 | -62.4021 | -62.318
|  |  | 1551.23 | -62.0251 | -61.834 | -62.0096 | -62.1009 | -62.744 | -62.6033
|  |  | 1551.24 | -62.1982 | -62.2031 | -62.1414 | -62.4512 | -62.3488 | -62.3487
|  |  | 1551.24 | -62.2815 | -62.1558 | -62.1602 | -62.3646 | -62.4421 | -62.2843
|  |  | 1551.24 | -62.1915 | -61.9696 | -62.1126 | -62.2459 | -62.4555 | -62.2908
|  |  | 1551.25 | -62.1779 | -62.01 | -62.0172 | -62.3928 | -62.7032 | -62.4421
|  |  | 1551.25 | -62.1266 | -61.7308 | -62.0434 | -62.1625 | -62.3363 | -62.459
|  |  | 1551.26 | -62.2056 | -62.0428 | -62.0261 | -62.3976 | -62.629 | -62.372
|  |  | 1551.26 | -62.4282 | -62.2231 | -62.0274 | -62.1821 | -62.424 | -62.3368
|  |  | 1551.26 | -62.2208 | -62.0733 | -61.9516 | -62.5307 | -62.6721 | -62.4839
|  |  | 1551.27 | -62.1467 | -62.0455 | -61.9107 | -62.264 | -62.397 | -62.4563
|  |  | 1551.27 | -62.1894 | -61.964 | -61.9312 | -62.2232 | -62.5117 | -62.4422
|  |  | 1551.28 | -62.2779 | -61.8361 | -61.982 | -61.9636 | -62.4316 | -62.4113
|  |  | 1551.28 | -62.1723 | -61.8801 | -62.1157 | -62.506 | -62.7543 | -62.394
|  |  | 1551.28 | -62.1661 | -62.1409 | -62.0038 | -62.153 | -62.6842 | -62.4148
|  |  | 1551.29 | -62.351 | -61.9248 | -62.0763 | -62.3407 | -62.6517 | -62.3922
|  |  | 1551.29 | -62.1517 | -62.169 | -62.1305 | -62.1134 | -62.4935 | -62.594
|  |  | 1551.3 | -62.2221 | -62.1914 | -61.9522 | -62.1755 | -62.8495 | -62.6517
|  |  | 1551.3 | -62.3609 | -61.9725 | -61.973 | -62.1595 | -62.6048 | -62.4503
|  |  | 1551.3 | -62.3012 | -62.0079 | -61.9247 | -62.3244 | -62.7185 | -62.5274
|  |  | 1551.31 | -62.2292 | -61.9765 | -62.1151 | -62.3804 | -62.7733 | -62.5627
|  |  | 1551.31 | -62.1735 | -62.0107 | -61.9328 | -62.2127 | -62.2995 | -62.6729
|  |  | 1551.32 | -62.4311 | -62.0445 | -62.1256 | -62.4643 | -62.4749 | -62.6683
|  |  | 1551.32 | -62.2467 | -62.1951 | -61.9223 | -62.1424 | -62.5663 | -62.5311
|  |  | 1551.32 | -62.2574 | -62.2412 | -61.8196 | -62.2234 | -62.6498 | -62.4077
|  |  | 1551.33 | -62.5161 | -62.0529 | -62.1007 | -62.2636 | -62.6197 | -62.47
|  |  | 1551.33 | -62.3112 | -61.9739 | -62.1484 | -62.3103 | -62.6213 | -62.9813
|  |  | 1551.34 | -62.2083 | -62.0196 | -61.8334 | -61.9629 | -62.5619 | -62.7457
|  |  | 1551.34 | -62.0506 | -62.3779 | -61.9654 | -62.2703 | -62.8273 | -62.6803
|  |  | 1551.34 | -62.0608 | -62.2794 | -62.0158 | -62.1093 | -62.7328 | -62.6395
|  |  | 1551.35 | -62.4232 | -61.8999 | -62.2833 | -62.1509 | -62.408 | -62.5306
|  |  | 1551.35 | -62.3066 | -61.961 | -62.1281 | -62.3367 | -62.5217 | -62.3476
|  |  | 1551.36 | -62.0096 | -62.2669 | -61.7989 | -62.3198 | -62.6302 | -62.6852
|  |  | 1551.36 | -62.1147 | -61.9795 | -62.2078 | -62.5004 | -62.5306 | -62.7585
|  |  | 1551.36 | -62.2047 | -62.0574 | -62.0863 | -61.9212 | -62.3273 | -62.834
|  |  | 1551.37 | -62.0704 | -62.2003 | -62.1697 | -62.3717 | -62.5309 | -62.5771
|  |  | 1551.37 | -62.2255 | -61.999 | -62.1286 | -62.1221 | -62.2555 | -62.7475
|  |  | 1551.38 | -62.1943 | -61.6517 | -62.0384 | -62.1737 | -62.458 | -62.5885
|  |  | 1551.38 | -62.2539 | -62.0279 | -62.097 | -62.3454 | -62.7426 | -62.7238
|  |  | 1551.38 | -62.376 | -61.9864 | -62.0921 | -62.3573 | -62.3348 | -62.7329
|  |  | 1551.39 | -62.2173 | -62.3052 | -62.1743 | -62.0514 | -62.5665 | -62.55
|  |  | 1551.39 | -62.098 | -61.8875 | -62.0791 | -62.2657 | -62.5875 | -62.5092
|  |  | 1551.4 | -62.0195 | -62.1354 | -62.1043 | -62.3153 | -62.5491 | -62.6795
|  |  | 1551.4 | -62.0257 | -62.1174 | -62.1776 | -62.1779 | -62.536 | -62.7806
|  |  | 1551.4 | -62.359 | -62.0252 | -62.4319 | -62.1425 | -62.4253 | -62.7152
|  |  | 1551.41 | -62.1689 | -62.1343 | -62.2321 | -62.1032 | -62.6825 | -62.7549
|  |  | 1551.41 | -62.3178 | -62.1258 | -61.9443 | -62.2447 | -62.5414 | -62.6913
|  |  | 1551.42 | -62.1397 | -61.9928 | -62.2114 | -62.3852 | -62.435 | -62.7051
|  |  | 1551.42 | -62.277 | -62.2899 | -62.236 | -62.3973 | -62.4041 | -62.6976
|  |  | 1551.42 | -62.0831 | -62.491 | -62.42 | -62.5562 | -62.5579 | -62.7444
|  |  | 1551.43 | -62.1115 | -62.0828 | -62.449 | -62.0605 | -62.4486 | -62.5727
|  |  | 1551.43 | -61.9557 | -62.1558 | -62.2506 | -62.1182 | -62.607 | -62.6115
|  |  | 1551.44 | -62.3169 | -62.2971 | -62.2449 | -62.3235 | -62.3405 | -62.7456
|  |  | 1551.44 | -62.1597 | -61.912 | -62.0988 | -62.1042 | -62.5301 | -62.7624
|  |  | 1551.44 | -62.0922 | -62.0535 | -62.2722 | -62.153 | -62.5229 | -62.4719
|  |  | 1551.45 | -62.2172 | -62.2442 | -62.3167 | -62.1728 | -62.4435 | -62.4824
|  |  | 1551.45 | -62.2886 | -62.1245 | -62.1571 | -62.3513 | -62.5323 | -62.6691
|  |  | 1551.46 | -62.231 | -62.0829 | -62.3134 | -62.3215 | -62.7065 | -62.6398
|  |  | 1551.46 | -62.062 | -62.0013 | -61.9876 | -62.3597 | -62.3094 | -62.7611
|  |  | 1551.46 | -62.3632 | -62.2994 | -62.5008 | -62.1414 | -62.389 | -62.4834
|  |  | 1551.47 | -62.1144 | -62.1587 | -62.2054 | -62.2122 | -62.693 | -62.885
|  |  | 1551.47 | -62.4324 | -62.4034 | -62.0877 | -62.1531 | -62.6276 | -62.4321
|  |  | 1551.48 | -62.3185 | -62.0898 | -62.0844 | -62.4297 | -62.4787 | -62.6604
|  |  | 1551.48 | -62.0804 | -62.2692 | -62.44 | -62.4875 | -62.478 | -62.7082
|  |  | 1551.48 | -62.2297 | -62.3524 | -62.2531 | -62.6159 | -62.483 | -62.5404
|  |  | 1551.49 | -62.2614 | -62.1216 | -62.2529 | -62.3062 | -62.3674 | -62.8086
|  |  | 1551.49 | -62.177 | -61.9845 | -62.1809 | -62.6205 | -62.5578 | -62.2885
|  |  | 1551.5 | -62.0747 | -62.0372 | -62.0804 | -62.3336 | -62.473 | -62.6187
|  |  | 1551.5 | -62.0444 | -62.067 | -62.196 | -62.4514 | -62.7751 | -62.6807
|  |  | 1551.5 | -62.216 | -62.096 | -62.4399 | -62.3999 | -62.7038 | -62.9785
|  |  | 1551.51 | -62.1232 | -62.2689 | -62.1914 | -62.1757 | -62.2929 | -62.6612
|  |  | 1551.51 | -62.2431 | -61.9791 | -62.206 | -62.406 | -62.4513 | -62.6247
|  |  | 1551.52 | -62.3822 | -61.9846 | -62.0737 | -62.3101 | -62.3302 | -62.5761
|  |  | 1551.52 | -62.3174 | -61.9178 | -62.0479 | -62.4788 | -62.5459 | -62.733
|  |  | 1551.52 | -61.9439 | -61.9322 | -62.073 | -62.4719 | -62.3665 | -62.6998
|  |  | 1551.53 | -62.3401 | -62.0854 | -62.2017 | -62.0778 | -62.4997 | -62.833
|  |  | 1551.53 | -62.1547 | -62.2213 | -62.1283 | -62.1812 | -62.7239 | -62.6099
|  |  | 1551.54 | -62.3293 | -62.026 | -62.2416 | -62.3283 | -62.3659 | -62.6142
|  |  | 1551.54 | -62.2359 | -61.8509 | -62.4329 | -62.3124 | -62.6385 | -62.6578
|  |  | 1551.54 | -62.3433 | -62.319 | -62.3432 | -62.3172 | -62.4899 | -62.7716
|  |  | 1551.55 | -62.1071 | -62.0796 | -62.1725 | -62.3191 | -62.3505 | -62.5873
|  |  | 1551.55 | -61.9643 | -62.0115 | -62.2187 | -62.5316 | -62.6356 | -62.6121
|  |  | 1551.56 | -62.479 | -61.8877 | -62.3518 | -62.199 | -62.5799 | -62.5559
|  |  | 1551.56 | -62.5222 | -62.0453 | -62.2438 | -62.4317 | -62.8748 | -62.5094
|  |  | 1551.56 | -62.3609 | -61.9798 | -61.9691 | -62.3412 | -62.5315 | -62.66
|  |  | 1551.57 | -62.4082 | -61.978 | -62.0146 | -62.331 | -62.4474 | -62.7993
|  |  | 1551.57 | -61.8945 | -62.2578 | -62.2061 | -62.2566 | -62.5298 | -62.6002
|  |  | 1551.58 | -62.1258 | -62.0972 | -61.9342 | -62.1525 | -62.7879 | -62.5019
|  |  | 1551.58 | -62.2665 | -62.0281 | -62.2222 | -62.3503 | -62.6853 | -62.6497
|  |  | 1551.58 | -62.4548 | -62.1225 | -62.0215 | -62.4451 | -62.2087 | -62.6484
|  |  | 1551.59 | -62.3463 | -62.0527 | -62.0553 | -62.4668 | -62.414 | -62.6461
|  |  | 1551.59 | -62.2859 | -62.0184 | -62.2677 | -62.3987 | -62.5273 | -62.3642
|  |  | 1551.6 | -62.4993 | -61.9467 | -62.1924 | -62.5805 | -62.5327 | -62.6941
|  |  | 1551.6 | -62.2448 | -62.0787 | -62.2497 | -62.5353 | -62.7202 | -62.5518
|  |  | 1551.6 | -62.375 | -61.8923 | -62.1652 | -62.5391 | -62.384 | -62.7907
|  |  | 1551.61 | -62.1164 | -62.0924 | -62.2517 | -62.3398 | -62.3762 | -62.7773
|  |  | 1551.61 | -62.1179 | -62.0844 | -62.1202 | -62.5474 | -62.6021 | -62.6058
|  |  | 1551.62 | -62.5447 | -61.9217 | -62.0651 | -62.3887 | -62.654 | -62.7168
|  |  | 1551.62 | -62.113 | -61.9057 | -62.1011 | -62.2802 | -62.5699 | -62.493
|  |  | 1551.62 | -62.5069 | -62.028 | -62.3939 | -62.1187 | -62.6544 | -62.9534
|  |  | 1551.63 | -62.1877 | -62.099 | -61.9348 | -62.4106 | -62.7804 | -62.6014
|  |  | 1551.63 | -62.1761 | -61.9063 | -62.1725 | -62.1902 | -62.6021 | -62.4939
|  |  | 1551.64 | -62.2347 | -62.4315 | -62.0949 | -62.0075 | -62.7175 | -62.5024
|  |  | 1551.64 | -62.286 | -62.0788 | -62.1713 | -62.4792 | -62.7567 | -62.7285
|  |  | 1551.64 | -62.4293 | -62.1014 | -62.0085 | -62.4652 | -62.4423 | -62.78
|  |  | 1551.65 | -62.3272 | -62.1466 | -62.3449 | -62.5146 | -62.591 | -62.8973
|  |  | 1551.65 | -62.5209 | -62.0311 | -62.3075 | -62.4522 | -62.5206 | -62.3958
|  |  | 1551.66 | -62.3345 | -62.2176 | -62.2938 | -62.2244 | -62.7111 | -62.7642
|  |  | 1551.66 | -62.3051 | -62.1377 | -62.1352 | -62.3239 | -62.5032 | -62.7805
|  |  | 1551.66 | -62.3681 | -62.0689 | -62.2198 | -62.3851 | -62.5282 | -62.795
|  |  | 1551.67 | -62.5051 | -62.0911 | -62.0986 | -62.3149 | -62.7722 | -62.7069
|  |  | 1551.67 | -62.5993 | -62.3624 | -62.0445 | -62.3912 | -62.6555 | -62.5522
|  |  | 1551.68 | -62.4358 | -62.4968 | -62.2879 | -62.3559 | -62.8166 | -62.6012
|  |  | 1551.68 | -62.3075 | -62.1578 | -61.9703 | -62.1209 | -63.0084 | -62.8547
|  |  | 1551.68 | -62.3216 | -62.3341 | -62.1635 | -62.3218 | -62.5955 | -62.9939
|  |  | 1551.69 | -62.4812 | -62.1 | -61.9595 | -62.3158 | -62.6221 | -62.8563
|  |  | 1551.69 | -62.5079 | -62.2725 | -62.2674 | -62.5616 | -62.6165 | -62.6587
|  |  | 1551.7 | -62.3369 | -62.1802 | -62.0958 | -62.3207 | -62.7392 | -62.5637
|  |  | 1551.7 | -62.6833 | -62.1513 | -62.4345 | -62.2198 | -62.5618 | -62.9495
|  |  | 1551.7 | -62.1506 | -62.2084 | -62.149 | -62.0906 | -62.3903 | -62.9571
|  |  | 1551.71 | -62.3465 | -62.2174 | -62.3427 | -62.395 | -62.7362 | -62.9461
|  |  | 1551.71 | -62.4306 | -62.0104 | -62.1134 | -62.3447 | -62.5471 | -62.7967
|  |  | 1551.72 | -62.4354 | -62.5068 | -62.4586 | -62.2441 | -62.5247 | -62.6803
|  |  | 1551.72 | -62.1926 | -62.3042 | -62.2949 | -62.5598 | -62.5687 | -62.7571
|  |  | 1551.72 | -62.4299 | -62.0109 | -62.1954 | -62.2323 | -62.5436 | -62.679
|  |  | 1551.73 | -62.309 | -62.1537 | -62.2269 | -62.1507 | -62.5917 | -62.9397
|  |  | 1551.73 | -62.3121 | -62.1316 | -62.0209 | -62.3265 | -62.8283 | -62.5738
|  |  | 1551.74 | -62.5348 | -62.0823 | -62.3476 | -62.6848 | -62.6487 | -62.982
|  |  | 1551.74 | -62.3139 | -62.1954 | -62.3268 | -62.2521 | -62.7922 | -62.7654
|  |  | 1551.74 | -62.4273 | -62.2965 | -62.4745 | -62.3932 | -62.7853 | -62.8861
|  |  | 1551.75 | -62.4211 | -62.3225 | -62.3036 | -62.3121 | -62.7287 | -62.9245
|  |  | 1551.75 | -62.2407 | -62.1874 | -62.0889 | -62.3718 | -62.5918 | -62.8429
|  |  | 1551.76 | -62.1376 | -62.1722 | -62.4459 | -62.2529 | -62.4301 | -62.6141
|  |  | 1551.76 | -62.4046 | -61.951 | -62.3445 | -62.5398 | -62.7465 | -62.6582
|  |  | 1551.76 | -62.1607 | -62.4243 | -62.2701 | -62.4019 | -62.6492 | -62.9385
|  |  | 1551.77 | -62.2035 | -62.2022 | -62.0028 | -62.1758 | -62.6614 | -62.539
|  |  | 1551.77 | -62.1168 | -62.1619 | -62.2357 | -62.2106 | -62.6358 | -62.8366
|  |  | 1551.78 | -62.2031 | -62.4247 | -62.2848 | -62.3537 | -62.5737 | -62.8245
|  |  | 1551.78 | -62.3936 | -62.0283 | -62.2149 | -62.2839 | -62.5321 | -62.724
|  |  | 1551.78 | -62.2788 | -62.0512 | -62.2603 | -62.4869 | -62.5583 | -62.7818
|  |  | 1551.79 | -62.4911 | -62.2279 | -62.2144 | -62.4857 | -62.4605 | -62.7191
|  |  | 1551.79 | -62.2632 | -62.1279 | -62.292 | -62.2951 | -62.7076 | -63.0846
|  |  | 1551.8 | -62.1451 | -62.2885 | -62.4673 | -62.1406 | -62.5454 | -63.0173
|  |  | 1551.8 | -62.2505 | -62.3011 | -62.3063 | -62.4084 | -62.6697 | -62.9285
|  |  | 1551.8 | -62.2593 | -62.1588 | -62.4236 | -62.2982 | -62.7107 | -62.6111
|  |  | 1551.81 | -62.3638 | -62.2236 | -62.2279 | -62.5683 | -62.4891 | -62.8354
|  |  | 1551.81 | -62.4208 | -61.8629 | -62.0476 | -62.6556 | -62.3671 | -62.9163
|  |  | 1551.82 | -62.3995 | -62.2982 | -62.2223 | -62.2888 | -62.6852 | -62.8464
|  |  | 1551.82 | -62.132 | -61.865 | -62.5215 | -62.3073 | -62.606 | -62.7358
|  |  | 1551.82 | -62.2015 | -62.055 | -62.2982 | -62.3862 | -62.7635 | -62.975
|  |  | 1551.83 | -62.2414 | -62.1291 | -62.2968 | -62.5486 | -62.7752 | -62.9102
|  |  | 1551.83 | -61.9781 | -62.2396 | -62.3638 | -62.4658 | -62.3757 | -62.7131
|  |  | 1551.84 | -62.2281 | -62.1484 | -62.2331 | -62.5749 | -62.5931 | -62.8414
|  |  | 1551.84 | -62.3904 | -62.1687 | -62.2914 | -62.6094 | -62.582 | -62.8496
|  |  | 1551.84 | -62.1666 | -62.1293 | -62.3592 | -62.3818 | -62.7442 | -62.9524
|  |  | 1551.85 | -62.2086 | -62.0403 | -62.3653 | -62.5058 | -62.6277 | -63.0847
|  |  | 1551.85 | -62.3701 | -61.989 | -62.449 | -62.3554 | -62.6833 | -62.9952
|  |  | 1551.86 | -62.5017 | -62.0679 | -62.2448 | -62.7087 | -62.2184 | -62.7519
|  |  | 1551.86 | -62.4098 | -62.1938 | -62.2985 | -62.5736 | -62.5612 | -62.7307
|  |  | 1551.86 | -62.2971 | -62.0587 | -62.2855 | -62.6 | -62.5836 | -62.9201
|  |  | 1551.87 | -62.4051 | -62.2317 | -62.0671 | -62.5149 | -62.5715 | -62.724
|  |  | 1551.87 | -62.0898 | -62.0536 | -62.4412 | -62.63 | -62.6717 | -62.6469
|  |  | 1551.88 | -62.1961 | -61.9917 | -62.2063 | -62.3007 | -62.1618 | -62.7757
|  |  | 1551.88 | -62.3655 | -62.0983 | -62.3927 | -62.5022 | -62.6594 | -62.4932
|  |  | 1551.88 | -62.2765 | -62.0499 | -62.3786 | -62.5026 | -62.5831 | -62.7948
|  |  | 1551.89 | -62.3598 | -61.9617 | -62.2855 | -62.4854 | -62.6322 | -62.6518
|  |  | 1551.89 | -62.3447 | -62.0494 | -62.2859 | -62.3451 | -62.173 | -62.8324
|  |  | 1551.9 | -62.329 | -62.294 | -62.4078 | -62.5259 | -62.7246 | -62.6506
|  |  | 1551.9 | -62.3009 | -62.2545 | -62.1455 | -62.7486 | -62.7139 | -62.502
|  |  | 1551.9 | -62.4101 | -62.179 | -62.3823 | -62.62 | -62.4694 | -62.7882
|  |  | 1551.91 | -62.4583 | -62.2915 | -62.3938 | -62.4957 | -62.8312 | -62.6399
|  |  | 1551.91 | -62.342 | -62.1655 | -62.4798 | -62.6002 | -62.6052 | -62.4371
|  |  | 1551.92 | -62.2581 | -61.9362 | -62.2872 | -62.3171 | -62.7859 | -62.7122
|  |  | 1551.92 | -62.5334 | -62.3883 | -62.2952 | -62.3358 | -62.6897 | -62.5101
|  |  | 1551.92 | -62.5011 | -62.1411 | -62.2025 | -62.756 | -62.8381 | -62.6264
|  |  | 1551.93 | -62.4334 | -61.9787 | -62.4655 | -62.3901 | -62.787 | -62.8713
|  |  | 1551.93 | -62.3599 | -61.9388 | -62.4054 | -62.4091 | -62.5176 | -62.5267
|  |  | 1551.94 | -62.6319 | -61.8438 | -62.2186 | -62.2166 | -62.7056 | -62.6522
|  |  | 1551.94 | -62.623 | -62.1592 | -62.3056 | -62.5751 | -62.7896 | -62.5265
|  |  | 1551.94 | -62.5106 | -61.9948 | -62.2745 | -62.5907 | -62.7459 | -62.7179
|  |  | 1551.95 | -62.3629 | -62.2077 | -62.3375 | -62.4729 | -62.8118 | -62.6525
|  |  | 1551.95 | -62.5472 | -62.1563 | -62.2729 | -62.4084 | -62.7973 | -62.9007
|  |  | 1551.96 | -62.3725 | -62.2181 | -62.2973 | -62.5542 | -62.5864 | -62.5564
|  |  | 1551.96 | -62.3533 | -62.0484 | -62.0899 | -62.4026 | -62.72 | -62.6829
|  |  | 1551.96 | -62.3331 | -62.3331 | -62.2901 | -62.6574 | -62.6535 | -62.6868
|  |  | 1551.97 | -62.3693 | -62.1208 | -62.114 | -62.5479 | -62.6197 | -62.6748
|  |  | 1551.97 | -62.2253 | -62.0215 | -62.0243 | -62.324 | -62.7785 | -63.072
|  |  | 1551.98 | -62.4561 | -62.0287 | -62.2462 | -62.2759 | -62.6712 | -62.6601
|  |  | 1551.98 | -62.4157 | -62.1109 | -62.2878 | -62.4967 | -62.8905 | -62.9212
|  |  | 1551.98 | -62.1746 | -62.0826 | -62.2721 | -62.5359 | -62.7209 | -63.0145
|  |  | 1551.99 | -62.5514 | -62.2618 | -62.1394 | -62.5935 | -62.871 | -62.8594
|  |  | 1551.99 | -62.3622 | -62.2 | -62.355 | -62.428 | -62.6557 | -62.7729
|  |  | 1552 | -62.3364 | -62.15 | -62.501 | -62.3873 | -62.5239 | -62.7895

## FBG Temperature Change
Effect of Changing TFBG
|  | Current (mA) | Single Mode Power (mW)
|  |  | 25 °C | 26 °C | 27 °C
|  | 450 | 97.497
|  | 452 | 96.031
|  | 454 | 95.89
|  | 456 | 95.407
Product Raw Data |  | 458 | 94.751
ULN Laser, Temperature Tuning, Extended Butterfly Package, PM Fiber |  | 460 | 94.845 | 100.384
|  | 462 | 95.032 | 98.699
Item # | ULN15PT | 464 | 95.141 | 97.076
DISCLAIMER: The data presented here are typical. Slight variations in performance data will occur from lot to lot. Please contact Technical Support with any questions regarding the use or reliability of this data. |  | 466 | 95.999 | 97.029
|  | 468 | 96.811 | 96.826
|  | 470 | 96.92 | 96.483
|  | 472 | 97.232 | 96.982 | 100.961
|  | 474 | 97.684 | 97.138 | 99.838
|  | 476 | 98.433 | 97.326 | 98.402
This data may be used in publications. However, please cite Thorlabs as the source. |  | 478 | 99.401 | 97.653 | 99.182
|  | 480 | 99.853 | 98.215 | 98.387
|  | 482 | 100.914 | 98.387 | 98.621
Additional Information: |  | 484 | 102.521 | 99.448 | 98.309
The plots are typical, and performance will vary between individual lasers. Serial-number-specific documentation is available by clicking "Choose Item" on the left side of the price box. |  | 486 | 104.035 | 99.962 | 98.73
|  | 488 | 104.113 | 101.46 | 99.026
|  | 490 | 104.924 | 101.928 | 99.838
|  | 492 | 107.015 | 103.379 | 100.758
|  | 494 |  | 103.691 | 101.491
|  | 496 |  | 104.409 | 101.616
|  | 498 |  | 105.532 | 102.896
|  | 500 |  | 106.375 | 103.348
|  | 502 |  | 107.28 | 104.971
|  | 504 |  |  | 105.907
|  | 506 |  |  | 106.5
|  | 508 |  |  | 107.732
|  | 510 |  |  | 108.731
|  | 512 |  |  | 109.963
514
516
518
520
522
524
526
528
530
532
534
536
538
540
|  | 542 | 116.937
|  | 544 | 114.956
|  | 546 | 114.035
|  | 548 | 113.848
|  | 550 | 112.99
|  | 552 | 113.318 | 117.749
|  | 554 | 112.928 | 115.674
|  | 556 | 113.162 | 114.082
|  | 558 | 114.098 | 113.833
|  | 560 | 114.925 | 113.801
|  | 562 | 115.44 | 114.831 | 117.109
|  | 564 | 115.611 | 115.674 | 116.423
|  | 566 | 117.078 | 115.783 | 116.142
|  | 568 | 117.749 | 115.892 | 115.564
|  | 570 | 118.435 | 115.939 | 115.486
|  | 572 | 119.699 | 117.234 | 115.159
|  | 574 | 120.261 | 117.78 | 116.719
|  | 576 | 122.024 | 118.435 | 116.313
|  | 578 |  | 119.527 | 116.828
|  | 580 |  | 120.557 | 117.827
|  | 582 |  | 121.883 | 118.622
|  | 584 |  | 122.429 | 119.746
|  | 586 |  | 123.475 | 121.368
|  | 588 |  |  | 122.57
|  | 590 |  |  | 123.756
|  | 592 |  |  | 124.036
|  | 594 |  |  | 125.487
|  | 596 |  |  | 127.422
598
600
602
604
606
608
610
612
614
616
618
620
|  | 622 | 133.6
|  | 624 | 128.998
|  | 626 | 127.812
|  | 628 | 127.313
|  | 630 | 127.531 | 136.69
|  | 632 | 127.438 | 130.308
|  | 634 | 128.311 | 129.341
|  | 636 | 128.608 | 128.358
|  | 638 | 129.372 | 128.155
|  | 640 | 130.028 | 127.843 | 131.588
|  | 642 | 130.464 | 128.811 | 130.121
|  | 644 | 131.213 | 128.842 | 129.357
|  | 646 | 132.274 | 129.653 | 129.091
|  | 648 | 133.585 | 130.823 | 129.201
|  | 650 | 136.112 | 133.741 | 131.073

## Frequency Noise
Frequency Noise Spectral Density
|  | Frequency (Hz) | Frequency Noise Amplitude (Hz/√Hz)
|  |  | 458 mA | 496 mA | 532 mA
|  | 10 | 9013.1969 | 2652.1823 | 1037.9493
|  | 10 | 8636.2931 | 1402.9081 | 1177.5337
|  | 10.2 | 5364.2666 | 1310.6873 | 1199.276
|  | 10.4 | 2451.1082 | 1807.2612 | 987.7908
Product Raw Data |  | 10.6 | 4884.9208 | 1621.8593 | 1057.0427
Ultra-Low-Noise Lasers, Extended Butterfly Package, PM Fiber |  | 10.8 | 3482.2683 | 1037.9262 | 747.3138
|  | 11 | 4554.7412 | 1380.53 | 589.6004
Item # | ULN15PC ULN15PT | 11.2 | 4844.952 | 1164.4998 | 1147.4311
|  | 11.4 | 4253.5295 | 896.1723 | 1270.0346
DISCLAIMER: The data presented here are typical. Slight variations in performance data will occur from lot to lot. Please contact Technical Support with any questions regarding the use or reliability of this data. |  | 11.6 | 2042.0439 | 1028.7959 | 1131.5403
|  | 11.8 | 2959.7206 | 1603.3105 | 1157.8333
|  | 12 | 3785.7483 | 1555.7707 | 1898.8605
|  | 12.2 | 5104.3793 | 1238.9738 | 1616.371
|  | 12.4 | 3628.7196 | 962.3308 | 810.6722
|  | 12.6 | 1889.9523 | 1176.2868 | 718.0879
This data may be used in publications. However, please cite Thorlabs as the source. |  | 12.8 | 1791.8861 | 905.5289 | 642.2155
|  | 13 | 2703.9226 | 945.3188 | 845.5379
|  | 13.2 | 2551.413 | 837.4244 | 848.1862
Additional Information: |  | 13.4 | 2849.7916 | 799.3716 | 649.223
The plot is typical, and performance will vary between individual lasers. Serial-number-specific documentation is available by clicking "Choose Item" on the left side of the price box. |  | 13.6 | 4019.2558 | 615.3637 | 670.3024
|  | 13.8 | 1094.0328 | 551.7114 | 574.8772
|  | 14 | 1734.2155 | 755.5147 | 792.7481
|  | 14.2 | 1535.4212 | 547.7777 | 740.2346
|  | 14.4 | 2886.1254 | 673.451 | 440.0677
|  | 14.6 | 3072.1044 | 848.5312 | 614.5412
|  | 14.8 | 2295.7692 | 930.7427 | 519.6357
|  | 15 | 2711.1472 | 897.9173 | 431.5804
|  | 15.2 | 2417.9685 | 627.3401 | 515.6104
|  | 15.4 | 1587.4353 | 804.1906 | 569.4967
|  | 15.6 | 1939.4376 | 836.2687 | 399.5852
|  | 15.8 | 2353.8651 | 841.8309 | 565.3079
|  | 16 | 1328.4218 | 787.9472 | 628.4394
|  | 16.2 | 920.0819 | 686.1535 | 651.8277
|  | 16.4 | 1184.4665 | 624.7206 | 461.0899
|  | 16.6 | 1084.8405 | 558.5647 | 465.393
|  | 16.8 | 1245.911 | 552.4464 | 446.2459
|  | 17 | 1320.5182 | 565.5298 | 424.1488
|  | 17.2 | 1017.7387 | 416.4553 | 435.1895
|  | 17.4 | 811.2315 | 558.9089 | 545.4742
|  | 17.6 | 1452.5958 | 493.9842 | 572.7083
|  | 17.8 | 1599.8765 | 704.461 | 466.8031
|  | 18 | 1643.0097 | 903.4661 | 409.4561
|  | 18.2 | 1307.347 | 607.7349 | 451.0841
|  | 18.4 | 1014.3412 | 371.2781 | 533.7571
|  | 18.6 | 847.1507 | 430.9391 | 730.8155
|  | 18.8 | 1149.8523 | 754.1121 | 998.4125
|  | 19 | 1286.1073 | 576.5585 | 878.4072
|  | 19.2 | 1585.9763 | 731.0772 | 1482.8376
|  | 19.4 | 2192.38 | 1352.9645 | 2571.9106
|  | 19.6 | 1677.8322 | 1565.9835 | 3059.3123
|  | 19.8 | 1400.9427 | 972.5399 | 2778.7688
|  | 20 | 1768.6972 | 921.4829 | 1793.4501
|  | 20.2 | 1367.1965 | 1114.5608 | 923.6633
|  | 20.4 | 1190.9981 | 747.2309 | 651.7522
|  | 20.6 | 1451.6199 | 467.0811 | 675.7133
|  | 20.8 | 1198.7372 | 494.5112 | 493.9223
|  | 21 | 1008.2546 | 451.5515 | 625.639
|  | 21.2 | 1103.4075 | 581.1492 | 703.8149
|  | 21.4 | 1343.4371 | 540.8188 | 617.7211
|  | 21.6 | 1560.9827 | 602.4015 | 515.07
|  | 21.8 | 1110.8088 | 652.7459 | 496.8047
|  | 22 | 1050.5611 | 275.6357 | 353.3652
|  | 22.2 | 1494.5513 | 251.5415 | 283.6539
|  | 22.4 | 1783.4374 | 446.8357 | 350.9065
|  | 22.6 | 1303.2975 | 652.3045 | 345.952
|  | 22.8 | 762.5625 | 476.5799 | 355.9065
|  | 23 | 974.8878 | 262.9556 | 344.7018
|  | 23.2 | 276.9351 | 454.4133 | 443.9642
|  | 23.4 | 839.4319 | 427.6372 | 494.9103
|  | 23.6 | 510.3737 | 488.828 | 348.1664
|  | 23.8 | 332.6441 | 679.0782 | 404.1809
|  | 24 | 627.1694 | 847.4454 | 784.8394
|  | 24.2 | 984.0867 | 574.6173 | 1080.3366
|  | 24.4 | 884.7684 | 505.8844 | 710.7239
|  | 24.6 | 835.052 | 434.8483 | 576.1896
|  | 24.8 | 658.3888 | 687.3334 | 627.2084
|  | 25 | 366.0174 | 361.8789 | 284.8975
|  | 25.2 | 544.0845 | 312.8564 | 284.9
|  | 25.4 | 791.8962 | 335.9428 | 278.3853
|  | 25.6 | 693.7689 | 349.5622 | 169.5613
|  | 25.8 | 787.3444 | 411.6674 | 247.4725
|  | 26 | 1021.5811 | 665.3212 | 452.9434
|  | 26.2 | 919.9269 | 598.0006 | 500.6793
|  | 26.4 | 581.2592 | 457.2621 | 278.022
|  | 26.6 | 610.7903 | 458.6925 | 325.5941
|  | 26.8 | 908.9117 | 331.5138 | 453.9514
|  | 27 | 767.7857 | 438.4585 | 514.1088
|  | 27.2 | 921.2582 | 576.6297 | 299.4967
|  | 27.4 | 739.4284 | 457.2389 | 226.7172
|  | 27.6 | 973.0876 | 348.7431 | 306.5888
|  | 27.8 | 542.8931 | 300.7862 | 297.9717
|  | 28 | 810.9782 | 394.6649 | 380.2554
|  | 28.2 | 632.9848 | 525.7005 | 423.2124
|  | 28.4 | 421.6081 | 653.0739 | 304.6272
|  | 28.6 | 527.6183 | 595.0097 | 284.1448
|  | 28.8 | 395.9921 | 703.6053 | 352.0353
|  | 29 | 512.2292 | 702.1237 | 212.9278
|  | 29.2 | 878.5208 | 562.5484 | 339.4388
|  | 29.4 | 1392.8093 | 872.8854 | 908.8419
|  | 29.6 | 1396.9215 | 994.6713 | 844.1299
|  | 29.8 | 775.5689 | 699.3122 | 536.1401
|  | 30 | 590.9788 | 486.7506 | 492.1935
|  | 30.2 | 526.6143 | 417.3238 | 404.2648
|  | 30.4 | 814.6912 | 314.791 | 309.1241
|  | 30.6 | 1010.3053 | 479.993 | 334.1352
|  | 30.8 | 822.7608 | 394.2555 | 364.5581
|  | 31 | 773.548 | 276.2557 | 339.8151
|  | 31.2 | 743.8278 | 232.9363 | 396.6182
|  | 31.4 | 695.4501 | 348.2451 | 397.8594
|  | 31.6 | 462.2918 | 366.1589 | 268.9037
|  | 31.8 | 713.861 | 422.3368 | 280.3993
|  | 32 | 1037.7639 | 260.8069 | 337.5125
|  | 32.2 | 649.239 | 224.1828 | 183.6161
|  | 32.4 | 665.2097 | 334.5028 | 258.0045
|  | 32.6 | 1078.1979 | 305.7138 | 293.7715
|  | 32.8 | 1053.7656 | 387.124 | 248.9761
|  | 33 | 765.7505 | 392.2835 | 258.468
|  | 33.2 | 608.2065 | 338.7018 | 314.9235
|  | 33.4 | 823.555 | 273.105 | 265.8064
|  | 33.6 | 1048.212 | 263.9202 | 211.4937
|  | 33.8 | 659.2514 | 303.0186 | 219.4275
|  | 34 | 848.308 | 388.1344 | 205.2534
|  | 34.2 | 513.9243 | 420.3364 | 276.4807
|  | 34.4 | 782.4922 | 402.6473 | 305.2801
|  | 34.6 | 724.5554 | 339.0593 | 306.1003
|  | 34.8 | 619.3569 | 288.1847 | 419.7341
|  | 35 | 825.1164 | 230.293 | 416.8278
|  | 35.2 | 809.7105 | 247.3673 | 348.9173
|  | 35.4 | 866.1747 | 418.4634 | 337.5736
|  | 35.6 | 1016.8646 | 414.7776 | 244.6539
|  | 35.8 | 858.2392 | 290.3678 | 233.5187
|  | 36 | 701.963 | 226.4032 | 324.7056
|  | 36.2 | 756.5251 | 425.9309 | 441.4617
|  | 36.4 | 802.6451 | 621.9218 | 408.692
|  | 36.6 | 490.3423 | 565.7062 | 300.9708
|  | 36.8 | 764.8394 | 506.1241 | 228.5298
|  | 37 | 1000.624 | 421.1658 | 245.607
|  | 37.2 | 845.0333 | 425.6156 | 334.5531
|  | 37.4 | 742.825 | 400.1929 | 294.1149
|  | 37.6 | 871.2472 | 342.1943 | 319.1244
|  | 37.8 | 730.3378 | 240.1082 | 245.0192
|  | 38 | 583.8879 | 195.1808 | 268.9659
|  | 38.2 | 438.1705 | 241.5602 | 285.1011
|  | 38.4 | 434.6235 | 322.8944 | 354.217
|  | 38.6 | 530.1939 | 387.3795 | 299.4336
|  | 38.8 | 711.5587 | 345.9485 | 267.7048
|  | 39 | 801.0879 | 251.3306 | 309.8476
|  | 39.2 | 600.0107 | 285.9453 | 358.9565
|  | 39.4 | 662.9273 | 286.072 | 261.0702
|  | 39.6 | 708.0253 | 221.5627 | 292.0265
|  | 39.8 | 918.5392 | 319.0229 | 359.4766
|  | 40 | 850.5553 | 305.5308 | 337.7022
|  | 40.2 | 773.5389 | 276.5321 | 318.8609
|  | 40.4 | 781.4335 | 231.3367 | 241.4595
|  | 40.6 | 767.4134 | 305.4876 | 291.3078
|  | 40.8 | 636.8464 | 375.7409 | 327.9388
|  | 41 | 799.9796 | 453.2721 | 268.7074
|  | 41.2 | 1003.6428 | 390.4132 | 283.481
|  | 41.4 | 871.4471 | 334.0555 | 237.8
|  | 41.6 | 936.0344 | 388.3795 | 270.948
|  | 41.8 | 1080.9783 | 403.5071 | 277.5677
|  | 42 | 888.1715 | 332.0784 | 275.9262
|  | 42.2 | 735.7277 | 267.2334 | 250.6429
|  | 42.4 | 797.3295 | 366.8249 | 243.1852
|  | 42.6 | 647.5963 | 276.3571 | 225.1272
|  | 42.8 | 462.8051 | 340.9874 | 220.5492
|  | 43 | 722.7078 | 412.8568 | 265.1636
|  | 43.2 | 771.7879 | 346.7787 | 283.0587
|  | 43.4 | 532.8005 | 370.3955 | 296.2628
|  | 43.6 | 637.2645 | 360.6755 | 247.9102
|  | 43.8 | 873.28 | 239.0145 | 229.4209
|  | 44 | 775.2982 | 182.1186 | 201.0073
|  | 44.2 | 871.1477 | 261.0673 | 217.0583
|  | 44.4 | 1080.029 | 281.8892 | 272.6791
|  | 44.6 | 1310.1345 | 394.8512 | 224.9454
|  | 44.8 | 947.6718 | 533.8204 | 560.8673
|  | 45 | 1867.2563 | 911.8118 | 521.222
|  | 45.2 | 10477.5124 | 8461.1311 | 8363.3684
|  | 45.4 | 27482.6423 | 27638.36 | 26707.8408
|  | 45.6 | 18753.9317 | 22019.8725 | 20494.6454
|  | 45.8 | 2750.5943 | 3027.7899 | 2099.7707
|  | 46 | 1196.1466 | 835.8148 | 909.8695
|  | 46.2 | 724.0077 | 449.0055 | 403.8947
|  | 46.4 | 794.5474 | 275.8469 | 376.085
|  | 46.6 | 768.4212 | 221.5352 | 381.9905
|  | 46.8 | 884.9824 | 256.8433 | 296.1573
|  | 47 | 1096.8817 | 339.9907 | 349.9425
|  | 47.2 | 941.6798 | 441.1702 | 222.1986
|  | 47.4 | 790.275 | 471.8399 | 204.7195
|  | 47.6 | 539.5603 | 473.017 | 241.177
|  | 47.8 | 623.1866 | 345.7681 | 245.974
|  | 48 | 680.0238 | 325.6353 | 214.0283
|  | 48.2 | 718.6899 | 364.4892 | 286.1306
|  | 48.4 | 613.9368 | 298.6313 | 265.9521
|  | 48.6 | 520.365 | 384.8984 | 165.1749
|  | 48.8 | 608.5341 | 387.2237 | 194.896
|  | 49 | 905.1044 | 289.1486 | 272.6866
|  | 49.2 | 808.508 | 192.6084 | 244.7754
|  | 49.4 | 600.8044 | 340.4968 | 207.7159
|  | 49.6 | 303.3008 | 382.6059 | 261.8393
|  | 49.8 | 566.4299 | 274.0514 | 203.4741
|  | 50 | 698.5083 | 268.8456 | 230.6492
|  | 50.2 | 698.2045 | 289.1943 | 215.2359
|  | 50.4 | 709.5044 | 328.4437 | 213.3152
|  | 50.6 | 537.9797 | 362.9267 | 207.9113
|  | 50.8 | 369.9925 | 338.6266 | 183.9452
|  | 51 | 408.8866 | 200.6948 | 259.8628
|  | 51.2 | 506.3179 | 194.2966 | 295.0122
|  | 51.4 | 531.6066 | 227.5399 | 284.3703
|  | 51.6 | 813.4389 | 211.4463 | 195.7443
|  | 51.8 | 765.1474 | 172.6318 | 192.603
|  | 52 | 647.5442 | 203.7519 | 146.1965
|  | 52.2 | 734.0656 | 318.8968 | 152.2952
|  | 52.4 | 1178.5291 | 219.4449 | 212.2797
|  | 52.6 | 1263.5506 | 313.9732 | 258.584
|  | 52.8 | 732.0822 | 587.656 | 242.1892
|  | 53 | 703.5924 | 400.8105 | 238.3785
|  | 53.2 | 303.095 | 276.7383 | 265.3818
|  | 53.4 | 517.635 | 282.9676 | 268.829
|  | 53.6 | 500.1583 | 224.5979 | 270.635
|  | 53.8 | 737.9013 | 247.6687 | 319.3475
|  | 54 | 754.2425 | 396.2648 | 495.3112
|  | 54.2 | 768.314 | 355.627 | 323.1583
|  | 54.4 | 671.6616 | 204.7827 | 111.7297
|  | 54.6 | 363.1636 | 188.7274 | 144.1484
|  | 54.8 | 603.4795 | 306.2908 | 84.0943
|  | 55 | 576.6025 | 393.0562 | 93.406
|  | 55.2 | 830.2576 | 315.1354 | 181.1098
|  | 55.4 | 754.5332 | 330.7919 | 210.8509
|  | 55.6 | 469.8469 | 238.7581 | 227.455
|  | 55.8 | 375.0248 | 209.3911 | 170.6602
|  | 56 | 335.2298 | 314.7797 | 209.7953
|  | 56.2 | 466.8293 | 294.9411 | 246.3408
|  | 56.4 | 630.8223 | 252.0353 | 224.7765
|  | 56.6 | 483.7859 | 232.1927 | 253.371
|  | 56.8 | 540.208 | 256.5715 | 275.783
|  | 57 | 543.9527 | 329.8068 | 206.6306
|  | 57.2 | 703.1513 | 338.7833 | 162.5145
|  | 57.4 | 420.4011 | 309.3052 | 123.3458
|  | 57.6 | 300.3347 | 316.3943 | 200.9293
|  | 57.8 | 346.3452 | 280.542 | 244.6823
|  | 58 | 414.3997 | 313.1066 | 236.9803
|  | 58.2 | 694.8728 | 362.0026 | 219.2122
|  | 58.4 | 585.3353 | 306.306 | 226.5667
|  | 58.6 | 628.8517 | 250.7683 | 255.6644
|  | 58.8 | 571.4924 | 301.7437 | 240.8467
|  | 59 | 533.0444 | 483.4749 | 204.0676
|  | 59.2 | 458.0498 | 275.7579 | 222.1938
|  | 59.4 | 568.7812 | 192.5594 | 206.0234
|  | 59.6 | 612.2218 | 249.3686 | 176.8741
|  | 59.8 | 747.0199 | 297.5979 | 508.0127
|  | 60 | 1008.2161 | 648.5917 | 882.6534
|  | 60.2 | 683.1427 | 360.6969 | 437.0215
|  | 60.4 | 536.0143 | 189.2624 | 159.3928
|  | 60.6 | 493.7452 | 263.324 | 131.0985
|  | 60.8 | 706.244 | 222.166 | 149.1562
|  | 61 | 730.1829 | 313.7326 | 195.5871
|  | 61.2 | 351.9196 | 435.041 | 167.8598
|  | 61.4 | 394.0854 | 373.8306 | 202.3851
|  | 61.6 | 337.3534 | 288.6994 | 293.4098
|  | 61.8 | 365.2791 | 215.6212 | 219.8372
|  | 62 | 649.1073 | 139.2266 | 133.123
|  | 62.2 | 556.4986 | 318.2889 | 127.2241
|  | 62.4 | 331.2108 | 418.0264 | 194.729
|  | 62.6 | 517.1345 | 282.4693 | 214.4221
|  | 62.8 | 600.4014 | 232.2943 | 106.5142
|  | 63 | 313.5907 | 181.2211 | 174.1407
|  | 63.2 | 482.6678 | 137.2211 | 155.2031
|  | 63.4 | 559.3843 | 222.8684 | 213.8792
|  | 63.6 | 500.4101 | 231.679 | 159.3879
|  | 63.8 | 599.0214 | 288.9467 | 152.0793
|  | 64 | 589.4189 | 329.0303 | 293.5941
|  | 64.2 | 393.4084 | 434.4708 | 294.5974
|  | 64.4 | 510.5264 | 433.9462 | 197.3512
|  | 64.6 | 695.5548 | 307.6976 | 219.6415
|  | 64.8 | 643.9348 | 287.4752 | 249.14
|  | 65 | 467.7996 | 284.3365 | 237.7047
|  | 65.2 | 345.7316 | 212.5893 | 221.0502
|  | 65.4 | 641.2743 | 363.018 | 594.1582
|  | 65.6 | 508.715 | 965.804 | 977.5954
|  | 65.8 | 196.8316 | 680.9782 | 480.1308
|  | 66 | 346.1129 | 205.4658 | 154.4033
|  | 66.2 | 375.409 | 193.1197 | 138.2467
|  | 66.4 | 220.703 | 223.9109 | 221.636
|  | 66.6 | 247.9112 | 270.9204 | 196.3178
|  | 66.8 | 463.5443 | 201.0454 | 96.349
|  | 67 | 700.4662 | 221.5575 | 135.6803
|  | 67.2 | 436.675 | 312.5037 | 147.6678
|  | 67.4 | 352.8559 | 259.7169 | 234.4604
|  | 67.6 | 285.1284 | 268.891 | 251.5846
|  | 67.8 | 435.2312 | 343.1647 | 177.4293
|  | 68 | 417.1798 | 287.0502 | 231.9452
|  | 68.2 | 369.2879 | 291.6147 | 198.4368
|  | 68.4 | 174.3498 | 279.7507 | 218.1697
|  | 68.6 | 389.1868 | 277.1311 | 258.207
|  | 68.8 | 522.874 | 238.0723 | 181.7962
|  | 69 | 526.809 | 140.1584 | 205.4385
|  | 69.2 | 293.5901 | 132.2673 | 180.8986
|  | 69.4 | 299.158 | 204.7603 | 189.9054
|  | 69.6 | 579.8611 | 215.8257 | 208.939
|  | 69.8 | 660.5036 | 158.5352 | 143.9224
|  | 70 | 544.652 | 200.3712 | 203.4296
|  | 70.2 | 708.0986 | 192.0883 | 162.3278
|  | 70.4 | 487.8403 | 246.1252 | 140.794
|  | 70.6 | 348.6135 | 164.6207 | 98.7739
|  | 70.8 | 333.6321 | 165.7754 | 166.8084
|  | 71 | 420.0316 | 183.4305 | 206.8467
|  | 71.2 | 242.6892 | 215.8098 | 199.9913
|  | 71.4 | 479.4596 | 222.3208 | 140.7357
|  | 71.6 | 530.7837 | 147.9072 | 146.533
|  | 71.8 | 371.7357 | 173.7505 | 224.0559
|  | 72 | 522.7526 | 236.6717 | 214.6347
|  | 72.2 | 532.2981 | 195.1799 | 150.3436
|  | 72.4 | 237.1344 | 179.5014 | 167.6495
|  | 72.6 | 389.6085 | 216.6644 | 200.5583
|  | 72.8 | 505.7932 | 218.7913 | 254.7506
|  | 73 | 411.3164 | 250.9756 | 229.7657
|  | 73.2 | 549.4725 | 174.0922 | 242.6195
|  | 73.4 | 562.5417 | 218.7762 | 190.8365
|  | 73.6 | 573.9317 | 210.4792 | 176.1771
|  | 73.8 | 373.8558 | 189.6903 | 165.0123
|  | 74 | 371.7689 | 281.5468 | 132.7516
|  | 74.2 | 617.2059 | 254.5127 | 159.4221
|  | 74.4 | 601.4708 | 199.656 | 253.0561
|  | 74.6 | 512.7427 | 148.7358 | 225.9526
|  | 74.8 | 473.6721 | 145.6964 | 107.2959
|  | 75 | 262.5409 | 206.6502 | 215.2276
|  | 75.2 | 260.7479 | 312.5981 | 254.6444
|  | 75.4 | 269.4112 | 241.5012 | 217.4752
|  | 75.6 | 253.0391 | 231.3229 | 167.1401
|  | 75.8 | 373.5394 | 227.4937 | 203.9685
|  | 76 | 261.4982 | 196.6954 | 216.6787
|  | 76.2 | 319.9805 | 259.4494 | 217.1751
|  | 76.4 | 441.3805 | 316.7364 | 118.8525
|  | 76.6 | 445.4204 | 206.0654 | 174.0159
|  | 76.8 | 478.4648 | 220.132 | 180.6702
|  | 77 | 628.2483 | 225.3273 | 142.1444
|  | 77.2 | 358.5488 | 215.6884 | 158.9514
|  | 77.4 | 382.8133 | 232.4335 | 159.0064
|  | 77.6 | 347.1753 | 266.15 | 226.2406
|  | 77.8 | 395.775 | 294.148 | 189.3887
|  | 78 | 440.5227 | 299.2761 | 192.9116
|  | 78.2 | 286.7605 | 282.2995 | 159.0047
|  | 78.4 | 464.3302 | 194.5022 | 201.9765
|  | 78.6 | 589.4174 | 87.5533 | 220.2057
|  | 78.8 | 576.9633 | 161.3236 | 214.6908
|  | 79 | 404.4327 | 191.6793 | 209.2082
|  | 79.2 | 521.5918 | 138.8334 | 216.9474
|  | 79.4 | 643.0962 | 175.7608 | 117.8941
|  | 79.6 | 530.4818 | 111.6929 | 114.4061
|  | 79.8 | 359.2434 | 212.4368 | 130.6462
|  | 80 | 361.1426 | 305.4368 | 140.6121
|  | 80.2 | 280.7593 | 245.7793 | 124.3293
|  | 80.4 | 532.9541 | 198.6673 | 139.0308
|  | 80.6 | 550.6126 | 270.4761 | 177.7066
|  | 80.8 | 504.9776 | 254.7509 | 199.8117
|  | 81 | 503.5838 | 267.0115 | 154.2414
|  | 81.2 | 379.2257 | 245.2586 | 175.9839
|  | 81.4 | 159.5141 | 352.3488 | 227.7028
|  | 81.6 | 393.3413 | 366.4239 | 168.0169
|  | 81.8 | 395.1769 | 306.0881 | 110.5077
|  | 82 | 300.9252 | 282.0204 | 133.8085
|  | 82.2 | 134.8826 | 234.4767 | 154.183
|  | 82.4 | 300.4159 | 213.5967 | 120.1751
|  | 82.6 | 430.6078 | 216.1359 | 119.553
|  | 82.8 | 540.1135 | 192.5925 | 116.4586
|  | 83 | 496.3145 | 183.0632 | 134.3638
|  | 83.2 | 362.9393 | 194.2408 | 131.4828
|  | 83.4 | 262.9884 | 189.6864 | 133.2993
|  | 83.6 | 409.7191 | 213.5877 | 132.5822
|  | 83.8 | 554.7249 | 231.0366 | 139.6324
|  | 84 | 521.7622 | 134.4067 | 164.0204
|  | 84.2 | 350.249 | 174.8298 | 184.6111
|  | 84.4 | 258.5045 | 237.9341 | 160.6445
|  | 84.6 | 330.6257 | 199.5584 | 176.0379
|  | 84.8 | 334.9641 | 177.7379 | 219.2938
|  | 85 | 379.5253 | 247.1991 | 205.4804
|  | 85.2 | 243.9877 | 205.518 | 154.4031
|  | 85.4 | 475.546 | 165.6189 | 213.7577
|  | 85.6 | 637.419 | 142.5708 | 218.7906
|  | 85.8 | 351.2464 | 220.0725 | 176.8813
|  | 86 | 255.9086 | 179.5635 | 153.2916
|  | 86.2 | 247.976 | 139.6592 | 186.2822
|  | 86.4 | 386.6138 | 93.4407 | 223.8377
|  | 86.6 | 635.6259 | 212.0501 | 154.387
|  | 86.8 | 585.2622 | 319.2646 | 139.1789
|  | 87 | 275.01 | 343.8248 | 162.3464
|  | 87.2 | 496.284 | 277.223 | 184.4382
|  | 87.4 | 508.9784 | 214.8462 | 192.9252
|  | 87.6 | 473.3394 | 191.4019 | 163.8129
|  | 87.8 | 320.3398 | 165.0029 | 156.2339
|  | 88 | 292.7884 | 217.3776 | 188.3419
|  | 88.2 | 503.1989 | 253.6536 | 166.3059
|  | 88.4 | 632.7772 | 242.4198 | 174.4612
|  | 88.6 | 405.7948 | 256.0836 | 157.1776
|  | 88.8 | 339.8289 | 269.7255 | 88.0997
|  | 89 | 385.4356 | 235.7397 | 105.6413
|  | 89.2 | 459.8914 | 209.7707 | 166.4481
|  | 89.4 | 358.2226 | 192.7397 | 216.6263
|  | 89.6 | 209.7626 | 239.1345 | 239.0582
|  | 89.8 | 293.7852 | 230.2879 | 242.1974
|  | 90 | 348.5403 | 181.2764 | 190.5678
|  | 90.2 | 556.6471 | 173.1117 | 173.1973
|  | 90.4 | 528.7072 | 146.4992 | 217.3784
|  | 90.6 | 355.8112 | 219.6447 | 188.4018
|  | 90.8 | 298.4827 | 304.7354 | 158.7838
|  | 91 | 411.9721 | 257.0637 | 192.9957
|  | 91.2 | 475.3148 | 232.1915 | 188.1273
|  | 91.4 | 327.0712 | 213.4159 | 200.9112
|  | 91.6 | 168.354 | 166.2115 | 216.1956
|  | 91.8 | 253.6299 | 187.9125 | 242.5607
|  | 92 | 150.6793 | 193.5204 | 212.6188
|  | 92.2 | 320.8301 | 222.8605 | 159.3242
|  | 92.4 | 496.4302 | 292.5177 | 120.4083
|  | 92.6 | 402.3301 | 267.9948 | 107.3152
|  | 92.8 | 474.4782 | 259.2055 | 143.2171
|  | 93 | 389.1566 | 294.3513 | 142.5027
|  | 93.2 | 211.9839 | 259.417 | 168.568
|  | 93.4 | 278.5323 | 229.8932 | 128.9364
|  | 93.6 | 412.4537 | 155.3922 | 121.8566
|  | 93.8 | 419.4177 | 172.9443 | 170.5922
|  | 94 | 248.651 | 285.6519 | 147.3863
|  | 94.2 | 357.5618 | 244.2487 | 198.1097
|  | 94.4 | 485.956 | 241.1178 | 160.6492
|  | 94.6 | 449.7032 | 190.0713 | 136.3062
|  | 94.8 | 297.571 | 175.7568 | 174.9762
|  | 95 | 152.4023 | 194.9139 | 133.2295
|  | 95.2 | 269.6699 | 262.8161 | 237.8074
|  | 95.4 | 187.0606 | 158.9959 | 236.0101
|  | 95.6 | 215.0626 | 206.4489 | 152.8666
|  | 95.8 | 227.6237 | 209.3844 | 136.2243
|  | 96 | 350.5432 | 218.3936 | 140.998
|  | 96.2 | 288.5232 | 183.3825 | 178.7502
|  | 96.4 | 169.5251 | 160.8122 | 197.0552
|  | 96.6 | 226.3417 | 144.4756 | 168.9412
|  | 96.8 | 306.3227 | 161.6592 | 154.4783
|  | 97 | 347.1712 | 198.9381 | 161.8872
|  | 97.2 | 288.7569 | 268.7386 | 216.0414
|  | 97.4 | 232.6039 | 207.824 | 174.5154
|  | 97.6 | 283.5555 | 179.7826 | 188.6696
|  | 97.8 | 286.3071 | 213.8874 | 177.2253
|  | 98 | 400.9846 | 216.9388 | 140.0267
|  | 98.2 | 479.4194 | 241.5999 | 130.9691
|  | 98.4 | 382.7798 | 264.0494 | 146.1322
|  | 98.6 | 198.3812 | 247.0123 | 165.4227
|  | 98.8 | 373.7639 | 204.3991 | 140.4455
|  | 99 | 450.6587 | 166.1123 | 164.4368
|  | 99.2 | 547.5016 | 166.5115 | 193.8397
|  | 99.4 | 427.6235 | 204.4552 | 152.5397
|  | 99.6 | 392.2774 | 184.1893 | 144.4464
|  | 99.8 | 284.2992 | 151.1697 | 99.9456
|  | 100 | 291.6995 | 146.0216 | 158.7659
|  | 100 | 316.356 | 203.2559 | 167.9979
|  | 102 | 343.5223 | 162.1352 | 147.0051
|  | 104 | 335.5702 | 155.6706 | 132.3404
|  | 106 | 299.903 | 141.4468 | 130.4295
|  | 108 | 322.7513 | 195.9147 | 156.9233
|  | 110 | 295.7452 | 169.1108 | 168.0195
|  | 112 | 317.7216 | 176.3317 | 153.2938
|  | 114 | 326.1141 | 179.0817 | 125.1406
|  | 116 | 244.3463 | 178.0558 | 101.6124
|  | 118 | 278.7495 | 170.2967 | 124.2936
|  | 120 | 315.7615 | 217.8921 | 157.0569
|  | 122 | 305.0978 | 209.7271 | 143.3184
|  | 124 | 271.1255 | 150.5513 | 127.3036
|  | 126 | 281.8127 | 145.1682 | 121.4427
|  | 128 | 293.8568 | 155.9788 | 115.7762
|  | 130 | 296.2721 | 180.2177 | 125.4997
|  | 132 | 301.5426 | 186.8365 | 120.5519
|  | 134 | 255.8329 | 185.1227 | 120.6061
|  | 136 | 233.551 | 172.6392 | 96.8614
|  | 138 | 240.222 | 164.8849 | 106.7685
|  | 140 | 210.7166 | 163.2112 | 126.7137
|  | 142 | 304.2693 | 130.4774 | 113.8903
|  | 144 | 305.8174 | 152.5458 | 101.9095
|  | 146 | 270.3976 | 164.4821 | 114.0008
|  | 148 | 285.9983 | 144.4566 | 152.465
|  | 150 | 291.6282 | 170.9903 | 164.083
|  | 152 | 303.4728 | 207.0975 | 141.9495
|  | 154 | 306.7292 | 226.3267 | 154.3773
|  | 156 | 357.9814 | 194.631 | 166.4235
|  | 158 | 314.5042 | 167.0165 | 188.6409
|  | 160 | 272.7287 | 190.6405 | 181.1068
|  | 162 | 245.3209 | 205.6415 | 149.4872
|  | 164 | 261.0694 | 174.5198 | 150.3314
|  | 166 | 271.1831 | 137.965 | 143.2679
|  | 168 | 245.4966 | 132.2449 | 125.8124
|  | 170 | 215.3831 | 143.7781 | 99.475
|  | 172 | 179.7417 | 133.2086 | 100.8012
|  | 174 | 198.6248 | 118.56 | 106.4501
|  | 176 | 246.4107 | 141.5085 | 102.123
|  | 178 | 253.8177 | 149.3363 | 110.2615
|  | 180 | 300.0431 | 170.9434 | 147.0867
|  | 182 | 245.2848 | 157.0193 | 129.8297
|  | 184 | 203.7163 | 131.5962 | 94.5967
|  | 186 | 175.5433 | 116.7324 | 80.8929
|  | 188 | 160.2125 | 108.2154 | 86.5582
|  | 190 | 210.3828 | 103.5592 | 113.6491
|  | 192 | 260.9593 | 98.0441 | 115.7318
|  | 194 | 202.1299 | 110.4754 | 120.1885
|  | 196 | 145.7509 | 112.3393 | 111.9143
|  | 198 | 176.8983 | 123.6194 | 84.7848
|  | 200 | 183.3337 | 137.4467 | 80.9193
|  | 202 | 149.1491 | 103.9959 | 96.3378
|  | 204 | 182.1767 | 103.7117 | 89.3221
|  | 206 | 193.1667 | 108.8045 | 87.7294
|  | 208 | 149.0537 | 126.2373 | 97.9939
|  | 210 | 226.2845 | 143.8632 | 97.9722
|  | 212 | 253.9499 | 140.3248 | 98.8093
|  | 214 | 235.4289 | 136.4585 | 82.9241
|  | 216 | 234.7031 | 104.9627 | 76.2669
|  | 218 | 214.3822 | 101.5733 | 80.6344
|  | 220 | 254.7853 | 98.8395 | 77.1703
|  | 222 | 227.198 | 84.5963 | 97.3366
|  | 224 | 172.1646 | 108.1117 | 97.5926
|  | 226 | 203.3078 | 116.5747 | 87.0742
|  | 228 | 189.5123 | 121.8835 | 94.8221
|  | 230 | 162.3762 | 126.851 | 99.0794
|  | 232 | 173.1542 | 85.6538 | 84.0267
|  | 234 | 201.8459 | 73.3677 | 60.8267
|  | 236 | 181.6523 | 102.0893 | 63.575
|  | 238 | 163.5452 | 113.4674 | 84.2769
|  | 240 | 196.3118 | 133.1541 | 81.6011
|  | 242 | 182.68 | 118.3261 | 85.5426
|  | 244 | 166.1184 | 101.1977 | 82.1978
|  | 246 | 163.7737 | 110.2769 | 72.9708
|  | 248 | 185.4563 | 105.3158 | 73.7264
|  | 250 | 183.2301 | 96.2106 | 76.5563
|  | 252 | 127.5396 | 94.6124 | 78.1881
|  | 254 | 135.691 | 104.7008 | 79.7692
|  | 256 | 145.5069 | 101.0578 | 84.5818
|  | 258 | 183.1047 | 114.2733 | 80.3346
|  | 260 | 182.6354 | 105.8475 | 74.6138
|  | 262 | 165.8511 | 93.7639 | 69.5066
|  | 264 | 155.5866 | 92.2204 | 76.4796
|  | 266 | 124.0029 | 97.3392 | 75.9285
|  | 268 | 157.9826 | 94.4945 | 68.6315
|  | 270 | 192.1305 | 87.5623 | 77.8944
|  | 272 | 174.6065 | 77.6609 | 75.1707
|  | 274 | 173.6784 | 80.0736 | 68.9571
|  | 276 | 181.797 | 110.5126 | 72.4747
|  | 278 | 169.6742 | 111.0948 | 67.1453
|  | 280 | 170.8626 | 105.7139 | 72.5781
|  | 282 | 198.0084 | 105.3955 | 77.1646
|  | 284 | 158.464 | 86.7031 | 79.1217
|  | 286 | 151.6606 | 90.2235 | 79.3324
|  | 288 | 178.5895 | 81.6524 | 80.6368
|  | 290 | 178.0163 | 85.8457 | 79.1842
|  | 292 | 136.252 | 98.2479 | 85.8086
|  | 294 | 127.0961 | 84.6841 | 78.6559
|  | 296 | 158.3663 | 92.1123 | 77.0979
|  | 298 | 154.784 | 98.5052 | 77.1021
|  | 300 | 154.9046 | 108.1292 | 69.7425
|  | 302 | 189.1731 | 105.8867 | 59.8954
|  | 304 | 202.8113 | 98.4782 | 61.3592
|  | 306 | 234.2842 | 88.4673 | 63.6552
|  | 308 | 222.9956 | 84.8184 | 77.8712
|  | 310 | 164.3208 | 88.7181 | 74.4816
|  | 312 | 155.8885 | 88.2693 | 64.2062
|  | 314 | 180.6235 | 86.6801 | 66.7324
|  | 316 | 156.6018 | 100.8648 | 65.8866
|  | 318 | 157.6524 | 87.4141 | 74.5785
|  | 320 | 136.7321 | 74.1116 | 84.9558
|  | 322 | 146.5642 | 83.9165 | 80.8534
|  | 324 | 120.2877 | 95.0628 | 78.5271
|  | 326 | 157.3305 | 101.5997 | 65.5039
|  | 328 | 172.3794 | 106.038 | 66.3666
|  | 330 | 131.0691 | 88.9151 | 66.736
|  | 332 | 124.6922 | 64.4903 | 70.8563
|  | 334 | 165.499 | 64.8282 | 69.5559
|  | 336 | 149.8191 | 71.3405 | 62.0967
|  | 338 | 102.6502 | 77.6937 | 66.7664
|  | 340 | 126.5986 | 86.9726 | 62.2677
|  | 342 | 154.0129 | 75.6421 | 58.3391
|  | 344 | 118.4218 | 85.4143 | 53.8532
|  | 346 | 135.7774 | 90.1724 | 50.3876
|  | 348 | 110.4681 | 82.4319 | 65.1368
|  | 350 | 133.4595 | 70.4371 | 69.1647
|  | 352 | 130.6191 | 72.7488 | 67.8034
|  | 354 | 137.4332 | 74.8682 | 68.5414
|  | 356 | 151.9979 | 80.8145 | 67.5288
|  | 358 | 167.8736 | 71.6125 | 71.717
|  | 360 | 148.0112 | 74.1339 | 71.2796
|  | 362 | 138.0484 | 71.8899 | 63.3492
|  | 364 | 136.9654 | 63.9555 | 59.1246
|  | 366 | 127.2326 | 64.0238 | 57.8174
|  | 368 | 121.3141 | 79.8288 | 49.6986
|  | 370 | 128.0183 | 82.4883 | 63.5184
|  | 372 | 128.4087 | 75.2699 | 70.7769
|  | 374 | 145.374 | 75.7268 | 67.253
|  | 376 | 124.9175 | 72.4576 | 78.7748
|  | 378 | 125.7575 | 93.4966 | 70.0164
|  | 380 | 110.5698 | 89.842 | 55.6439
|  | 382 | 156.8356 | 68.2569 | 67.9395
|  | 384 | 148.1147 | 88.8427 | 68.9622
|  | 386 | 135.1003 | 102.5058 | 66.5407
|  | 388 | 167.3087 | 94.5179 | 73.3666
|  | 390 | 232.4807 | 90.0654 | 61.2792
|  | 392 | 225.3205 | 91.6395 | 62.4482
|  | 394 | 173.0073 | 83.0901 | 51.9298
|  | 396 | 147.8187 | 88.385 | 58.8337
|  | 398 | 137.8779 | 100.8404 | 71.2605
|  | 400 | 132.5575 | 117.1926 | 79.9945
|  | 402 | 110.1498 | 103.798 | 70.7768
|  | 404 | 141.7898 | 90.9412 | 81.6587
|  | 406 | 159.1326 | 93.6524 | 73.932
|  | 408 | 156.3588 | 85.0486 | 83.7656
|  | 410 | 159.2102 | 92.2652 | 111.4624
|  | 412 | 116.5579 | 92.3154 | 99.7659
|  | 414 | 80.7834 | 85.8963 | 88.6984
|  | 416 | 103.1702 | 65.2441 | 84.5454
|  | 418 | 126.2186 | 81.9203 | 79.7565
|  | 420 | 139.3172 | 90.8261 | 82.0419
|  | 422 | 139.5415 | 98.7859 | 72.9886
|  | 424 | 129.839 | 102.3009 | 63.4771
|  | 426 | 134.3137 | 95.7071 | 95.5319
|  | 428 | 138.9127 | 85.5746 | 92.1501
|  | 430 | 117.4182 | 80.3125 | 68.8148
|  | 432 | 109.0576 | 87.1546 | 82.7402
|  | 434 | 147.5196 | 70.7815 | 67.1022
|  | 436 | 137.4838 | 83.4057 | 69.2691
|  | 438 | 99.6315 | 85.4332 | 59.8671
|  | 440 | 121.52 | 87.8146 | 45.2737
|  | 442 | 115.7603 | 70.4102 | 56.0339
|  | 444 | 115.3648 | 73.414 | 66.7363
|  | 446 | 131.1473 | 86.4727 | 70.5443
|  | 448 | 151.3424 | 95.7411 | 85.9186
|  | 450 | 149.9072 | 114.2147 | 109.0281
|  | 452 | 179.5719 | 97.4734 | 68.8684
|  | 454 | 133.6745 | 63.1328 | 54.6131
|  | 456 | 97.2903 | 78.6697 | 56.3337
|  | 458 | 95.6513 | 108.4295 | 104.3821
|  | 460 | 113.7588 | 111.8182 | 96.5373
|  | 462 | 109.2753 | 74.2249 | 55.8505
|  | 464 | 103.4536 | 76.5232 | 64.0314
|  | 466 | 96.1577 | 79.0249 | 60.445
|  | 468 | 114.5192 | 64.7374 | 53.5741
|  | 470 | 128.4252 | 64.4178 | 57.083
|  | 472 | 134.639 | 64.5339 | 55.2567
|  | 474 | 116.4234 | 73.1447 | 46.2046
|  | 476 | 111.2183 | 81.9656 | 47.4883
|  | 478 | 79.5879 | 77.1265 | 51.7244
|  | 480 | 94.0585 | 73.0482 | 60.8303
|  | 482 | 114.3711 | 69.3125 | 48.4128
|  | 484 | 115.0599 | 55.4315 | 69.338
|  | 486 | 113.8323 | 67.4589 | 58.8924
|  | 488 | 102.0846 | 70.8632 | 47.9085
|  | 490 | 116.9672 | 70.3879 | 48.2565
|  | 492 | 124.4134 | 64.2434 | 44.9709
|  | 494 | 75.7298 | 59.6163 | 46.6634
|  | 496 | 98.2364 | 63.3359 | 55.766
|  | 498 | 124.9987 | 58.9419 | 57.1074
|  | 500 | 119.1158 | 58.6652 | 59.4894
|  | 502 | 85.5579 | 63.5256 | 57.7104
|  | 504 | 107.9408 | 67.9416 | 51.5918
|  | 506 | 143.1635 | 75.717 | 44.2439
|  | 508 | 110.6771 | 72.8418 | 44.3272
|  | 510 | 94.7759 | 57.884 | 54.8156
|  | 512 | 104.5125 | 58.7528 | 58.3087
|  | 514 | 115.0988 | 63.1812 | 47.4403
|  | 516 | 103.7469 | 67.7096 | 40.6946
|  | 518 | 102.1883 | 100.8333 | 51.4767
|  | 520 | 153.1533 | 133.6156 | 110.688
|  | 522 | 136.1862 | 81.5756 | 119.6804
|  | 524 | 101.2885 | 63.8718 | 50.4092
|  | 526 | 100.0738 | 56.618 | 43.569
|  | 528 | 91.9685 | 49.9215 | 46.5095
|  | 530 | 91.2254 | 63.8436 | 32.7423
|  | 532 | 100.8108 | 69.6638 | 38.8687
|  | 534 | 79.5721 | 60.1369 | 44.0523
|  | 536 | 83.3114 | 67.4663 | 49.9425
|  | 538 | 102.7491 | 67.4773 | 45.1807
|  | 540 | 100.9664 | 61.0258 | 48.2679
|  | 542 | 108.7745 | 54.7349 | 52.4086
|  | 544 | 98.1835 | 66.1905 | 53.0598
|  | 546 | 118.4613 | 62.6469 | 42.9311
|  | 548 | 130.9976 | 45.5272 | 46.6545
|  | 550 | 123.0041 | 63.6964 | 52.0776
|  | 552 | 92.7855 | 58.1413 | 48.9855
|  | 554 | 85.646 | 61.8945 | 39.3785
|  | 556 | 116.1953 | 60.3515 | 37.3344
|  | 558 | 136.0182 | 51.2799 | 46.836
|  | 560 | 128.0815 | 43.7334 | 50.1444
|  | 562 | 93.7395 | 46.9002 | 43.3001
|  | 564 | 114.8265 | 59.3924 | 50.6479
|  | 566 | 115.4045 | 54.1018 | 53.892
|  | 568 | 102.919 | 56.8792 | 45.4839
|  | 570 | 117.6121 | 59.9174 | 53.4401
|  | 572 | 135.7072 | 60.0771 | 39.0527
|  | 574 | 113.5033 | 57.7963 | 45.4459
|  | 576 | 115.0408 | 56.2808 | 50.9163
|  | 578 | 105.9797 | 53.784 | 50.469
|  | 580 | 94.6186 | 57.3676 | 51.1429
|  | 582 | 84.8614 | 59.3495 | 45.1382
|  | 584 | 106.2913 | 67.9104 | 43.6989
|  | 586 | 115.7054 | 58.705 | 39.8074
|  | 588 | 112.5571 | 48.8015 | 48.3794
|  | 590 | 92.839 | 57.9907 | 48.209
|  | 592 | 94.6632 | 61.8967 | 37.6077
|  | 594 | 138.3876 | 57.9477 | 42.731
|  | 596 | 144.1809 | 55.1903 | 46.6674
|  | 598 | 111.6058 | 48.2916 | 42.3087
|  | 600 | 95.2396 | 43.4627 | 44.2231
|  | 602 | 100.2342 | 55.855 | 41.0966
|  | 604 | 100.4178 | 64.823 | 46.9108
|  | 606 | 83.6024 | 53.9102 | 50.5605
|  | 608 | 120.4168 | 42.5833 | 46.7711
|  | 610 | 131.0493 | 43.2043 | 43.218
|  | 612 | 100.2074 | 61.127 | 46.9011
|  | 614 | 129.1379 | 77.7546 | 54.9588
|  | 616 | 130.6175 | 62.6296 | 53.4851
|  | 618 | 104.6873 | 54.0436 | 40.3247
|  | 620 | 105.3169 | 56.9457 | 46.3871
|  | 622 | 100.208 | 58.6692 | 46.0587
|  | 624 | 108.0008 | 58.4413 | 42.3673
|  | 626 | 106.6907 | 69.3109 | 38.8197
|  | 628 | 76.445 | 56.1131 | 38.936
|  | 630 | 65.0562 | 49.8208 | 46.2278
|  | 632 | 74.6725 | 52.6234 | 44.795
|  | 634 | 70.2572 | 58.0817 | 45.7725
|  | 636 | 77.7802 | 52.8761 | 45.7318
|  | 638 | 85.857 | 47.8498 | 45.6967
|  | 640 | 93.3673 | 59.9719 | 45.4412
|  | 642 | 87.4424 | 48.2155 | 43.6117
|  | 644 | 95.6866 | 48.4277 | 41.9912
|  | 646 | 105.3686 | 56.5416 | 46.5019
|  | 648 | 107.4877 | 46.8978 | 41.7787
|  | 650 | 103.7468 | 59.0938 | 39.9346
|  | 652 | 98.5116 | 52.0566 | 42.3912
|  | 654 | 93.9552 | 58.9869 | 33.4005
|  | 656 | 98.1911 | 50.9861 | 37.4626
|  | 658 | 91.0884 | 45.3001 | 37.2485
|  | 660 | 72.6401 | 53.19 | 37.2666
|  | 662 | 74.7555 | 61.4588 | 33.874
|  | 664 | 69.4439 | 62.7075 | 39.0463
|  | 666 | 69.5822 | 56.9819 | 38.7822
|  | 668 | 88.9125 | 50.2831 | 34.9685
|  | 670 | 99.9436 | 51.0595 | 34.3193
|  | 672 | 89.6755 | 50.0086 | 39.6027
|  | 674 | 94.2333 | 52.3312 | 42.8585
|  | 676 | 81.0516 | 46.4029 | 41.0496
|  | 678 | 87.5069 | 45.7598 | 37.831
|  | 680 | 70.3825 | 49.2037 | 36.6899
|  | 682 | 68.1417 | 42.4973 | 48.447
|  | 684 | 88.6987 | 55.6206 | 41.8975
|  | 686 | 81.3669 | 59.1288 | 39.5948
|  | 688 | 88.6488 | 54.5837 | 41.5933
|  | 690 | 93.2116 | 54.5034 | 39.9055
|  | 692 | 91.9241 | 48.6661 | 44.2826
|  | 694 | 82.8257 | 47.7504 | 43.1802
|  | 696 | 66.3568 | 51.5206 | 40.2313
|  | 698 | 70.2245 | 54.5913 | 38.712
|  | 700 | 85.9213 | 47.7078 | 41.2936
|  | 702 | 101.5032 | 59.6361 | 35.2177
|  | 704 | 80.8596 | 60.91 | 38.6169
|  | 706 | 77.5589 | 51.3006 | 34.908
|  | 708 | 77.8196 | 55.3523 | 36.5748
|  | 710 | 66.3379 | 57.8525 | 36.2388
|  | 712 | 75.2927 | 54.6067 | 35.5291
|  | 714 | 80.2381 | 55.8179 | 39.1404
|  | 716 | 84.757 | 54.0156 | 41.3536
|  | 718 | 93.1678 | 49.1742 | 41.5583
|  | 720 | 97.6179 | 52.0337 | 39.9479
|  | 722 | 102.3942 | 49.1455 | 43.7931
|  | 724 | 93.0057 | 44.0682 | 45.2412
|  | 726 | 84.5711 | 53.0584 | 39.7986
|  | 728 | 75.9882 | 49.2931 | 33.6206
|  | 730 | 64.0621 | 37.6802 | 38.4948
|  | 732 | 78.9879 | 42.551 | 32.8387
|  | 734 | 81.0745 | 50.7823 | 31.2384
|  | 736 | 99.1299 | 51.6771 | 40.8689
|  | 738 | 77.4925 | 56.4715 | 40.498
|  | 740 | 66.0877 | 46.2586 | 39.0784
|  | 742 | 73.5858 | 43.316 | 40.674
|  | 744 | 78.7451 | 54.6538 | 31.6379
|  | 746 | 88.1544 | 52.1303 | 29.4488
|  | 748 | 89.3463 | 55.2818 | 39.1738
|  | 750 | 82.6093 | 57.4123 | 42.5613
|  | 752 | 89.6279 | 49.5671 | 36.3635
|  | 754 | 73.9118 | 41.2492 | 38.9799
|  | 756 | 92.5586 | 42.1121 | 40.6775
|  | 758 | 88.7671 | 41.7266 | 35.1706
|  | 760 | 71.2559 | 51.9385 | 42.2993
|  | 762 | 65.7439 | 52.0561 | 46.0498
|  | 764 | 85.0512 | 37.1912 | 51.1688
|  | 766 | 76.017 | 51.8133 | 42.9587
|  | 768 | 85.6773 | 58.1075 | 38.2642
|  | 770 | 100.3138 | 47.4563 | 40.4406
|  | 772 | 112.4227 | 48.0207 | 41.858
|  | 774 | 113.1485 | 52.1063 | 47.1898
|  | 776 | 85.4102 | 48.0914 | 43.3594
|  | 778 | 82.1997 | 42.3942 | 37.736
|  | 780 | 83.5377 | 49.6629 | 47.0532
|  | 782 | 91.1954 | 45.1987 | 55.9397
|  | 784 | 114.4874 | 40.8096 | 46.7842
|  | 786 | 82.2331 | 54.9005 | 37.8102
|  | 788 | 70.0328 | 50.2548 | 33.2251
|  | 790 | 74.2375 | 45.4143 | 35.584
|  | 792 | 94.0079 | 38.5985 | 31.1867
|  | 794 | 83.2317 | 45.2047 | 28.4866
|  | 796 | 72.614 | 57.2661 | 30.2282
|  | 798 | 79.2339 | 57.4868 | 35.3579
|  | 800 | 89.8991 | 45.8365 | 39.5464
|  | 802 | 107.4863 | 44.8943 | 45.351
|  | 804 | 105.164 | 48.5225 | 38.3348
|  | 806 | 81.0435 | 47.086 | 31.956
|  | 808 | 68.5547 | 48.6614 | 36.06
|  | 810 | 79.9997 | 43.2177 | 37.3559
|  | 812 | 61.706 | 51.75 | 31.0539
|  | 814 | 71.3875 | 56.5806 | 31.8409
|  | 816 | 74.3741 | 51.6357 | 30.0008
|  | 818 | 83.6762 | 42.6515 | 35.6895
|  | 820 | 81.8036 | 51.8263 | 34.9787
|  | 822 | 89.62 | 50.5785 | 34.3068
|  | 824 | 70.4227 | 43.5611 | 35.7957
|  | 826 | 58.4077 | 31.7024 | 44.2352
|  | 828 | 84.3374 | 28.5611 | 45.5473
|  | 830 | 72.3653 | 50.4106 | 39.9039
|  | 832 | 78.2031 | 54.7982 | 33.2052
|  | 834 | 84.1028 | 51.1685 | 33.1426
|  | 836 | 73.4885 | 44.0966 | 40.872
|  | 838 | 67.3563 | 48.8523 | 51.2316
|  | 840 | 80.0792 | 56.0396 | 47.7885
|  | 842 | 84.321 | 49.4755 | 38.3547
|  | 844 | 68.389 | 43.1362 | 42.1598
|  | 846 | 66.7869 | 44.3087 | 40.8151
|  | 848 | 75.9642 | 41.6165 | 37.9094
|  | 850 | 75.0412 | 53.7897 | 33.1724
|  | 852 | 88.7391 | 54.9865 | 38.8722
|  | 854 | 95.7984 | 62.5078 | 60.8431
|  | 856 | 99.6853 | 70.4793 | 60.9509
|  | 858 | 97.0907 | 50.4578 | 37.4499
|  | 860 | 74.5811 | 46.8853 | 38.3578
|  | 862 | 74.198 | 42.9961 | 31.7654
|  | 864 | 81.3377 | 43.8839 | 31.693
|  | 866 | 65.1958 | 49.0353 | 39.7868
|  | 868 | 88.2511 | 54.5344 | 35.7735
|  | 870 | 84.6595 | 49.0443 | 35.4013
|  | 872 | 79.5993 | 50.9059 | 43.0086
|  | 874 | 74.9549 | 52.1717 | 45.5341
|  | 876 | 81.1833 | 44.7911 | 39.2815
|  | 878 | 74.6025 | 39.0621 | 35.0026
|  | 880 | 79.6935 | 47.776 | 32.1209
|  | 882 | 74.029 | 48.5067 | 31.8934
|  | 884 | 55.1331 | 46.153 | 29.2954
|  | 886 | 75.1136 | 41.6869 | 27.7467
|  | 888 | 64.2914 | 40.9442 | 37.2787
|  | 890 | 67.3373 | 44.6539 | 36.9127
|  | 892 | 71.9006 | 53.2856 | 33.2572
|  | 894 | 70.0173 | 62.2299 | 33.0001
|  | 896 | 58.6938 | 52.522 | 36.8028
|  | 898 | 70.5723 | 44.6086 | 31.744
|  | 900 | 78.5314 | 44.9832 | 30.5592
|  | 902 | 74.7986 | 44.718 | 32.0264
|  | 904 | 75.6625 | 52.8254 | 34.0266
|  | 906 | 67.6826 | 53.2522 | 30.7035
|  | 908 | 71.0439 | 49.0479 | 32.5922
|  | 910 | 78.6646 | 56.4728 | 32.6114
|  | 912 | 72.9905 | 48.5296 | 42.5458
|  | 914 | 63.785 | 44.4932 | 39.2662
|  | 916 | 91.3846 | 46.7955 | 30.3731
|  | 918 | 98.8642 | 46.9203 | 30.2055
|  | 920 | 71.4637 | 45.2638 | 35.3814
|  | 922 | 68.4481 | 47.6565 | 34.9426
|  | 924 | 89.8995 | 43.0984 | 36.2122
|  | 926 | 75.9369 | 45.5613 | 30.8632
|  | 928 | 49.2021 | 42.1132 | 24.3296
|  | 930 | 58.8109 | 33.746 | 29.8372
|  | 932 | 83.6574 | 42.9202 | 29.8164
|  | 934 | 80.918 | 45.74 | 31.9304
|  | 936 | 59.8867 | 36.0943 | 29.763
|  | 938 | 68.965 | 40.2362 | 33.8235
|  | 940 | 68.5435 | 40.4832 | 34.5978
|  | 942 | 55.3887 | 36.0508 | 29.3937
|  | 944 | 65.5856 | 39.09 | 33.1429
|  | 946 | 83.191 | 38.9333 | 40.0054
|  | 948 | 67.5071 | 43.8103 | 37.1209
|  | 950 | 68.4525 | 46.4962 | 30.6597
|  | 952 | 78.2436 | 47.1983 | 33.5066
|  | 954 | 83.2823 | 44.5335 | 32.4583
|  | 956 | 63.6304 | 49.1861 | 29.0653
|  | 958 | 81.355 | 38.2782 | 26.5465
|  | 960 | 95.7005 | 34.3349 | 29.4794
|  | 962 | 81.0451 | 37.102 | 26.885
|  | 964 | 75.4709 | 40.8736 | 22.6758
|  | 966 | 84.3481 | 50.8452 | 26.0157
|  | 968 | 62.3336 | 51.8414 | 31.6997
|  | 970 | 63.6217 | 54.2151 | 31.97
|  | 972 | 70.6915 | 38.7405 | 32.6131
|  | 974 | 70.525 | 37.5922 | 35.9941
|  | 976 | 58.6841 | 46.0505 | 31.4245
|  | 978 | 60.0484 | 41.7318 | 32.1708
|  | 980 | 73.8884 | 42.1858 | 29.3536
|  | 982 | 79.3065 | 43.5775 | 30.8601
|  | 984 | 64.6563 | 40.057 | 30.7402
|  | 986 | 58.6327 | 30.6478 | 27.3807
|  | 988 | 73.7347 | 30.8971 | 26.9483
|  | 990 | 74.9505 | 38.4601 | 33.5378
|  | 992 | 76.7416 | 35.8479 | 33.108
|  | 994 | 79.5267 | 31.7928 | 29.2056
|  | 996 | 64.371 | 36.5842 | 31.7429
|  | 998 | 49.3564 | 38.9304 | 36.5873
|  | 1000 | 53.4876 | 33.9178 | 28.9729
|  | 1000 | 65.1686 | 45.302 | 31.8797
|  | 1020 | 85.2526 | 41.0547 | 31.0601
|  | 1040 | 91.6748 | 39.7268 | 32.2289
|  | 1060 | 76.0224 | 37.309 | 36.3762
|  | 1080 | 73.7859 | 36.5315 | 37.0522
|  | 1100 | 69.0544 | 41.8696 | 32.9191
|  | 1120 | 69.08 | 44.7923 | 33.3961
|  | 1140 | 80.6785 | 41.6249 | 29.6348
|  | 1160 | 76.1686 | 38.9889 | 30.7409
|  | 1180 | 70.2399 | 41.2279 | 33.7174
|  | 1200 | 67.8714 | 36.9564 | 30.4078
|  | 1220 | 65.2153 | 37.1873 | 25.8342
|  | 1240 | 66.5139 | 38.2395 | 27.0994
|  | 1260 | 66.2528 | 36.8168 | 30.4065
|  | 1280 | 63.4473 | 39.5629 | 31.9292
|  | 1300 | 59.5236 | 39.5006 | 30.1596
|  | 1320 | 62.9274 | 38.4865 | 27.794
|  | 1340 | 62.6553 | 41.5644 | 29.5383
|  | 1360 | 59.0568 | 35.0384 | 30.9856
|  | 1380 | 68.7625 | 38.158 | 27.6284
|  | 1400 | 74.8966 | 37.7943 | 26.264
|  | 1420 | 73.8716 | 41.4479 | 28.1828
|  | 1440 | 62.6973 | 37.048 | 27.4501
|  | 1460 | 52.8848 | 38.4468 | 26.6085
|  | 1480 | 61.6568 | 37.5934 | 24.7024
|  | 1500 | 65.9106 | 34.6585 | 25.8509
|  | 1520 | 54.1858 | 33.3334 | 25.5162
|  | 1540 | 55.5666 | 33.16 | 27.7866
|  | 1560 | 53.1545 | 35.8755 | 28.7279
|  | 1580 | 57.2563 | 34.0738 | 26.4282
|  | 1600 | 52.6678 | 32.2218 | 23.1907
|  | 1620 | 57.2284 | 32.2916 | 25.5012
|  | 1640 | 69.4555 | 34.8605 | 26.5917
|  | 1660 | 64.9235 | 34.631 | 25.0275
|  | 1680 | 53.2594 | 36.8267 | 26.6997
|  | 1700 | 49.4142 | 37.9275 | 26.2163
|  | 1720 | 52.4623 | 38.0758 | 23.6651
|  | 1740 | 61.7593 | 37.9175 | 23.4178
|  | 1760 | 63.0486 | 34.7054 | 24.1576
|  | 1780 | 56.7894 | 34.5976 | 26.5442
|  | 1800 | 56.7345 | 31.4914 | 26.4164
|  | 1820 | 56.4104 | 31.0836 | 26.4037
|  | 1840 | 53.1295 | 30.1866 | 25.4166
|  | 1860 | 55.7161 | 33.7312 | 24.0562
|  | 1880 | 56.3441 | 37.0818 | 25.6764
|  | 1900 | 59.4851 | 35.4448 | 28.044
|  | 1920 | 51.5056 | 33.2042 | 23.479
|  | 1940 | 45.1979 | 38.0701 | 24.5333
|  | 1960 | 45.7353 | 31.812 | 25.694
|  | 1980 | 42.6819 | 34.6238 | 24.2496
|  | 2000 | 56.5972 | 38.1033 | 26.6553
|  | 2020 | 64.6991 | 34.8369 | 21.9438
|  | 2040 | 55.115 | 31.5341 | 22.4327
|  | 2060 | 56.2602 | 36.3406 | 25.7296
|  | 2080 | 61.6498 | 31.8117 | 27.0383
|  | 2100 | 53.0105 | 31.4707 | 28.0436
|  | 2120 | 49.3781 | 31.9831 | 24.0157
|  | 2140 | 51.8359 | 31.3271 | 19.9628
|  | 2160 | 52.5191 | 30.4333 | 24.8402
|  | 2180 | 50.1037 | 26.6989 | 23.4037
|  | 2200 | 46.177 | 25.2701 | 18.5235
|  | 2220 | 52.9126 | 25.3718 | 20.5352
|  | 2240 | 53.6118 | 27.7395 | 21.4176
|  | 2260 | 51.74 | 27.2203 | 19.3768
|  | 2280 | 50.3463 | 27.4689 | 21.5182
|  | 2300 | 56.7892 | 25.6848 | 23.4411
|  | 2320 | 58.7062 | 26.1712 | 23.8281
|  | 2340 | 53.798 | 28.175 | 22.2475
|  | 2360 | 53.3421 | 29.0456 | 22.0033
|  | 2380 | 47.392 | 26.991 | 21.0527
|  | 2400 | 47.2672 | 25.4665 | 20.8742
|  | 2420 | 45.9541 | 28.5177 | 21.764
|  | 2440 | 47.2841 | 28.4778 | 22.6854
|  | 2460 | 39.4785 | 26.859 | 21.5088
|  | 2480 | 38.4519 | 28.7503 | 21.634
|  | 2500 | 49.5397 | 26.6937 | 20.6863
|  | 2520 | 40.8442 | 27.5835 | 17.8187
|  | 2540 | 44.9249 | 25.3409 | 17.6855
|  | 2560 | 42.5145 | 23.7003 | 19.8529
|  | 2580 | 46.2411 | 23.1844 | 19.2308
|  | 2600 | 48.5376 | 25.7865 | 18.6472
|  | 2620 | 46.0904 | 25.6135 | 19.9852
|  | 2640 | 40.8491 | 25.047 | 18.7806
|  | 2660 | 43.772 | 24.3716 | 20.2575
|  | 2680 | 43.2994 | 23.151 | 20.4777
|  | 2700 | 44.4588 | 28.1659 | 17.0667
|  | 2720 | 40.5801 | 27.5363 | 17.5455
|  | 2740 | 40.4371 | 28.6693 | 19.0253
|  | 2760 | 42.0507 | 27.7397 | 19.4436
|  | 2780 | 39.1865 | 27.7688 | 19.6496
|  | 2800 | 40.7266 | 27.516 | 21.0095
|  | 2820 | 42.9594 | 27.5996 | 20.3467
|  | 2840 | 35.4111 | 26.6441 | 17.9582
|  | 2860 | 38.1558 | 26.2729 | 18.8467
|  | 2880 | 48.556 | 24.642 | 20.1046
|  | 2900 | 51.0043 | 24.7616 | 19.2288
|  | 2920 | 41.3855 | 24.014 | 21.7533
|  | 2940 | 40.3921 | 25.4509 | 21.025
|  | 2960 | 35.5189 | 24.1451 | 22.2956
|  | 2980 | 41.386 | 27.7449 | 24.6303
|  | 3000 | 38.5444 | 27.8638 | 22.2596
|  | 3020 | 43.9447 | 25.85 | 22.1767
|  | 3040 | 35.0782 | 28.9641 | 21.9645
|  | 3060 | 40.1808 | 27.6883 | 22.3888
|  | 3080 | 50.638 | 27.121 | 22.9673
|  | 3100 | 41.0226 | 29.4342 | 25.5496
|  | 3120 | 40.1461 | 32.138 | 29.3122
|  | 3140 | 43.0403 | 26.5451 | 31.4751
|  | 3160 | 44.7522 | 29.6148 | 28.4649
|  | 3180 | 48.0074 | 27.7685 | 27.4773
|  | 3200 | 43.5687 | 26.1306 | 25.6844
|  | 3220 | 43.8941 | 24.4616 | 23.1664
|  | 3240 | 42.3176 | 27.0893 | 21.8648
|  | 3260 | 43.509 | 26.9419 | 21.8396
|  | 3280 | 44.486 | 28.891 | 24.3861
|  | 3300 | 41.7525 | 29.8202 | 23.1281
|  | 3320 | 43.9767 | 28.2574 | 21.5976
|  | 3340 | 43.2079 | 28.0972 | 18.2679
|  | 3360 | 44.5799 | 25.0994 | 19.2243
|  | 3380 | 38.2037 | 23.371 | 18.8994
|  | 3400 | 39.6223 | 22.4392 | 19.43
|  | 3420 | 39.598 | 20.4392 | 18.6743
|  | 3440 | 40.448 | 23.0426 | 17.25
|  | 3460 | 36.2199 | 26.7471 | 19.9306
|  | 3480 | 37.5713 | 24.9899 | 18.0561
|  | 3500 | 36.1688 | 22.3154 | 19.8156
|  | 3520 | 36.2054 | 22.8725 | 21.1935
|  | 3540 | 38.9049 | 23.0058 | 18.3404
|  | 3560 | 43.253 | 24.2818 | 17.1317
|  | 3580 | 40.7635 | 25.1663 | 18.9951
|  | 3600 | 44.7183 | 27.2236 | 20.3511
|  | 3620 | 49.4045 | 25.5241 | 19.7796
|  | 3640 | 38.8654 | 26.7454 | 19.4193
|  | 3660 | 40.8782 | 29.5693 | 19.2075
|  | 3680 | 43.0033 | 27.2555 | 21.6425
|  | 3700 | 44.5318 | 25.3468 | 19.1493
|  | 3720 | 43.5228 | 25.7737 | 16.8445
|  | 3740 | 38.0711 | 25.1081 | 18.5758
|  | 3760 | 38.0942 | 23.681 | 19.47
|  | 3780 | 35.2758 | 21.233 | 18.8355
|  | 3800 | 31.191 | 24.0681 | 19.1814
|  | 3820 | 40.8133 | 23.2803 | 17.9707
|  | 3840 | 44.5981 | 25.9449 | 17.5411
|  | 3860 | 33.7322 | 28.5044 | 15.3511
|  | 3880 | 34.5318 | 24.4678 | 16.9655
|  | 3900 | 39.6371 | 27.3843 | 18.0809
|  | 3920 | 40.2526 | 26.9894 | 19.7553
|  | 3940 | 37.1303 | 23.9219 | 16.2722
|  | 3960 | 40.6486 | 27.8075 | 18.1058
|  | 3980 | 35.9038 | 33.8912 | 19.638
|  | 4000 | 27.9194 | 29.7533 | 16.3983
|  | 4020 | 30.6376 | 32.1686 | 18.0099
|  | 4040 | 35.3073 | 30.8732 | 19.8846
|  | 4060 | 39.4936 | 29.3605 | 16.931
|  | 4080 | 38.6042 | 31.8671 | 19.7416
|  | 4100 | 32.6451 | 29.2953 | 20.8279
|  | 4120 | 36.7341 | 22.6136 | 18.685
|  | 4140 | 41.1854 | 21.4318 | 16.4393
|  | 4160 | 41.1517 | 20.3192 | 17.1785
|  | 4180 | 37.0037 | 21.225 | 16.2682
|  | 4200 | 30.9144 | 21.0036 | 18.1515
|  | 4220 | 31.4766 | 20.3257 | 15.6353
|  | 4240 | 36.7306 | 18.7992 | 16.4832
|  | 4260 | 39.4841 | 20.5684 | 15.8012
|  | 4280 | 34.2595 | 20.0036 | 15.136
|  | 4300 | 34.9707 | 20.6405 | 14.7415
|  | 4320 | 37.3901 | 20.1926 | 16.4963
|  | 4340 | 36.7221 | 21.8142 | 15.2948
|  | 4360 | 35.4895 | 21.1026 | 14.355
|  | 4380 | 34.2284 | 21.5745 | 15.7009
|  | 4400 | 26.6637 | 21.3273 | 18.5836
|  | 4420 | 28.1377 | 21.0982 | 17.4918
|  | 4440 | 35.9518 | 20.2083 | 17.6934
|  | 4460 | 34.9089 | 18.6201 | 17.6605
|  | 4480 | 31.2859 | 17.8092 | 15.8028
|  | 4500 | 32.5457 | 17.8391 | 16.61
|  | 4520 | 33.801 | 18.1248 | 15.325
|  | 4540 | 34.8249 | 18.5206 | 17.0483
|  | 4560 | 37.603 | 18.3541 | 16.8652
|  | 4580 | 37.0137 | 18.8587 | 14.9856
|  | 4600 | 32.971 | 17.764 | 13.9445
|  | 4620 | 34.8729 | 17.6047 | 14.3583
|  | 4640 | 38.3952 | 19.3978 | 14.1563
|  | 4660 | 43.1173 | 22.311 | 15.6559
|  | 4680 | 35.8948 | 23.8287 | 16.5336
|  | 4700 | 27.8224 | 20.6457 | 21.1922
|  | 4720 | 27.4018 | 23.188 | 23.7956
|  | 4740 | 29.8966 | 23.6536 | 20.5427
|  | 4760 | 30.954 | 19.9598 | 19.6263
|  | 4780 | 33.1266 | 20.5941 | 18.2728
|  | 4800 | 29.4879 | 19.8749 | 15.3874
|  | 4820 | 30.2939 | 18.421 | 14.7022
|  | 4840 | 29.7441 | 17.8403 | 14.498
|  | 4860 | 28.9512 | 18.8662 | 16.038
|  | 4880 | 28.4402 | 18.4927 | 15.8821
|  | 4900 | 31.0928 | 17.8131 | 14.2302
|  | 4920 | 33.5389 | 18.2873 | 16.512
|  | 4940 | 39.1476 | 18.3941 | 15.3709
|  | 4960 | 41.1555 | 20.8439 | 13.7291
|  | 4980 | 30.2736 | 21.0978 | 13.5101
|  | 5000 | 31.9098 | 19.1446 | 15.6172
|  | 5020 | 32.1409 | 18.2331 | 15.8339
|  | 5040 | 30.9423 | 17.5581 | 14.5307
|  | 5060 | 31.4271 | 15.778 | 15.0125
|  | 5080 | 27.8109 | 18.2145 | 14.3733
|  | 5100 | 29.4033 | 19.9621 | 12.9291
|  | 5120 | 32.5014 | 18.7286 | 14.6024
|  | 5140 | 35.3656 | 17.6228 | 16.0999
|  | 5160 | 33.8722 | 17.9475 | 14.518
|  | 5180 | 29.9896 | 19.4662 | 14.0301
|  | 5200 | 31.7225 | 18.023 | 15.4334
|  | 5220 | 32.7123 | 16.8271 | 14.9769
|  | 5240 | 32.8212 | 20.4664 | 15.1081
|  | 5260 | 32.5766 | 19.6767 | 14.7832
|  | 5280 | 33.3413 | 19.5788 | 14.7982
|  | 5300 | 30.1721 | 19.1848 | 16.7315
|  | 5320 | 31.0204 | 20.5593 | 15.2447
|  | 5340 | 23.9699 | 19.4705 | 14.604
|  | 5360 | 28.4774 | 18.1007 | 15.6728
|  | 5380 | 26.5101 | 17.1525 | 15.8716
|  | 5400 | 30.675 | 17.0906 | 17.2292
|  | 5420 | 32.7148 | 19.457 | 15.93
|  | 5440 | 34.3426 | 19.6719 | 15.9041
|  | 5460 | 30.0887 | 18.9969 | 18.8072
|  | 5480 | 26.569 | 16.2654 | 18.5401
|  | 5500 | 29.2835 | 16.6305 | 18.5538
|  | 5520 | 26.2553 | 16.254 | 18.3816
|  | 5540 | 28.7241 | 16.8341 | 16.5653
|  | 5560 | 36.8618 | 16.904 | 14.0817
|  | 5580 | 32.3583 | 19.3143 | 14.5222
|  | 5600 | 25.5956 | 20.7446 | 15.2796
|  | 5620 | 26.1236 | 17.6894 | 14.6117
|  | 5640 | 25.4809 | 14.9827 | 14.3239
|  | 5660 | 28.7308 | 14.9372 | 14.3581
|  | 5680 | 27.7858 | 16.7784 | 15.4554
|  | 5700 | 29.2992 | 17.5929 | 16.542
|  | 5720 | 29.1581 | 18.0121 | 14.1104
|  | 5740 | 27.2001 | 15.5855 | 12.206
|  | 5760 | 24.6258 | 15.0542 | 12.7764
|  | 5780 | 30.979 | 14.7547 | 14.4078
|  | 5800 | 30.5637 | 13.7714 | 15.6937
|  | 5820 | 30.1252 | 14.92 | 14.3459
|  | 5840 | 31.7571 | 14.4573 | 13.0824
|  | 5860 | 32.2037 | 15.6463 | 13.5619
|  | 5880 | 28.9403 | 16.1909 | 13.1501
|  | 5900 | 31.167 | 15.3633 | 12.4323
|  | 5920 | 27.443 | 13.3888 | 11.9356
|  | 5940 | 26.8402 | 15.0053 | 13.0109
|  | 5960 | 29.3725 | 16.5852 | 13.1856
|  | 5980 | 27.7663 | 15.3476 | 12.8394
|  | 6000 | 27.4918 | 14.9028 | 11.5879
|  | 6020 | 31.335 | 15.9272 | 11.7368
|  | 6040 | 32.1163 | 15.5375 | 14.047
|  | 6060 | 24.5266 | 15.4056 | 12.3733
|  | 6080 | 23.9859 | 16.904 | 11.4728
|  | 6100 | 29.9682 | 14.5989 | 11.6811
|  | 6120 | 24.8555 | 14.6148 | 12.4379
|  | 6140 | 27.452 | 13.9132 | 13.2786
|  | 6160 | 27.1083 | 14.3609 | 12.7822
|  | 6180 | 24.9384 | 13.6866 | 12.7644
|  | 6200 | 29.8298 | 15.0086 | 12.2211
|  | 6220 | 28.1042 | 15.7719 | 12.8447
|  | 6240 | 27.2368 | 16.3849 | 11.4491
|  | 6260 | 26.4967 | 16.7052 | 10.6371
|  | 6280 | 25.6549 | 15.5589 | 11.2634
|  | 6300 | 30.537 | 13.9594 | 12.5472
|  | 6320 | 28.8728 | 13.8938 | 11.6153
|  | 6340 | 28.9232 | 14.8079 | 10.9904
|  | 6360 | 28.9446 | 14.9505 | 11.6324
|  | 6380 | 27.1775 | 15.2129 | 11.7732
|  | 6400 | 25.201 | 14.5889 | 12.2134
|  | 6420 | 25.6213 | 15.2184 | 11.6719
|  | 6440 | 27.2974 | 15.7418 | 12.3984
|  | 6460 | 23.281 | 16.0211 | 12.2344
|  | 6480 | 28.0369 | 15.5871 | 12.0677
|  | 6500 | 24.674 | 15.2381 | 12.1918
|  | 6520 | 28.2108 | 16.2804 | 11.602
|  | 6540 | 28.4686 | 14.7427 | 10.8082
|  | 6560 | 23.0769 | 15.0349 | 9.875
|  | 6580 | 25.2523 | 14.3881 | 11.7002
|  | 6600 | 29.6134 | 14.7704 | 12.5807
|  | 6620 | 29.5094 | 14.4159 | 12.7202
|  | 6640 | 29.9159 | 14.8702 | 11.9603
|  | 6660 | 27.3651 | 14.0573 | 11.704
|  | 6680 | 28.2752 | 14.3931 | 11.4319
|  | 6700 | 27.7402 | 15.6686 | 10.7899
|  | 6720 | 28.2075 | 15.5257 | 11.1896
|  | 6740 | 28.7095 | 15.5933 | 12.0837
|  | 6760 | 26.1635 | 16.3202 | 11.4787
|  | 6780 | 23.9385 | 16.7219 | 13.1066
|  | 6800 | 23.7777 | 14.4533 | 11.5749
|  | 6820 | 24.227 | 14.295 | 12.1978
|  | 6840 | 28.2998 | 14.001 | 11.9222
|  | 6860 | 30.78 | 14.3537 | 10.0464
|  | 6880 | 24.1902 | 14.4347 | 9.4147
|  | 6900 | 26.5362 | 12.5537 | 10.5455
|  | 6920 | 30.9332 | 13.4435 | 11.4002
|  | 6940 | 28.0072 | 15.1212 | 9.3956
|  | 6960 | 26.2292 | 15.0493 | 10.2903
|  | 6980 | 25.8331 | 13.9184 | 11.2343
|  | 7000 | 25.1604 | 15.2698 | 11.8599
|  | 7020 | 27.8428 | 13.61 | 11.3483
|  | 7040 | 31.1163 | 13.1944 | 11.4489
|  | 7060 | 28.4931 | 16.4225 | 12.2943
|  | 7080 | 25.1647 | 15.9143 | 11.7872
|  | 7100 | 27.4586 | 14.7738 | 10.7391
|  | 7120 | 23.8848 | 13.6531 | 10.2675
|  | 7140 | 22.9354 | 13.7266 | 10.7891
|  | 7160 | 20.0852 | 15.1527 | 10.9102
|  | 7180 | 23.3969 | 13.888 | 11.3459
|  | 7200 | 29.9666 | 11.985 | 11.8095
|  | 7220 | 28.2831 | 13.091 | 11.214
|  | 7240 | 25.1075 | 13.0617 | 12.0108
|  | 7260 | 27.2484 | 12.6334 | 11.986
|  | 7280 | 24.8143 | 14.3354 | 12.1516
|  | 7300 | 24.3055 | 14.2159 | 13.7915
|  | 7320 | 24.5446 | 13.2812 | 12.7377
|  | 7340 | 28.6135 | 14.0185 | 12.3765
|  | 7360 | 29.432 | 15.0207 | 12.4954
|  | 7380 | 24.6848 | 14.6051 | 10.5281
|  | 7400 | 24.725 | 12.9665 | 10.3949
|  | 7420 | 26.3113 | 14.1985 | 10.161
|  | 7440 | 27.7011 | 13.6269 | 11.5541
|  | 7460 | 28.8092 | 12.2021 | 12.4487
|  | 7480 | 31.7602 | 12.1177 | 12.4772
|  | 7500 | 29.1324 | 13.5688 | 11.8137
|  | 7520 | 25.8718 | 13.665 | 10.7535
|  | 7540 | 23.8905 | 13.6191 | 10.4958
|  | 7560 | 23.0155 | 13.2409 | 10.5992
|  | 7580 | 22.8983 | 13.3612 | 11.4638
|  | 7600 | 22.2697 | 12.5091 | 11.1539
|  | 7620 | 23.7777 | 12.7034 | 11.075
|  | 7640 | 27.0736 | 13.7905 | 11.4225
|  | 7660 | 26.0821 | 13.4414 | 10.623
|  | 7680 | 22.7078 | 11.8856 | 10.4316
|  | 7700 | 20.3448 | 13.3558 | 9.0774
|  | 7720 | 20.1581 | 14.095 | 10.137
|  | 7740 | 23.2139 | 14.086 | 10.4305
|  | 7760 | 23.4285 | 13.6979 | 9.7472
|  | 7780 | 26.4729 | 13.5903 | 9.6934
|  | 7800 | 26.2178 | 13.2932 | 10.1672
|  | 7820 | 26.8066 | 13.8035 | 11.7357
|  | 7840 | 24.4191 | 13.494 | 12.5635
|  | 7860 | 24.1184 | 13.9748 | 11.4771
|  | 7880 | 22.8587 | 13.5439 | 10.0824
|  | 7900 | 22.8831 | 13.1123 | 10.8069
|  | 7920 | 21.6405 | 13.7118 | 12.4152
|  | 7940 | 20.6794 | 12.0084 | 10.841
|  | 7960 | 21.4171 | 12.8433 | 10.5729
|  | 7980 | 25.2064 | 13.7316 | 11.5559
|  | 8000 | 22.5957 | 12.8662 | 10.1019
|  | 8020 | 21.4044 | 13.975 | 9.6527
|  | 8040 | 26.4118 | 12.5088 | 11.1158
|  | 8060 | 25.9475 | 12.3613 | 10.7595
|  | 8080 | 20.1952 | 14.0694 | 9.6663
|  | 8100 | 21.5526 | 13.3476 | 10.1573
|  | 8120 | 23.1318 | 12.637 | 9.9178
|  | 8140 | 22.0764 | 12.3287 | 9.3102
|  | 8160 | 22.0835 | 12.4991 | 10.0791
|  | 8180 | 27.9779 | 13.315 | 9.7681
|  | 8200 | 24.3163 | 12.8621 | 9.376
|  | 8220 | 21.362 | 12.1571 | 9.5608
|  | 8240 | 21.0185 | 12.0982 | 11.9601
|  | 8260 | 22.0718 | 13.5121 | 12.0474
|  | 8280 | 24.6982 | 12.3396 | 10.751
|  | 8300 | 24.6675 | 12.586 | 9.9445
|  | 8320 | 21.0088 | 11.6339 | 9.2496
|  | 8340 | 20.8166 | 12.5997 | 9.502
|  | 8360 | 27.011 | 13.2398 | 10.8243
|  | 8380 | 27.2549 | 14.3648 | 11.9876
|  | 8400 | 23.6432 | 14.0456 | 12.4555
|  | 8420 | 28.3768 | 13.5476 | 10.6878
|  | 8440 | 27.0786 | 13.1215 | 10.2169
|  | 8460 | 24.859 | 12.9933 | 10.8033
|  | 8480 | 24.4068 | 13.077 | 10.2982
|  | 8500 | 23.4316 | 12.7318 | 10.0047
|  | 8520 | 22.5592 | 13.4988 | 10.7056
|  | 8540 | 21.4685 | 12.8215 | 10.2082
|  | 8560 | 21.5223 | 12.6967 | 10.8935
|  | 8580 | 23.9982 | 12.2159 | 10.9179
|  | 8600 | 24.9048 | 12.9506 | 10.7788
|  | 8620 | 22.3285 | 14.5343 | 10.3318
|  | 8640 | 22.2346 | 13.7439 | 10.4788
|  | 8660 | 26.1604 | 12.8299 | 10.8965
|  | 8680 | 25.6479 | 12.1372 | 10.8808
|  | 8700 | 30.7753 | 12.6198 | 10.4465
|  | 8720 | 28.3758 | 12.3236 | 9.8548
|  | 8740 | 23.0019 | 11.8458 | 9.8696
|  | 8760 | 22.4549 | 12.3678 | 10.2588
|  | 8780 | 27.6548 | 13.8811 | 13.3043
|  | 8800 | 27.3856 | 13.4528 | 13.8971
|  | 8820 | 21.6153 | 12.337 | 12.0148
|  | 8840 | 18.7244 | 12.1065 | 11.2571
|  | 8860 | 21.9846 | 12.4369 | 11.2628
|  | 8880 | 26.3055 | 12.9112 | 11.0022
|  | 8900 | 26.1958 | 13.4469 | 11.2595
|  | 8920 | 25.6212 | 10.6972 | 10.466
|  | 8940 | 24.5177 | 10.5039 | 10.271
|  | 8960 | 21.9562 | 11.0663 | 11.8479
|  | 8980 | 23.4888 | 11.1646 | 11.2998
|  | 9000 | 22.3183 | 11.4209 | 9.345
|  | 9020 | 19.1828 | 12.0993 | 10.3229
|  | 9040 | 20.5009 | 12.6211 | 9.9347
|  | 9060 | 23.5257 | 11.7861 | 9.1003
|  | 9080 | 25.5691 | 11.6686 | 10.7463
|  | 9100 | 26.5041 | 11.5324 | 11.2976
|  | 9120 | 25.4115 | 12.3196 | 10.9764
|  | 9140 | 23.5254 | 11.9249 | 10.3375
|  | 9160 | 25.165 | 10.7203 | 10.7372
|  | 9180 | 26.5065 | 11.7619 | 10.1712
|  | 9200 | 26.5602 | 12.9849 | 10.5656
|  | 9220 | 20.3129 | 12.8163 | 9.8987
|  | 9240 | 21.0503 | 12.7127 | 8.6166
|  | 9260 | 23.4779 | 11.9297 | 9.4997
|  | 9280 | 19.5386 | 11.3324 | 9.2577
|  | 9300 | 21.1165 | 12.3369 | 8.7249
|  | 9320 | 27.0621 | 13.3952 | 9.2148
|  | 9340 | 25.4353 | 12.016 | 8.7333
|  | 9360 | 22.7143 | 11.8323 | 9.0997
|  | 9380 | 24.2055 | 12.2994 | 10.3113
|  | 9400 | 24.3517 | 12.0538 | 10.4629
|  | 9420 | 22.8242 | 12.0924 | 9.9919
|  | 9440 | 20.3994 | 11.2997 | 11.0807
|  | 9460 | 23.5983 | 12.5115 | 11.0414
|  | 9480 | 25.0597 | 12.5899 | 9.4066
|  | 9500 | 22.2603 | 11.9952 | 9.8343
|  | 9520 | 23.7924 | 13.4339 | 10.0901
|  | 9540 | 25.0715 | 12.3146 | 9.8296
|  | 9560 | 23.785 | 10.8441 | 10.8216
|  | 9580 | 23.1819 | 11.3116 | 10.1798
|  | 9600 | 23.6405 | 11.9714 | 9.0547
|  | 9620 | 22.972 | 12.3527 | 9.7294
|  | 9640 | 19.6279 | 12.7786 | 9.6565
|  | 9660 | 21.2226 | 14.1706 | 10.1528
|  | 9680 | 20.8108 | 12.0578 | 8.5276
|  | 9700 | 23.8652 | 12.5508 | 9.5005
|  | 9720 | 26.5104 | 12.8484 | 9.0877
|  | 9740 | 25.1742 | 12.0856 | 7.7428
|  | 9760 | 18.8829 | 11.1733 | 9.2909
|  | 9780 | 18.4291 | 11.6522 | 10.0763
|  | 9800 | 20.8452 | 12.1008 | 10.4361
|  | 9820 | 20.0857 | 12.3953 | 9.5051
|  | 9840 | 19.4496 | 13.6609 | 9.7717
|  | 9860 | 20.7235 | 12.9448 | 8.8539
|  | 9880 | 20.3149 | 12.364 | 9.3962
|  | 9900 | 22.7316 | 12.4796 | 10.5844
|  | 9920 | 23.794 | 12.8299 | 10.2737
|  | 9940 | 22.5382 | 12.4511 | 10.4109
|  | 9960 | 21.1663 | 12.0616 | 10.4979
|  | 9980 | 21.8213 | 11.9041 | 9.7277
|  | 10000 | 22.1459 | 12.8688 | 9.5267
|  | 10000 | 23.1152 | 11.2882 | 9.3202
|  | 10200 | 23.4276 | 11.4121 | 8.86
|  | 10400 | 23.6392 | 9.2724 | 10.1852
|  | 10600 | 24.3363 | 10.6591 | 9.4776
|  | 10800 | 20.5813 | 12.118 | 9.7619
|  | 11000 | 21.1671 | 12.0342 | 10.386
|  | 11200 | 22.7116 | 11.9476 | 9.7824
|  | 11400 | 21.2389 | 11.4292 | 10.613
|  | 11600 | 24.2171 | 11.414 | 10.4098
|  | 11800 | 22.6051 | 11.4915 | 7.9087
|  | 12000 | 23.8766 | 11.3864 | 8.9637
|  | 12200 | 25.6166 | 11.0394 | 10.3006
|  | 12400 | 24.3269 | 11.779 | 9.0998
|  | 12600 | 22.4602 | 12.1299 | 8.8024
|  | 12800 | 24.1392 | 11.8255 | 9.021
|  | 13000 | 23.3245 | 11.2395 | 9.8794
|  | 13200 | 22.7695 | 11.7293 | 9.5589
|  | 13400 | 21.7898 | 10.4154 | 9.3734
|  | 13600 | 20.4218 | 9.8323 | 9.1628
|  | 13800 | 20.4903 | 10.6634 | 9.2782
|  | 14000 | 20.5897 | 10.5043 | 8.6641
|  | 14200 | 24.0862 | 10.3899 | 8.7413
|  | 14400 | 26.9033 | 11.1166 | 8.161
|  | 14600 | 25.1098 | 11.5555 | 8.4696
|  | 14800 | 23.6336 | 11.6536 | 8.7978
|  | 15000 | 20.7897 | 11.9923 | 8.5748
|  | 15200 | 21.2101 | 11.8623 | 8.7763
|  | 15400 | 23.2245 | 10.5822 | 8.8173
|  | 15600 | 24.8025 | 9.5655 | 8.5877
|  | 15800 | 20.3125 | 9.7471 | 8.2619
|  | 16000 | 22.8052 | 9.962 | 7.7995
|  | 16200 | 21.8805 | 11.1866 | 8.1069
|  | 16400 | 21.5655 | 10.4977 | 9.045
|  | 16600 | 20.105 | 9.6436 | 8.5889
|  | 16800 | 23.1969 | 9.1072 | 7.7972
|  | 17000 | 24.9013 | 9.8169 | 7.7754
|  | 17200 | 22.8523 | 10.6538 | 8.1924
|  | 17400 | 20.8899 | 10.4336 | 8.0629
|  | 17600 | 19.9753 | 10.918 | 7.5056
|  | 17800 | 22.5945 | 11.1512 | 7.2244
|  | 18000 | 19.5333 | 11.4208 | 8.3923
|  | 18200 | 20.597 | 10.6344 | 7.7588
|  | 18400 | 22.8513 | 10.7599 | 7.4808
|  | 18600 | 23.5033 | 11.0307 | 7.3144
|  | 18800 | 23.3793 | 9.9287 | 8.2275
|  | 19000 | 23.6312 | 10.7719 | 7.7422
|  | 19200 | 22.8188 | 9.1614 | 7.7463
|  | 19400 | 20.1655 | 9.0532 | 7.5609
|  | 19600 | 23.809 | 9.9284 | 8.0406
|  | 19800 | 23.1359 | 9.6173 | 7.7545
|  | 20000 | 22.1988 | 10.5428 | 6.6029
|  | 20200 | 23.006 | 10.1867 | 7.5743
|  | 20400 | 21.6185 | 9.1455 | 7.8858
|  | 20600 | 19.5501 | 9.6986 | 7.6392
|  | 20800 | 20.2252 | 9.5503 | 7.9288
|  | 21000 | 20.9459 | 9.0233 | 8.2979
|  | 21200 | 21.1442 | 8.7801 | 7.9345
|  | 21400 | 21.8618 | 8.4705 | 7.5166
|  | 21600 | 20.8553 | 8.6205 | 6.8788
|  | 21800 | 21.6341 | 8.8849 | 7.0624
|  | 22000 | 24.222 | 8.0966 | 7.9551
|  | 22200 | 22.566 | 9.323 | 7.9405
|  | 22400 | 21.0901 | 9.7109 | 6.6854
|  | 22600 | 20.713 | 8.9083 | 6.8647
|  | 22800 | 19.6584 | 9.3556 | 7.5496
|  | 23000 | 23.0212 | 9.5959 | 7.2093
|  | 23200 | 21.0803 | 9.1296 | 7.8713
|  | 23400 | 22.0807 | 9.0334 | 8.3521
|  | 23600 | 22.6482 | 9.1372 | 6.9141
|  | 23800 | 23.1088 | 8.6799 | 6.4475
|  | 24000 | 25.9841 | 8.5997 | 6.6757
|  | 24200 | 24.9803 | 10.0494 | 7.0016
|  | 24400 | 22.2105 | 9.7442 | 7.3214
|  | 24600 | 21.6275 | 8.6921 | 7.302
|  | 24800 | 19.1459 | 7.9955 | 7.7256
|  | 25000 | 18.479 | 9.3975 | 7.953
|  | 25200 | 19.1207 | 9.9492 | 8.0688
|  | 25400 | 20.413 | 8.9135 | 7.5116
|  | 25600 | 20.0209 | 8.4102 | 7.9601
|  | 25800 | 22.5997 | 9.4755 | 7.6043
|  | 26000 | 21.6441 | 9.1845 | 6.6821
|  | 26200 | 21.1093 | 8.8775 | 6.8482
|  | 26400 | 20.2699 | 8.0252 | 7.2105
|  | 26600 | 21.3001 | 8.5307 | 6.8828
|  | 26800 | 20.1859 | 8.9815 | 7.3713
|  | 27000 | 22.2881 | 8.2214 | 7.4169
|  | 27200 | 24.1133 | 8.4835 | 7.286
|  | 27400 | 22.7954 | 9.457 | 8.0461
|  | 27600 | 19.2247 | 9.0479 | 7.7257
|  | 27800 | 17.9464 | 8.9496 | 7.5539
|  | 28000 | 19.0319 | 8.7924 | 6.8627
|  | 28200 | 18.8819 | 8.9734 | 6.8814
|  | 28400 | 21.9835 | 9.1798 | 6.6274
|  | 28600 | 19.5751 | 9.9597 | 6.5454
|  | 28800 | 21.2655 | 9.2541 | 7.1501
|  | 29000 | 22.052 | 8.1362 | 7.6947
|  | 29200 | 21.2407 | 8.7503 | 6.3507
|  | 29400 | 21.8124 | 8.1865 | 6.4769
|  | 29600 | 20.6468 | 7.5995 | 6.7572
|  | 29800 | 20.9 | 8.4742 | 7.0488
|  | 30000 | 21.4602 | 8.469 | 7.4138
|  | 30200 | 19.9411 | 8.3128 | 7.7755
|  | 30400 | 21.4856 | 8.8532 | 7.9109
|  | 30600 | 25.2234 | 8.4919 | 7.3231
|  | 30800 | 23.01 | 9.2373 | 8.647
|  | 31000 | 23.3712 | 9.2691 | 8.0294
|  | 31200 | 22.3992 | 9.2342 | 7.3404
|  | 31400 | 17.9987 | 9.1918 | 7.5522
|  | 31600 | 19.8821 | 9.1712 | 7.0632
|  | 31800 | 23.051 | 9.438 | 6.942
|  | 32000 | 22.2283 | 8.3169 | 7.4988
|  | 32200 | 23.9248 | 8.552 | 7.217
|  | 32400 | 22.5897 | 8.3513 | 7.4409
|  | 32600 | 18.2265 | 8.2305 | 7.2132
|  | 32800 | 18.3781 | 8.2916 | 8.0455
|  | 33000 | 17.8876 | 8.2624 | 7.7805
|  | 33200 | 18.8082 | 9.0171 | 7.1903
|  | 33400 | 21.9761 | 8.2878 | 7.7598
|  | 33600 | 21.2417 | 8.9017 | 7.4861
|  | 33800 | 18.1861 | 8.1647 | 6.8517
|  | 34000 | 14.461 | 8.0177 | 7.6164
|  | 34200 | 15.7792 | 8.8886 | 7.6764
|  | 34400 | 16.4719 | 8.5289 | 7.7481
|  | 34600 | 18.1586 | 9.2931 | 6.9446
|  | 34800 | 18.6262 | 9.1186 | 7.1505
|  | 35000 | 19.0684 | 9.3035 | 8.3444
|  | 35200 | 18.4978 | 9.1818 | 8.2692
|  | 35400 | 20.4356 | 9.2802 | 7.4787
|  | 35600 | 18.659 | 9.8743 | 7.3469
|  | 35800 | 18.9459 | 9.0091 | 8.0209
|  | 36000 | 20.558 | 9.3456 | 7.7391
|  | 36200 | 19.9557 | 9.5165 | 7.9792
|  | 36400 | 18.2581 | 8.6674 | 8.4107
|  | 36600 | 15.7229 | 8.8161 | 8.5042
|  | 36800 | 17.5512 | 9.6567 | 7.4522
|  | 37000 | 20.5671 | 9.2181 | 7.048
|  | 37200 | 21.4117 | 9.2786 | 8.0402
|  | 37400 | 21.0502 | 8.7011 | 8.6179
|  | 37600 | 19.035 | 8.7282 | 7.9934
|  | 37800 | 18.7161 | 8.1996 | 8.4066
|  | 38000 | 16.7613 | 8.3185 | 7.8282
|  | 38200 | 16.1061 | 7.6259 | 7.8975
|  | 38400 | 16.3605 | 9.4951 | 8.4061
|  | 38600 | 15.7354 | 9.571 | 8.7377
|  | 38800 | 14.9066 | 10.2943 | 7.7446
|  | 39000 | 17.5403 | 9.2106 | 7.4217
|  | 39200 | 18.6162 | 9.1549 | 8.2496
|  | 39400 | 18.0849 | 9.384 | 8.5308
|  | 39600 | 19.7172 | 9.2106 | 8.6489
|  | 39800 | 19.2731 | 9.3678 | 7.229
|  | 40000 | 18.6115 | 8.8897 | 7.3085
|  | 40200 | 18.5498 | 7.8321 | 8.5577
|  | 40400 | 19.1722 | 8.9383 | 7.8597
|  | 40600 | 17.4058 | 8.8285 | 9.0544
|  | 40800 | 18.2375 | 9.4961 | 8.665
|  | 41000 | 18.3451 | 9.5222 | 8.4929
|  | 41200 | 17.5154 | 8.7881 | 7.6503
|  | 41400 | 18.131 | 10.2802 | 7.1001
|  | 41600 | 16.6513 | 9.8059 | 7.3646
|  | 41800 | 15.8752 | 9.2775 | 7.3691
|  | 42000 | 17.5587 | 8.7247 | 6.8541
|  | 42200 | 18.2844 | 8.3465 | 7.4813
|  | 42400 | 16.2444 | 8.4567 | 7.9527
|  | 42600 | 14.2899 | 9.2712 | 7.9127
|  | 42800 | 16.2988 | 7.6891 | 8.1603
|  | 43000 | 16.4361 | 7.9494 | 7.4934
|  | 43200 | 18.226 | 8.5574 | 7.8178
|  | 43400 | 18.9801 | 8.0102 | 7.946
|  | 43600 | 17.8706 | 8.0178 | 8.1025
|  | 43800 | 18.7654 | 7.5024 | 7.5252
|  | 44000 | 18.4466 | 7.9901 | 7.5853
|  | 44200 | 19.0175 | 8.031 | 7.3616
|  | 44400 | 19.5702 | 8.9375 | 7.5328
|  | 44600 | 19.0536 | 8.383 | 7.7591
|  | 44800 | 18.7258 | 8.5253 | 7.7256
|  | 45000 | 17.0646 | 8.3818 | 7.2371
|  | 45200 | 16.4968 | 9 | 8.1382
|  | 45400 | 18.2147 | 10.138 | 7.5882
|  | 45600 | 17.2335 | 10.3044 | 6.9917
|  | 45800 | 16.6732 | 8.7736 | 6.3015
|  | 46000 | 17.7876 | 8.7333 | 7.1561
|  | 46200 | 17.4018 | 9.6281 | 7.48
|  | 46400 | 17.6551 | 9.2483 | 8.0104
|  | 46600 | 16.7274 | 9.6826 | 8.8196
|  | 46800 | 16.1256 | 9.1927 | 8.4676
|  | 47000 | 17.3871 | 7.6803 | 7.3213
|  | 47200 | 16.4703 | 7.8077 | 7.5598
|  | 47400 | 14.269 | 7.8896 | 7.8806
|  | 47600 | 17.5319 | 9.1841 | 7.3083
|  | 47800 | 16.6785 | 9.2257 | 7.1823
|  | 48000 | 16.1955 | 7.8047 | 6.6062
|  | 48200 | 15.6048 | 7.7786 | 7.1318
|  | 48400 | 13.7714 | 8.4869 | 6.4903
|  | 48600 | 13.5923 | 8.4143 | 6.4028
|  | 48800 | 15.5771 | 8.4203 | 7.337
|  | 49000 | 16.053 | 8.7393 | 7.116
|  | 49200 | 17.8868 | 8.7627 | 6.4202
|  | 49400 | 17.3896 | 7.5391 | 6.2958
|  | 49600 | 17.2289 | 7.5985 | 6.4833
|  | 49800 | 17.4058 | 8.4089 | 6.7596
|  | 50000 | 15.1327 | 8.1666 | 6.8576
|  | 50200 | 17.2872 | 7.8864 | 7.4475
|  | 50400 | 18.4265 | 8.0442 | 6.9693
|  | 50600 | 17.1723 | 8.0033 | 7.3235
|  | 50800 | 15.929 | 7.0486 | 6.5421
|  | 51000 | 15.0942 | 7.5599 | 6.0924
|  | 51200 | 16.4349 | 8.3956 | 5.895
|  | 51400 | 16.84 | 8.0906 | 5.5997
|  | 51600 | 15.096 | 7.5155 | 6.0228
|  | 51800 | 14.9697 | 7.5744 | 6.5483
|  | 52000 | 18.1883 | 8.5576 | 6.985
|  | 52200 | 18.7897 | 8.1532 | 6.1502
|  | 52400 | 18.337 | 7.5982 | 6.1115
|  | 52600 | 16.1488 | 7.6738 | 6.4423
|  | 52800 | 13.1215 | 8.1287 | 5.9561
|  | 53000 | 12.3872 | 8.2963 | 5.8773
|  | 53200 | 13.5059 | 8.9569 | 6.1356
|  | 53400 | 17.3119 | 8.1983 | 6.7956
|  | 53600 | 16.8106 | 7.7168 | 6.6793
|  | 53800 | 13.6946 | 8.0191 | 5.6925
|  | 54000 | 15.3092 | 8.5731 | 6.0212
|  | 54200 | 15.9171 | 7.5103 | 6.3462
|  | 54400 | 15.086 | 7.2528 | 6.7515
|  | 54600 | 16.2601 | 8.2972 | 6.3382
|  | 54800 | 16.1892 | 7.8192 | 6.2993
|  | 55000 | 16.2175 | 8.0375 | 6.1997
|  | 55200 | 15.9322 | 8.0486 | 6.115
|  | 55400 | 15.308 | 8.0002 | 5.4205
|  | 55600 | 13.9295 | 7.4725 | 5.448
|  | 55800 | 14.3684 | 8.1176 | 5.3976
|  | 56000 | 15.5547 | 8.4279 | 6.1576
|  | 56200 | 13.7538 | 8.2566 | 6.1687
|  | 56400 | 15.9438 | 8.3158 | 6.3816
|  | 56600 | 15.5166 | 7.7705 | 6.1556
|  | 56800 | 15.6292 | 6.8916 | 6.0427
|  | 57000 | 15.5691 | 7.1598 | 5.8805
|  | 57200 | 12.8595 | 7.2842 | 5.6968
|  | 57400 | 14.7301 | 6.3028 | 5.4656
|  | 57600 | 14.485 | 7.0672 | 6.0217
|  | 57800 | 16.4824 | 8.5057 | 6.0601
|  | 58000 | 16.05 | 8.1341 | 6.3906
|  | 58200 | 15.5024 | 7.7375 | 6.3005
|  | 58400 | 16.2904 | 7.6 | 6.6478
|  | 58600 | 14.1766 | 7.3178 | 6.297
|  | 58800 | 12.9569 | 6.8946 | 6.4644
|  | 59000 | 14.0471 | 6.6106 | 6.7099
|  | 59200 | 15.439 | 7.5277 | 6.0666
|  | 59400 | 15.0694 | 8.0464 | 6.0063
|  | 59600 | 13.9747 | 7.0694 | 6.7712
|  | 59800 | 16.2985 | 6.5995 | 7.4066
|  | 60000 | 16.9265 | 7.0668 | 6.2199
|  | 60200 | 17.8227 | 6.6416 | 5.464
|  | 60400 | 15.3006 | 7.213 | 5.188
|  | 60600 | 14.0398 | 8.5276 | 6.321
|  | 60800 | 13.6936 | 8.1305 | 6.3197
|  | 61000 | 14.1921 | 7.9064 | 6.0554
|  | 61200 | 13.5749 | 7.3064 | 6.4945
|  | 61400 | 16.3669 | 6.4028 | 7.0252
|  | 61600 | 14.9364 | 7.2923 | 6.2135
|  | 61800 | 11.8139 | 7.6451 | 5.5921
|  | 62000 | 12.0836 | 7.3788 | 5.695
|  | 62200 | 13.5802 | 7.1709 | 5.5907
|  | 62400 | 14.3539 | 7.3615 | 5.739
|  | 62600 | 15.3677 | 7.1591 | 5.9138
|  | 62800 | 16.6561 | 6.8671 | 5.6218
|  | 63000 | 16.5446 | 6.9242 | 5.7931
|  | 63200 | 15.6332 | 6.9794 | 5.4489
|  | 63400 | 17.0512 | 6.6414 | 5.5593
|  | 63600 | 14.6868 | 6.3004 | 5.8025
|  | 63800 | 13.8552 | 6.7782 | 6.2961
|  | 64000 | 13.5047 | 7.2144 | 6.126
|  | 64200 | 14.0125 | 7.3701 | 5.8494
|  | 64400 | 14.8618 | 7.1182 | 5.71
|  | 64600 | 15.6603 | 7.1044 | 5.457
|  | 64800 | 14.9214 | 7.9908 | 5.6228
|  | 65000 | 14.6989 | 7.9195 | 5.7568
|  | 65200 | 14.8516 | 7.2721 | 5.5428
|  | 65400 | 14.973 | 7.2598 | 5.8376
|  | 65600 | 15.2491 | 7.1095 | 6.1872
|  | 65800 | 15.1257 | 7.2165 | 6.3718
|  | 66000 | 14.2987 | 7.6562 | 6.037
|  | 66200 | 15.109 | 7.1042 | 5.4869
|  | 66400 | 13.2918 | 6.8304 | 5.783
|  | 66600 | 13.8107 | 6.924 | 5.5385
|  | 66800 | 14.2068 | 7.02 | 5.7289
|  | 67000 | 14.5387 | 7.748 | 6.4375
|  | 67200 | 14.0933 | 7.6733 | 5.9615
|  | 67400 | 15.6004 | 7.5517 | 5.7699
|  | 67600 | 14.9431 | 7.045 | 5.9892
|  | 67800 | 14.3027 | 6.9599 | 5.7518
|  | 68000 | 17.0298 | 6.8721 | 5.9361
|  | 68200 | 16.9356 | 6.944 | 5.5639
|  | 68400 | 15.7686 | 6.927 | 5.7159
|  | 68600 | 15.197 | 6.77 | 6.1056
|  | 68800 | 16.2342 | 6.8763 | 5.9828
|  | 69000 | 15.3877 | 7.2512 | 6.1814
|  | 69200 | 14.0884 | 7.6742 | 6.0498
|  | 69400 | 14.3034 | 8.109 | 5.8079
|  | 69600 | 13.4848 | 7.5442 | 5.5347
|  | 69800 | 15.7581 | 6.9785 | 6.0797
|  | 70000 | 15.0827 | 6.9121 | 6.1821
|  | 70200 | 13.2722 | 7.5977 | 5.4911
|  | 70400 | 15.1069 | 7.3075 | 5.1208
|  | 70600 | 16.2965 | 6.604 | 4.9963
|  | 70800 | 15.6505 | 6.5475 | 5.6113
|  | 71000 | 14.4164 | 7.0764 | 5.7497
|  | 71200 | 15.0991 | 7.8356 | 5.7512
|  | 71400 | 12.6211 | 7.6819 | 6.0454
|  | 71600 | 13.0213 | 7.2292 | 6.4989
|  | 71800 | 14.326 | 7.4433 | 6.4454
|  | 72000 | 13.3874 | 7.5403 | 6.0827
|  | 72200 | 13.2023 | 6.9442 | 6.539
|  | 72400 | 14.8996 | 7.2252 | 6.1334
|  | 72600 | 15.9846 | 6.9097 | 6.048
|  | 72800 | 16.5439 | 7.4177 | 6.1191
|  | 73000 | 13.9458 | 7.316 | 6.3753
|  | 73200 | 12.1676 | 7.1121 | 6.1452
|  | 73400 | 12.475 | 6.1704 | 5.8529
|  | 73600 | 13.6662 | 6.8487 | 6.4147
|  | 73800 | 13.6452 | 7.4425 | 5.6924
|  | 74000 | 14.7834 | 8.4756 | 5.2922
|  | 74200 | 14.3028 | 7.8313 | 5.8324
|  | 74400 | 12.5073 | 7.9102 | 5.8025
|  | 74600 | 15.1923 | 7.4584 | 6.1671
|  | 74800 | 15.5242 | 7.5216 | 5.6733
|  | 75000 | 15.3084 | 7.992 | 5.5358
|  | 75200 | 16.6988 | 7.0735 | 5.0247
|  | 75400 | 16.0386 | 6.9708 | 5.2874
|  | 75600 | 14.2328 | 7.5754 | 5.737
|  | 75800 | 14.1957 | 6.9701 | 5.9813
|  | 76000 | 15.0017 | 6.8384 | 5.9207
|  | 76200 | 13.1279 | 6.6676 | 6.206
|  | 76400 | 15.2074 | 6.6652 | 5.2531
|  | 76600 | 14.8358 | 7.0684 | 4.9646
|  | 76800 | 14.5771 | 7.17 | 5.3967
|  | 77000 | 16.0532 | 7.0513 | 5.5511
|  | 77200 | 15.4067 | 7.1843 | 5.5644
|  | 77400 | 15.7426 | 7.3472 | 5.6251
|  | 77600 | 13.9642 | 7.3126 | 5.9814
|  | 77800 | 12.8353 | 6.9731 | 5.3771
|  | 78000 | 13.4363 | 6.6665 | 5.655
|  | 78200 | 12.4516 | 6.0101 | 5.6699
|  | 78400 | 13.1038 | 6.2272 | 5.7843
|  | 78600 | 13.0977 | 7.63 | 5.7687
|  | 78800 | 14.2456 | 7.3272 | 5.7181
|  | 79000 | 15.4417 | 7.0815 | 5.533
|  | 79200 | 15.714 | 6.8659 | 5.9097
|  | 79400 | 12.9761 | 6.2934 | 5.6844
|  | 79600 | 13.5325 | 6.6066 | 5.3992
|  | 79800 | 14.6901 | 7.2507 | 5.1343
|  | 80000 | 15.1401 | 7.5385 | 5.6665
|  | 80200 | 14.5877 | 7.6272 | 4.9655
|  | 80400 | 16.26 | 7.405 | 5.0538
|  | 80600 | 13.5053 | 6.4011 | 5.632
|  | 80800 | 12.6983 | 6.1385 | 5.8601
|  | 81000 | 13.6342 | 6.5708 | 6.6017
|  | 81200 | 13.5308 | 6.9508 | 5.8675
|  | 81400 | 13.2892 | 6.6892 | 5.877
|  | 81600 | 13.5398 | 7.1353 | 5.8192
|  | 81800 | 12.9448 | 7.4325 | 6.2001
|  | 82000 | 13.3581 | 6.6544 | 6.4159
|  | 82200 | 12.7857 | 6.4333 | 6.0701
|  | 82400 | 14.1826 | 6.8056 | 6.2904
|  | 82600 | 15.1248 | 6.7782 | 5.6661
|  | 82800 | 15.5984 | 6.9265 | 6.0998
|  | 83000 | 15.4561 | 7.5799 | 6.0617
|  | 83200 | 15.2711 | 6.6199 | 5.782
|  | 83400 | 13.8111 | 6.2684 | 6.0034
|  | 83600 | 12.795 | 6.7118 | 6.3721
|  | 83800 | 13.1245 | 6.972 | 5.9493
|  | 84000 | 14.9822 | 7.564 | 5.2926
|  | 84200 | 13.4862 | 7.1 | 5.3239
|  | 84400 | 14.6551 | 7.06 | 5.7412
|  | 84600 | 14.6132 | 6.1064 | 5.9407
|  | 84800 | 14.222 | 6.0648 | 6.1163
|  | 85000 | 14.9583 | 6.3009 | 5.909
|  | 85200 | 13.7477 | 6.5038 | 5.4758
|  | 85400 | 12.5325 | 6.9935 | 5.1738
|  | 85600 | 12.4903 | 7.7289 | 4.8961
|  | 85800 | 14.6989 | 7.6318 | 4.7713
|  | 86000 | 15.1499 | 7.0416 | 5.3078
|  | 86200 | 13.0853 | 7.022 | 5.724
|  | 86400 | 13.6002 | 6.3083 | 5.7742
|  | 86600 | 14.202 | 6.9525 | 5.5346
|  | 86800 | 11.9882 | 7.2152 | 5.1239
|  | 87000 | 14.1468 | 6.6728 | 5.3259
|  | 87200 | 13.4384 | 6.6735 | 5.3051
|  | 87400 | 11.7355 | 6.5012 | 5.5136
|  | 87600 | 12.4901 | 7.0158 | 5.4798
|  | 87800 | 14.5757 | 6.4531 | 5.7374
|  | 88000 | 13.2907 | 6.7196 | 5.9703
|  | 88200 | 14.1555 | 6.4851 | 5.129
|  | 88400 | 14.3503 | 6.4771 | 5.2252
|  | 88600 | 13.9442 | 6.0876 | 5.0036
|  | 88800 | 13.8394 | 5.9833 | 5.2397
|  | 89000 | 13.7535 | 6.5559 | 5.7453
|  | 89200 | 14.3639 | 5.9322 | 5.7493
|  | 89400 | 14.78 | 5.9469 | 5.3431
|  | 89600 | 14.8113 | 6.5262 | 5.2651
|  | 89800 | 13.2831 | 6.3072 | 5.5162
|  | 90000 | 13.013 | 6.9329 | 5.447
|  | 90200 | 13.911 | 7.2831 | 5.9309
|  | 90400 | 15.695 | 7.4827 | 6.1006
|  | 90600 | 15.3545 | 6.3592 | 5.7112
|  | 90800 | 14.0227 | 5.8403 | 5.291
|  | 91000 | 13.3192 | 6.0747 | 5.3757
|  | 91200 | 13.9417 | 7.1245 | 5.2727
|  | 91400 | 13.9097 | 7.1563 | 5.8479
|  | 91600 | 14.0921 | 6.9015 | 5.622
|  | 91800 | 14.3332 | 7.0138 | 5.9353
|  | 92000 | 12.0676 | 7.1588 | 6.1314
|  | 92200 | 13.4341 | 7.3821 | 6.3092
|  | 92400 | 14.7988 | 6.9905 | 6.0002
|  | 92600 | 14.7487 | 6.0283 | 5.5764
|  | 92800 | 15.5649 | 5.7735 | 5.4975
|  | 93000 | 14.2993 | 6.9837 | 5.3334
|  | 93200 | 11.1062 | 7.7763 | 5.7326
|  | 93400 | 12.5201 | 7.2649 | 5.9009
|  | 93600 | 15.247 | 6.2092 | 5.9272
|  | 93800 | 13.87 | 6.2806 | 6.1799
|  | 94000 | 14.2608 | 6.7955 | 5.3554
|  | 94200 | 14.3731 | 6.3401 | 5.0114
|  | 94400 | 13.1212 | 6.6375 | 4.9143
|  | 94600 | 13.5563 | 7.2257 | 5.1884
|  | 94800 | 13.1196 | 6.2659 | 5.2359
|  | 95000 | 15.1751 | 6.1118 | 5.3163
|  | 95200 | 12.2053 | 7.0289 | 5.6718
|  | 95400 | 14.0039 | 7.5782 | 5.5584
|  | 95600 | 13.2726 | 6.7038 | 5.488
|  | 95800 | 12.9449 | 5.8163 | 6.2241
|  | 96000 | 13.8663 | 6.2428 | 5.8942
|  | 96200 | 13.6514 | 6.554 | 5.8857
|  | 96400 | 12.8505 | 7.0178 | 5.976
|  | 96600 | 12.1248 | 7.5639 | 5.6389
|  | 96800 | 11.9662 | 7.9257 | 5.8917
|  | 97000 | 14.9651 | 7.6051 | 5.8792
|  | 97200 | 15.8575 | 6.1532 | 5.4853
|  | 97400 | 14.1164 | 6.537 | 5.1488
|  | 97600 | 12.1406 | 6.9774 | 5.5793
|  | 97800 | 13.0352 | 7.3782 | 5.3186
|  | 98000 | 14.0174 | 6.2665 | 5.2917
|  | 98200 | 13.9874 | 5.8337 | 6.3124
|  | 98400 | 13.3448 | 6.1998 | 6.2255
|  | 98600 | 14.4532 | 6.6115 | 5.5477
|  | 98800 | 14.4703 | 6.4277 | 4.9196
|  | 99000 | 15.4784 | 6.0874 | 4.6248
|  | 99200 | 14.6451 | 6.1163 | 5.4823
|  | 99400 | 14.6368 | 6.5788 | 6.1447
|  | 99600 | 14.7646 | 6.9931 | 5.8096
|  | 99800 | 16.1284 | 6.5463 | 5.9222
|  | 100000 | 15.5798 | 6.4756 | 5.6326
|  | 100000 | 12.7711 | 6.3756 | 5.6414
|  | 102000 | 15.3495 | 6.9497 | 5.7187
|  | 104000 | 14.7184 | 7.3293 | 5.3239
|  | 106000 | 12.999 | 7.3235 | 5.703
|  | 108000 | 13.362 | 6.708 | 5.6051
|  | 110000 | 13.3212 | 6.8153 | 5.5808
|  | 112000 | 14.1031 | 6.6976 | 4.9687
|  | 114000 | 12.674 | 6.4787 | 5.0323
|  | 116000 | 11.7584 | 6.9933 | 5.0429
|  | 118000 | 11.1514 | 7.0166 | 5.507
|  | 120000 | 11.5631 | 6.3343 | 5.7818
|  | 122000 | 10.1061 | 6.896 | 5.1982
|  | 124000 | 12.0704 | 6.9823 | 5.1647
|  | 126000 | 13.9023 | 6.2357 | 5.4041
|  | 128000 | 11.8732 | 6.1182 | 5.3671
|  | 130000 | 10.6176 | 6.5331 | 5.383
|  | 132000 | 10.9517 | 6.9288 | 5.2853
|  | 134000 | 9.5842 | 6.6973 | 4.8618
|  | 136000 | 11.2865 | 6.525 | 5.1965
|  | 138000 | 12.397 | 6.0282 | 5.5855
|  | 140000 | 12.0235 | 6.0367 | 5.3343
|  | 142000 | 11.4418 | 6.8296 | 4.8691
|  | 144000 | 11.8864 | 6.3167 | 4.4592
|  | 146000 | 12.5366 | 6.7645 | 3.83
|  | 148000 | 14.4244 | 6.3834 | 4.7974
|  | 150000 | 12.3703 | 6.1769 | 5.1357
|  | 152000 | 12.0543 | 6.0279 | 4.6718
|  | 154000 | 11.0443 | 6.0623 | 4.6554
|  | 156000 | 11.8976 | 6.0709 | 4.6198
|  | 158000 | 11.782 | 6.4486 | 4.7094
|  | 160000 | 10.948 | 6.3393 | 5.0333
|  | 162000 | 12.0641 | 6.3413 | 5.3479
|  | 164000 | 12.6852 | 6.5211 | 5.2765
|  | 166000 | 9.3752 | 6.1831 | 5.5729
|  | 168000 | 9.4237 | 6.2124 | 5.1045
|  | 170000 | 9.8189 | 6.919 | 4.6647
|  | 172000 | 10.3406 | 6.3977 | 4.6586
|  | 174000 | 11.9091 | 5.857 | 5.3136
|  | 176000 | 12.744 | 5.8641 | 4.7789
|  | 178000 | 12.733 | 5.6283 | 5.1636
|  | 180000 | 13.2921 | 5.605 | 5.3116
|  | 182000 | 12.0528 | 6.3925 | 4.3039
|  | 184000 | 11.1448 | 6.4485 | 4.2297
|  | 186000 | 11.043 | 6.4825 | 5.0328
|  | 188000 | 10.4765 | 6.2845 | 5.3161
|  | 190000 | 10.2308 | 6.4173 | 4.7808
|  | 192000 | 11.6484 | 6.1768 | 4.7798
|  | 194000 | 11.8782 | 5.304 | 5.3698
|  | 196000 | 12.2527 | 6.2846 | 5.1162
|  | 198000 | 11.851 | 6.3975 | 5.3771
|  | 200000 | 13.1129 | 6.5119 | 5.756
|  | 202000 | 12.3171 | 6.0765 | 5.5179
|  | 204000 | 11.3575 | 5.56 | 4.5443
|  | 206000 | 9.9566 | 6.4563 | 5.1538
|  | 208000 | 10.7652 | 6.3356 | 5.3393
|  | 210000 | 11.3982 | 6.123 | 5.6684
|  | 212000 | 10.3367 | 6.0256 | 5.0324
|  | 214000 | 10.906 | 5.8797 | 5.0686
|  | 216000 | 11.7744 | 6.039 | 5.4363
|  | 218000 | 10.8915 | 5.3625 | 5.119
|  | 220000 | 10.9683 | 6.249 | 5.1686
|  | 222000 | 12.4173 | 6.6293 | 5.3708
|  | 224000 | 11.4693 | 6.4159 | 4.9417
|  | 226000 | 11.2022 | 6.5344 | 4.9515
|  | 228000 | 10.735 | 6.5649 | 4.8184
|  | 230000 | 10.6599 | 6.4843 | 5.2881
|  | 232000 | 11.5066 | 6.4557 | 5.4183
|  | 234000 | 11.3306 | 5.5445 | 5.6187
|  | 236000 | 10.9319 | 5.672 | 4.9643
|  | 238000 | 11.3783 | 5.8817 | 4.8926
|  | 240000 | 10.8926 | 6.3556 | 5.6251
|  | 242000 | 11.1143 | 6.1501 | 5.4468
|  | 244000 | 10.2615 | 5.3993 | 4.8525
|  | 246000 | 11.8676 | 4.4298 | 5.0514
|  | 248000 | 10.9766 | 5.8519 | 5.3143
|  | 250000 | 10.4067 | 6.428 | 5.1857
|  | 252000 | 11.5393 | 5.8364 | 5.267
|  | 254000 | 11.8662 | 4.7947 | 5.3074
|  | 256000 | 10.5222 | 5.8047 | 4.7747
|  | 258000 | 10.6081 | 6.0181 | 4.6079
|  | 260000 | 11.9175 | 5.6875 | 4.7055
|  | 262000 | 13.0736 | 5.8061 | 5.018
|  | 264000 | 11.2921 | 6.3827 | 4.4195
|  | 266000 | 10.9604 | 5.6818 | 4.9669
|  | 268000 | 11.105 | 5.5546 | 5.4808
|  | 270000 | 10.9595 | 6.3776 | 5.5225
|  | 272000 | 10.9926 | 6.3289 | 4.6638
|  | 274000 | 11.1549 | 5.6125 | 4.6311
|  | 276000 | 11.1103 | 6.04 | 4.9286
|  | 278000 | 11.1988 | 6.9398 | 5.3436
|  | 280000 | 12.133 | 6.6066 | 5.1267
|  | 282000 | 12.5562 | 5.656 | 5.1306
|  | 284000 | 9.5058 | 5.5676 | 4.9854
|  | 286000 | 9.7051 | 6.3666 | 4.8104
|  | 288000 | 12.1701 | 5.9981 | 4.6479
|  | 290000 | 12.2055 | 6.0883 | 4.3977
|  | 292000 | 12.1945 | 5.5603 | 4.5557
|  | 294000 | 11.2375 | 5.5954 | 4.3222
|  | 296000 | 9.6773 | 5.8565 | 4.5062
|  | 298000 | 11.0499 | 6.0567 | 4.57
|  | 300000 | 9.2363 | 6.6988 | 4.895
|  | 302000 | 10.4199 | 6.1228 | 4.9013
|  | 304000 | 11.9818 | 6.4449 | 4.9061
|  | 306000 | 11.2474 | 5.8873 | 4.9627
|  | 308000 | 12.2471 | 5.8112 | 4.8297
|  | 310000 | 11.176 | 6.3514 | 4.6082
|  | 312000 | 9.934 | 6.6478 | 4.7748
|  | 314000 | 11.1211 | 6.4799 | 4.5879
|  | 316000 | 10.9308 | 6.5635 | 4.6476
|  | 318000 | 9.7814 | 5.5747 | 5.3076
|  | 320000 | 9.7935 | 5.3429 | 5.2613
|  | 322000 | 11.0137 | 5.3403 | 5.2662
|  | 324000 | 11.6479 | 5.5403 | 4.6631
|  | 326000 | 13.1711 | 5.5439 | 4.8532
|  | 328000 | 11.6582 | 5.3619 | 5.2731
|  | 330000 | 10.9464 | 6.182 | 5.1073
|  | 332000 | 12.0816 | 5.8587 | 4.9911
|  | 334000 | 10.9228 | 5.9569 | 5.0616
|  | 336000 | 10.1893 | 6.3267 | 4.5902
|  | 338000 | 10.927 | 6.1147 | 4.3615
|  | 340000 | 11.1415 | 6.0179 | 3.7265
|  | 342000 | 10.8037 | 6.1155 | 4.167
|  | 344000 | 10.3223 | 6.6649 | 4.5857
|  | 346000 | 10.3663 | 5.9193 | 5.3723
|  | 348000 | 10.7279 | 5.2875 | 5.5792
|  | 350000 | 10.1989 | 6.1325 | 5.294
|  | 352000 | 10.5161 | 6.3676 | 4.8486
|  | 354000 | 11.6322 | 5.5301 | 4.7014
|  | 356000 | 12.649 | 5.4893 | 4.9138
|  | 358000 | 11.149 | 5.8132 | 4.6134
|  | 360000 | 10.4722 | 6.6028 | 4.8106
|  | 362000 | 10.4026 | 6.1267 | 4.6937
|  | 364000 | 10.9211 | 5.9124 | 5.1257
|  | 366000 | 10.0663 | 5.6239 | 5.0981
|  | 368000 | 10.9009 | 5.8293 | 5.1764
|  | 370000 | 10.0445 | 5.6308 | 5.2922
|  | 372000 | 11.1771 | 5.5355 | 5.0774
|  | 374000 | 11.5682 | 5.7539 | 4.7744
|  | 376000 | 11.2394 | 5.6829 | 4.4574
|  | 378000 | 9.6674 | 5.4922 | 4.2189
|  | 380000 | 9.8043 | 6.8551 | 4.9218
|  | 382000 | 10.8755 | 6.7082 | 5.0745
|  | 384000 | 11.4006 | 5.5462 | 4.7738
|  | 386000 | 11.2514 | 5.8019 | 4.7163
|  | 388000 | 10.6601 | 5.5013 | 5.173
|  | 390000 | 11.1572 | 5.3408 | 5.0896
|  | 392000 | 10.9184 | 5.9615 | 4.6623
|  | 394000 | 10.7385 | 5.9968 | 4.4346
|  | 396000 | 9.9305 | 5.7992 | 4.7163
|  | 398000 | 11.6084 | 6.7418 | 4.6278
|  | 400000 | 9.1768 | 5.9884 | 5.086
|  | 402000 | 8.841 | 4.9998 | 5.3361
|  | 404000 | 10.702 | 5.3933 | 5.0036
|  | 406000 | 11.5982 | 5.638 | 4.9193
|  | 408000 | 9.9898 | 5.7436 | 4.7801
|  | 410000 | 11.4807 | 6.4285 | 5.0293
|  | 412000 | 11.6058 | 5.8844 | 4.6248
|  | 414000 | 12.9847 | 6.0178 | 4.647
|  | 416000 | 12.2775 | 6.0511 | 4.9739
|  | 418000 | 11.9226 | 5.8024 | 4.739
|  | 420000 | 12.0445 | 5.4657 | 4.885
|  | 422000 | 10.0426 | 6.0774 | 5.263
|  | 424000 | 9.4918 | 6.6334 | 5.2959
|  | 426000 | 10.8124 | 5.6684 | 4.8893
|  | 428000 | 10.9718 | 5.7405 | 4.822
|  | 430000 | 11.176 | 5.987 | 5.4034
|  | 432000 | 11.8906 | 5.9345 | 5.0511
|  | 434000 | 11.4626 | 5.8648 | 4.7491
|  | 436000 | 11.0088 | 6.378 | 4.7516
|  | 438000 | 11.8496 | 5.7032 | 5.4731
|  | 440000 | 11.7935 | 6.2894 | 5.4079
|  | 442000 | 10.1258 | 6.3692 | 5.3487
|  | 444000 | 9.5713 | 6.4984 | 4.9072
|  | 446000 | 9.6562 | 6.1178 | 4.5278
|  | 448000 | 8.5397 | 6.2188 | 4.8156
|  | 450000 | 11.4261 | 5.9716 | 4.9696
|  | 452000 | 12.554 | 5.9281 | 4.9846
|  | 454000 | 9.9649 | 5.43 | 4.956
|  | 456000 | 10.3518 | 4.7929 | 4.889
|  | 458000 | 12.4038 | 6.055 | 4.9766
|  | 460000 | 12.0483 | 6.0405 | 4.8441
|  | 462000 | 11.0283 | 5.5052 | 5.0984
|  | 464000 | 11.1756 | 5.0585 | 5.2737
|  | 466000 | 9.3884 | 5.6728 | 4.9453
|  | 468000 | 9.6815 | 5.3758 | 5.1489
|  | 470000 | 10.2649 | 5.3023 | 5.111
|  | 472000 | 11.3638 | 5.7098 | 5.2685
|  | 474000 | 11.7994 | 5.8703 | 5.2429
|  | 476000 | 13.3618 | 5.6527 | 5.1406
|  | 478000 | 11.1663 | 5.5514 | 4.9044
|  | 480000 | 10.1364 | 5.8578 | 4.7342
|  | 482000 | 10.8438 | 5.9603 | 5.1086
|  | 484000 | 10.071 | 5.5519 | 4.9535
|  | 486000 | 9.2635 | 5.6683 | 3.792
|  | 488000 | 9.7591 | 6.1367 | 4.1041
|  | 490000 | 9.8291 | 6.1645 | 4.3994
|  | 492000 | 10.2418 | 5.8742 | 4.5229
|  | 494000 | 10.4274 | 5.7264 | 4.4934
|  | 496000 | 9.4955 | 5.3634 | 4.8623
|  | 498000 | 9.4861 | 5.7989 | 4.436
|  | 500000 | 8.663 | 5.611 | 4.7423
|  | 502000 | 8.2957 | 5.6856 | 4.8889
|  | 504000 | 8.735 | 5.5139 | 4.4311
|  | 506000 | 9.4574 | 5.7899 | 4.8989
|  | 508000 | 10.2531 | 5.8256 | 5.2576
|  | 510000 | 10.8522 | 5.8932 | 5.1878
|  | 512000 | 10.8266 | 5.8243 | 4.9139
|  | 514000 | 9.8181 | 5.5229 | 4.8083
|  | 516000 | 10.5276 | 5.4637 | 5.0617
|  | 518000 | 11.2199 | 5.9217 | 4.8014
|  | 520000 | 12.5811 | 5.7331 | 4.9929
|  | 522000 | 10.5666 | 5.5151 | 4.4279
|  | 524000 | 10.9746 | 5.6674 | 4.5485
|  | 526000 | 11.523 | 5.5067 | 4.7345
|  | 528000 | 12.0695 | 5.3453 | 4.455
|  | 530000 | 10.6371 | 5.6757 | 4.4981
|  | 532000 | 10.1708 | 6.0545 | 4.3322
|  | 534000 | 11.4244 | 6.1504 | 4.9907
|  | 536000 | 11.5082 | 6.0493 | 5.0889
|  | 538000 | 10.8631 | 6.0758 | 4.6193
|  | 540000 | 10.948 | 6.0038 | 4.8249
|  | 542000 | 9.8153 | 6.2056 | 5.2511
|  | 544000 | 9.4591 | 5.8721 | 5.3258
|  | 546000 | 9.1849 | 4.8855 | 4.9343
|  | 548000 | 8.5079 | 5.0295 | 4.4535
|  | 550000 | 9.9524 | 5.6412 | 4.3148
|  | 552000 | 10.0268 | 5.6213 | 4.286
|  | 554000 | 8.9601 | 6.1259 | 4.4641
|  | 556000 | 9.9397 | 6.0998 | 5.0631
|  | 558000 | 11.5021 | 5.507 | 5.5448
|  | 560000 | 10.6312 | 6.0546 | 5.3286
|  | 562000 | 12.3183 | 6.1023 | 4.6522
|  | 564000 | 11.0476 | 6.3333 | 4.733
|  | 566000 | 10.1369 | 6.4359 | 5.3245
|  | 568000 | 10.7665 | 6.2257 | 5.1378
|  | 570000 | 10.4116 | 6.0075 | 5.1142
|  | 572000 | 9.1921 | 5.0927 | 5.4153
|  | 574000 | 9.3406 | 5.4772 | 5.4713
|  | 576000 | 11.3945 | 6.1418 | 5.1065
|  | 578000 | 10.4293 | 6.1905 | 5.0269
|  | 580000 | 11.786 | 5.2256 | 4.7834
|  | 582000 | 11.0286 | 5.3268 | 4.6795
|  | 584000 | 10.6687 | 5.8315 | 4.5641
|  | 586000 | 11.2768 | 5.6049 | 4.984
|  | 588000 | 10.9936 | 5.4892 | 4.906
|  | 590000 | 9.8483 | 5.15 | 4.8982
|  | 592000 | 10.5935 | 4.7298 | 4.8741
|  | 594000 | 11.6007 | 5.3672 | 4.5254
|  | 596000 | 10.3068 | 5.1735 | 4.6861
|  | 598000 | 8.9524 | 5.7041 | 4.608
|  | 600000 | 9.1606 | 5.9979 | 4.8859
|  | 602000 | 10.0784 | 5.6864 | 4.4317
|  | 604000 | 10.9557 | 5.9443 | 4.4284
|  | 606000 | 10.385 | 6.0282 | 4.7677
|  | 608000 | 9.1433 | 5.5859 | 4.8263
|  | 610000 | 9.4035 | 5.6769 | 4.6316
|  | 612000 | 8.7746 | 5.3755 | 4.9651
|  | 614000 | 9.5892 | 5.6291 | 4.9248
|  | 616000 | 11.2704 | 5.8616 | 4.7148
|  | 618000 | 11.1563 | 5.9485 | 4.6445
|  | 620000 | 9.7071 | 5.6839 | 5.0204
|  | 622000 | 8.1591 | 5.7345 | 5.094
|  | 624000 | 8.4312 | 5.9499 | 4.8564
|  | 626000 | 10.8894 | 6.0653 | 4.634
|  | 628000 | 11.1174 | 6.0895 | 4.343
|  | 630000 | 10.223 | 5.7989 | 4.5478
|  | 632000 | 9.9584 | 4.9984 | 4.7427
|  | 634000 | 8.5198 | 5.3582 | 4.6883
|  | 636000 | 9.5055 | 4.9824 | 5.049
|  | 638000 | 10.2007 | 5.5443 | 4.7281
|  | 640000 | 9.5967 | 5.7936 | 4.9062
|  | 642000 | 10.9072 | 5.077 | 5.1055
|  | 644000 | 12.7327 | 5.5038 | 4.5682
|  | 646000 | 12.4467 | 5.8929 | 4.3636
|  | 648000 | 10.4868 | 6.414 | 4.6514
|  | 650000 | 10.1126 | 5.2617 | 4.9319
|  | 652000 | 11.0239 | 5.5756 | 4.5907
|  | 654000 | 10.4937 | 5.4955 | 4.7933
|  | 656000 | 9.2545 | 5.4742 | 4.7443
|  | 658000 | 9.6352 | 5.7398 | 4.28
|  | 660000 | 10.2888 | 5.6617 | 4.3735
|  | 662000 | 10.3121 | 5.6554 | 4.763
|  | 664000 | 10.4904 | 6.1928 | 5.4457
|  | 666000 | 10.4888 | 5.9011 | 5.1528
|  | 668000 | 9.1889 | 5.7331 | 5.0433
|  | 670000 | 9.956 | 5.9415 | 5.3255
|  | 672000 | 11.5257 | 6.0275 | 4.5938
|  | 674000 | 10.8484 | 6.0853 | 4.5073
|  | 676000 | 9.5503 | 5.8049 | 4.8978
|  | 678000 | 10.2023 | 5.8015 | 5.1026
|  | 680000 | 9.4877 | 6.366 | 5.0915
|  | 682000 | 9.7266 | 5.9592 | 4.639
|  | 684000 | 9.77 | 6.1893 | 4.991
|  | 686000 | 10.3488 | 5.375 | 4.9037
|  | 688000 | 10.4728 | 5.5843 | 5.4281
|  | 690000 | 8.6671 | 5.7474 | 5.0255
|  | 692000 | 9.7515 | 5.7225 | 4.859
|  | 694000 | 11.3317 | 6.1982 | 4.3925
|  | 696000 | 11.5743 | 6.145 | 4.8542
|  | 698000 | 11.754 | 5.7873 | 4.6677
|  | 700000 | 12.3994 | 5.7671 | 5.2947
|  | 702000 | 11.2845 | 6.2396 | 5.1885
|  | 704000 | 10.3635 | 6.018 | 5.3386
|  | 706000 | 11.4301 | 6.0728 | 5.0677
|  | 708000 | 9.7549 | 5.3934 | 4.8111
|  | 710000 | 8.8484 | 5.4005 | 5.2654
|  | 712000 | 9.2641 | 5.0631 | 4.3037
|  | 714000 | 10.3395 | 5.5072 | 4.556
|  | 716000 | 10.6395 | 6.3841 | 5.1983
|  | 718000 | 8.237 | 5.8251 | 4.9944
|  | 720000 | 8.7604 | 5.4586 | 4.5533
|  | 722000 | 9.3528 | 4.8824 | 5.3392
|  | 724000 | 9.0247 | 5.7085 | 5.4548
|  | 726000 | 9.7957 | 6.1355 | 5.5779
|  | 728000 | 9.9885 | 5.7272 | 5.394
|  | 730000 | 9.7097 | 5.9984 | 4.8055
|  | 732000 | 10.2232 | 5.9302 | 5.2209
|  | 734000 | 9.6568 | 6.0202 | 5.1963
|  | 736000 | 8.6449 | 6.0921 | 4.5221
|  | 738000 | 8.9 | 6.1827 | 4.8023
|  | 740000 | 10.3969 | 6.7904 | 4.8732
|  | 742000 | 9.6487 | 6.3414 | 4.8848
|  | 744000 | 10.0879 | 5.4768 | 4.5155
|  | 746000 | 9.8891 | 6.3058 | 4.6958
|  | 748000 | 8.2386 | 5.9443 | 5.2588
|  | 750000 | 8.3761 | 5.5109 | 4.7998
|  | 752000 | 9.5407 | 5.5323 | 4.9429
|  | 754000 | 9.8356 | 5.7791 | 5.0288
|  | 756000 | 10.1687 | 5.9435 | 5.009
|  | 758000 | 9.9964 | 5.8152 | 5.1066
|  | 760000 | 9.0032 | 5.5982 | 4.8503
|  | 762000 | 10.3719 | 5.6258 | 4.7069
|  | 764000 | 9.2301 | 5.7405 | 4.6896
|  | 766000 | 9.7684 | 6.5035 | 4.629
|  | 768000 | 9.6789 | 6.1436 | 5.2759
|  | 770000 | 9.02 | 5.682 | 4.7299
|  | 772000 | 9.3549 | 5.7355 | 4.6364
|  | 774000 | 10.2127 | 5.3491 | 4.5097
|  | 776000 | 8.4673 | 4.8616 | 4.5703
|  | 778000 | 8.5324 | 5.1979 | 4.3659
|  | 780000 | 9.6247 | 5.2877 | 4.8045
|  | 782000 | 7.5506 | 5.6995 | 4.6776
|  | 784000 | 7.7253 | 5.3825 | 4.5221
|  | 786000 | 9.8174 | 5.3066 | 5.2752
|  | 788000 | 10.6252 | 5.1227 | 4.9678
|  | 790000 | 9.6123 | 6.0217 | 5.0616
|  | 792000 | 9.2442 | 6.0245 | 4.6808
|  | 794000 | 8.6242 | 6.1694 | 3.9584
|  | 796000 | 8.5244 | 6.4534 | 4.4624
|  | 798000 | 9.014 | 6.2872 | 4.9539
|  | 800000 | 11.2094 | 5.6183 | 4.726
|  | 802000 | 11.2516 | 5.4387 | 5.0564
|  | 804000 | 9.2323 | 5.5611 | 5.2742
|  | 806000 | 8.8479 | 5.6227 | 5.3259
|  | 808000 | 9.9787 | 6.1859 | 4.951
|  | 810000 | 9.709 | 5.7861 | 5.3233
|  | 812000 | 10.3846 | 5.5331 | 4.7261
|  | 814000 | 10.4198 | 6.0249 | 4.3659
|  | 816000 | 10.4174 | 5.549 | 4.7391
|  | 818000 | 10.4453 | 5.1519 | 4.6936
|  | 820000 | 9.2282 | 4.7619 | 4.131
|  | 822000 | 10.5289 | 5.432 | 4.267
|  | 824000 | 11.2555 | 5.5274 | 4.4905
|  | 826000 | 9.9527 | 5.8086 | 5.0849
|  | 828000 | 9.4778 | 5.6335 | 4.8302
|  | 830000 | 10.8235 | 6.0293 | 4.9576
|  | 832000 | 9.9393 | 5.6377 | 5.6694
|  | 834000 | 10.2509 | 5.457 | 5.3351
|  | 836000 | 11.1734 | 5.1504 | 4.3781
|  | 838000 | 10.6286 | 5.7887 | 4.6447
|  | 840000 | 9.5561 | 5.9302 | 4.8128
|  | 842000 | 9.1047 | 5.6056 | 4.6267
|  | 844000 | 9.1037 | 5.8476 | 4.7257
|  | 846000 | 10.3158 | 6.4519 | 5.0252
|  | 848000 | 9.2172 | 6.011 | 5.0874
|  | 850000 | 9.4086 | 4.9618 | 4.6388
|  | 852000 | 9.578 | 4.7492 | 4.7989
|  | 854000 | 9.4009 | 5.2891 | 4.9102
|  | 856000 | 9.7912 | 6.0534 | 4.9433
|  | 858000 | 10.324 | 5.8275 | 4.6027
|  | 860000 | 10.0975 | 5.9708 | 4.5827
|  | 862000 | 9.2388 | 6.0109 | 4.9923
|  | 864000 | 9.718 | 5.7696 | 4.5674
|  | 866000 | 10.496 | 5.1741 | 4.3086
|  | 868000 | 12.1972 | 5.5656 | 4.3434
|  | 870000 | 11.4301 | 6.1571 | 4.4473
|  | 872000 | 9.8658 | 6.4101 | 4.9352
|  | 874000 | 8.8306 | 6.1818 | 4.5908
|  | 876000 | 8.9161 | 6.2255 | 4.3761
|  | 878000 | 10.0474 | 6.0715 | 5.1317
|  | 880000 | 10.4887 | 5.9298 | 5.0461
|  | 882000 | 9.7677 | 6.2996 | 5.2673
|  | 884000 | 9.174 | 5.8753 | 4.6972
|  | 886000 | 10.2193 | 5.725 | 4.6105
|  | 888000 | 10.2099 | 5.5576 | 4.5631
|  | 890000 | 9.8372 | 5.7573 | 4.7203
|  | 892000 | 10.6492 | 5.736 | 4.7575
|  | 894000 | 10.742 | 5.8127 | 4.732
|  | 896000 | 9.9561 | 5.7895 | 4.895
|  | 898000 | 8.7744 | 5.6275 | 5.1146
|  | 900000 | 8.4817 | 5.8505 | 4.8276
|  | 902000 | 10.0792 | 5.5105 | 4.9
|  | 904000 | 10.8553 | 6.1573 | 4.127
|  | 906000 | 11.0363 | 6.4149 | 4.3184
|  | 908000 | 9.6913 | 5.2976 | 4.6844
|  | 910000 | 8.9175 | 4.8462 | 4.8397
|  | 912000 | 9.5444 | 5.6594 | 4.9003
|  | 914000 | 9.4399 | 5.3521 | 4.6951
|  | 916000 | 10.2503 | 5.0121 | 4.5172
|  | 918000 | 9.4989 | 5.3835 | 4.5518
|  | 920000 | 10.2325 | 5.0828 | 4.8097
|  | 922000 | 10.3331 | 4.4701 | 4.9096
|  | 924000 | 9.8915 | 5.1165 | 5.2492
|  | 926000 | 9.5405 | 5.4068 | 4.5454
|  | 928000 | 8.542 | 5.771 | 4.6991
|  | 930000 | 8.651 | 6.1786 | 4.8479
|  | 932000 | 9.8135 | 6.2606 | 4.7716
|  | 934000 | 9.7475 | 6.0728 | 4.8363
|  | 936000 | 10.2622 | 5.2322 | 5.0124
|  | 938000 | 10.3624 | 4.5086 | 4.6804
|  | 940000 | 9.6964 | 4.9603 | 4.4141
|  | 942000 | 8.7307 | 5.2335 | 4.3111
|  | 944000 | 9.4415 | 5.322 | 4.4227
|  | 946000 | 10.1027 | 5.9022 | 4.1081
|  | 948000 | 9.0769 | 5.6701 | 4.7545
|  | 950000 | 8.7493 | 5.748 | 4.8606
|  | 952000 | 8.783 | 5.795 | 4.9224
|  | 954000 | 10.1418 | 5.5116 | 4.6344
|  | 956000 | 10.6002 | 5.5788 | 4.2079
|  | 958000 | 9.5524 | 5.6009 | 4.4363
|  | 960000 | 9.605 | 5.0981 | 5.1313
|  | 962000 | 10.9216 | 5.1564 | 4.8314
|  | 964000 | 11.3557 | 5.5407 | 4.611
|  | 966000 | 10.172 | 5.4059 | 4.4736
|  | 968000 | 10.5801 | 5.1847 | 4.3389
|  | 970000 | 10.471 | 5.2018 | 4.8944
|  | 972000 | 9.0158 | 5.4222 | 5.4406
|  | 974000 | 7.6271 | 6.3408 | 5.1815
|  | 976000 | 10.2581 | 6.0497 | 5.2072
|  | 978000 | 10.7951 | 5.8994 | 4.8643
|  | 980000 | 10.3845 | 5.1219 | 4.7284
|  | 982000 | 10.3007 | 5.2024 | 4.8867
|  | 984000 | 9.6754 | 5.0322 | 4.8205
|  | 986000 | 9.297 | 4.9035 | 4.6707
|  | 988000 | 10.4236 | 5.1574 | 4.5755
|  | 990000 | 9.3585 | 5.5602 | 5.2747
|  | 992000 | 9.0077 | 6.1067 | 5.467
|  | 994000 | 8.9456 | 5.7021 | 4.987
|  | 996000 | 8.8293 | 5.283 | 4.7557
|  | 998000 | 10.3145 | 5.6422 | 4.9714
|  | 1000000 | 10.2285 | 6.0505 | 5.2106
|  | 1000000 | 10.4626 | 6.1022 | 4.5135
|  | 1003330 | 9.9786 | 4.7906 | 4.5477
|  | 1006670 | 9.6299 | 4.6173 | 4.5758
|  | 1010000 | 9.1061 | 5.3266 | 4.7794
|  | 1013330 | 9.1295 | 5.5442 | 4.9356
|  | 1016670 | 8.5641 | 5.4836 | 4.4407
|  | 1020000 | 8.6431 | 4.8541 | 4.1321
|  | 1023330 | 9.095 | 5.4305 | 4.3736
|  | 1026670 | 9.0769 | 5.0586 | 4.7054
|  | 1030000 | 8.8908 | 5.9557 | 4.3972
|  | 1033330 | 8.7794 | 5.9621 | 4.4657
|  | 1036670 | 7.8979 | 6.3293 | 5.1901
|  | 1040000 | 9.512 | 5.7182 | 4.6442
|  | 1043330 | 9.5072 | 5.3048 | 4.3961
|  | 1046670 | 8.4229 | 4.6897 | 4.3084
|  | 1050000 | 9.1457 | 5.0293 | 4.632
|  | 1053330 | 9.2481 | 5.4412 | 4.8424
|  | 1056670 | 10.5023 | 5.3875 | 4.5212
|  | 1060000 | 9.7508 | 5.3325 | 4.638
|  | 1063330 | 8.9948 | 5.4453 | 4.9565
|  | 1066670 | 10.4853 | 5.6998 | 4.9972
|  | 1070000 | 10.3106 | 5.4311 | 4.7102
|  | 1073330 | 9.8655 | 5.7236 | 5.073
|  | 1076670 | 8.4497 | 5.6773 | 4.5469
|  | 1080000 | 9.0074 | 5.7592 | 4.6386
|  | 1083330 | 9.8837 | 5.5871 | 4.0055
|  | 1086670 | 10.1059 | 5.6523 | 4.6912
|  | 1090000 | 10.0453 | 4.8714 | 4.6919
|  | 1093330 | 9.9968 | 5.0575 | 4.6285
|  | 1096670 | 10.1117 | 5.4006 | 4.7408
|  | 1100000 | 9.2455 | 5.7215 | 4.6368
|  | 1103330 | 9.5947 | 5.2811 | 5.0179
|  | 1106670 | 9.0869 | 5.4808 | 4.6488
|  | 1110000 | 9.9061 | 5.5905 | 4.5275
|  | 1113330 | 10.0428 | 5.4074 | 4.9215
|  | 1116670 | 9.8656 | 5.8982 | 5.3652
|  | 1120000 | 10.0078 | 5.7876 | 5.1786
|  | 1123330 | 9.2513 | 5.5841 | 5.1128
|  | 1126670 | 8.8194 | 5.0678 | 5.0393
|  | 1130000 | 9.7425 | 4.8889 | 4.5525
|  | 1133330 | 8.5234 | 4.9082 | 3.9307
|  | 1136670 | 8.2658 | 5.2737 | 4.5685
|  | 1140000 | 8.436 | 5.6968 | 4.8589
|  | 1143330 | 9.104 | 5.6095 | 4.4569
|  | 1146670 | 7.6848 | 5.5902 | 4.7957
|  | 1150000 | 8.5252 | 5.293 | 5.4076
|  | 1153330 | 9.9759 | 5.7953 | 4.7347
|  | 1156670 | 10.5233 | 6.124 | 4.7245
|  | 1160000 | 11.6453 | 6.4888 | 4.7554
|  | 1163330 | 9.1686 | 6.066 | 4.6156
|  | 1166670 | 9.5029 | 5.7347 | 4.2405
|  | 1170000 | 10.296 | 5.745 | 4.6244
|  | 1173330 | 9.6301 | 5.1366 | 4.7451
|  | 1176670 | 9.7831 | 4.3492 | 4.3827
|  | 1180000 | 9.5364 | 4.3179 | 4.6301
|  | 1183330 | 8.4989 | 4.654 | 4.4549
|  | 1186670 | 9.3102 | 4.9775 | 3.8422
|  | 1190000 | 10.2161 | 4.8838 | 3.9294
|  | 1193330 | 10.3126 | 4.4595 | 4.9521
|  | 1196670 | 11.2074 | 4.7945 | 4.7943
|  | 1200000 | 10.1685 | 5.5632 | 4.0953
|  | 1203330 | 8.8934 | 5.4841 | 4.5471
|  | 1206670 | 9.0878 | 4.8406 | 4.7111
|  | 1210000 | 9.4815 | 4.9646 | 4.3218
|  | 1213330 | 10.5654 | 5.1606 | 4.4308
|  | 1216670 | 9.7303 | 5.0988 | 4.5847
|  | 1220000 | 8.9823 | 5.3665 | 4.4434
|  | 1223330 | 8.8618 | 5.5327 | 4.7585
|  | 1226670 | 8.5259 | 4.9809 | 4.7853
|  | 1230000 | 10.196 | 5.329 | 4.4196
|  | 1233330 | 9.7675 | 5.9415 | 4.824
|  | 1236670 | 8.9338 | 5.6744 | 4.6335
|  | 1240000 | 8.1776 | 5.5839 | 4.5353
|  | 1243330 | 8.2622 | 4.9666 | 4.506
|  | 1246670 | 9.6999 | 5.6218 | 4.6473
|  | 1250000 | 9.7178 | 5.924 | 5.1223
|  | 1253330 | 10.2605 | 5.1415 | 4.849
|  | 1256670 | 9.2018 | 5.1285 | 4.6842
|  | 1260000 | 8.2646 | 5.081 | 4.923
|  | 1263330 | 8.679 | 5.7205 | 4.6661
|  | 1266670 | 8.6006 | 5.6464 | 4.7197
|  | 1270000 | 11.0338 | 5.5811 | 4.6006
|  | 1273330 | 8.5857 | 5.6503 | 4.7985
|  | 1276670 | 10.268 | 4.925 | 4.7299
|  | 1280000 | 9.8351 | 4.8211 | 4.1417
|  | 1283330 | 9.3751 | 5.5585 | 4.4402
|  | 1286670 | 9.0361 | 6.0819 | 4.5906
|  | 1290000 | 9.2998 | 5.8549 | 4.2232
|  | 1293330 | 9.2713 | 5.8369 | 4.7462
|  | 1296670 | 10.5434 | 5.9247 | 4.8242
|  | 1300000 | 10.4717 | 5.2689 | 4.5217
|  | 1303330 | 9.8557 | 4.9672 | 4.4087
|  | 1306670 | 9.0583 | 5.3842 | 4.1305
|  | 1310000 | 8.5639 | 4.7377 | 4.2783
|  | 1313330 | 9.1678 | 5.8549 | 4.5977
|  | 1316670 | 9.7595 | 6.1755 | 4.8348
|  | 1320000 | 10.3805 | 6.0232 | 4.7078
|  | 1323330 | 10.6565 | 5.3768 | 4.657
|  | 1326670 | 10.5805 | 5.1364 | 4.2446
|  | 1330000 | 10.2007 | 5.1198 | 4.3752
|  | 1333330 | 9.4732 | 4.6644 | 4.6701
|  | 1336670 | 8.5438 | 5.43 | 4.6823
|  | 1340000 | 9.0255 | 5.5261 | 4.6116
|  | 1343330 | 9.9321 | 5.9484 | 4.9826
|  | 1346670 | 7.6428 | 6.2114 | 4.9588
|  | 1350000 | 8.2565 | 5.596 | 4.4172
|  | 1353330 | 9.6945 | 5.0483 | 4.5772
|  | 1356670 | 9.6318 | 5.253 | 4.2859
|  | 1360000 | 8.1706 | 5.3604 | 5.0763
|  | 1363330 | 8.2593 | 5.7968 | 5.003
|  | 1366670 | 8.9865 | 5.5709 | 4.6598
|  | 1370000 | 8.7592 | 5.1621 | 4.6559
|  | 1373330 | 9.6907 | 4.8564 | 4.5788
|  | 1376670 | 10.1632 | 5.5311 | 4.4457
|  | 1380000 | 10.2625 | 5.4806 | 4.5201
|  | 1383330 | 8.8193 | 5.3482 | 4.9419
|  | 1386670 | 8.5746 | 5.5426 | 4.6137
|  | 1390000 | 8.4982 | 4.7656 | 3.983
|  | 1393330 | 9.9494 | 4.871 | 4.6345
|  | 1396670 | 10.5577 | 5.1544 | 4.8412
|  | 1400000 | 10.0378 | 5.2878 | 4.8328
|  | 1403330 | 8.1841 | 5.5854 | 4.697
|  | 1406670 | 9.0457 | 6.0814 | 4.4286
|  | 1410000 | 8.0664 | 5.8982 | 4.7889
|  | 1413330 | 7.939 | 5.5495 | 4.1298
|  | 1416670 | 8.529 | 5.2546 | 4.1944
|  | 1420000 | 10.5431 | 5.3454 | 5.1989
|  | 1423330 | 9.1724 | 5.6066 | 5.2809
|  | 1426670 | 8.0294 | 5.0842 | 4.7524
|  | 1430000 | 8.5443 | 5.4822 | 5.0983
|  | 1433330 | 10.1491 | 5.3624 | 4.5594
|  | 1436670 | 10.7955 | 4.8748 | 4.4084
|  | 1440000 | 10.5069 | 5.2832 | 4.7443
|  | 1443330 | 10.1439 | 5.8573 | 5.4251
|  | 1446670 | 9.5424 | 5.3825 | 5.2306
|  | 1450000 | 8.4067 | 5.3978 | 4.8143
|  | 1453330 | 8.0058 | 5.05 | 4.5414
|  | 1456670 | 7.8591 | 5.2395 | 3.9897
|  | 1460000 | 8.8686 | 5.5119 | 3.7085
|  | 1463330 | 10.7536 | 6.0084 | 4.5869
|  | 1466670 | 9.8618 | 5.2994 | 4.7709
|  | 1470000 | 8.054 | 5.3621 | 4.6505
|  | 1473330 | 8.3949 | 4.9587 | 4.5937
|  | 1476670 | 8.8207 | 5.2341 | 4.5596
|  | 1480000 | 8.818 | 5.1328 | 4.763
|  | 1483330 | 8.5642 | 5.3025 | 4.7714
|  | 1486670 | 8.6437 | 5.3155 | 4.9451
|  | 1490000 | 8.1403 | 5.2412 | 4.5886
|  | 1493330 | 8.8292 | 5.5864 | 4.1544
|  | 1496670 | 8.9442 | 5.272 | 4.7107
|  | 1500000 | 8.8133 | 5.5062 | 4.8118
|  | 1503330 | 8.4329 | 4.8116 | 4.8624
|  | 1506670 | 8.9978 | 4.5773 | 4.9848
|  | 1510000 | 9.9433 | 5.0554 | 4.8366
|  | 1513330 | 11.8711 | 5.1335 | 4.6756
|  | 1516670 | 11.6922 | 5.3614 | 4.789
|  | 1520000 | 8.5102 | 5.1642 | 4.5785
|  | 1523330 | 8.8448 | 6.0862 | 4.6509
|  | 1526670 | 9.9307 | 5.9498 | 4.8635
|  | 1530000 | 9.791 | 5.5782 | 4.1099
|  | 1533330 | 8.5608 | 5.2299 | 4.6031
|  | 1536670 | 10.2593 | 5.3946 | 4.6674
|  | 1540000 | 9.3977 | 5.1628 | 4.8503
|  | 1543330 | 9.1128 | 4.9612 | 4.8998
|  | 1546670 | 9.2883 | 4.8575 | 4.6133
|  | 1550000 | 9.1854 | 5.3462 | 4.1355
|  | 1553330 | 8.5035 | 5.8271 | 4.534
|  | 1556670 | 8.462 | 5.4569 | 4.3954
|  | 1560000 | 9.5581 | 5.7947 | 4.7596
|  | 1563330 | 9.4429 | 6.454 | 4.4904
|  | 1566670 | 7.7943 | 5.7553 | 4.5166
|  | 1570000 | 8.691 | 5.5216 | 4.1556
|  | 1573330 | 10.9556 | 4.7511 | 4.2882
|  | 1576670 | 10.3544 | 5.1858 | 5.0253
|  | 1580000 | 9.4493 | 5.1167 | 4.8702
|  | 1583330 | 9.0662 | 5.1958 | 4.9197
|  | 1586670 | 8.8525 | 5.062 | 4.7662
|  | 1590000 | 10.4999 | 4.6867 | 4.8199
|  | 1593330 | 9.8243 | 5.3689 | 4.5599
|  | 1596670 | 10.0651 | 5.0648 | 4.2655
|  | 1600000 | 9.5909 | 4.8795 | 4.7532
|  | 1603330 | 9.0963 | 5.2498 | 4.5652
|  | 1606670 | 9.4694 | 5.1535 | 5.0467
|  | 1610000 | 9.6366 | 5.6343 | 5.0752
|  | 1613330 | 11.3235 | 5.3577 | 4.2687
|  | 1616670 | 11.5727 | 4.8329 | 4.6892
|  | 1620000 | 8.7396 | 4.9653 | 4.4516
|  | 1623330 | 7.469 | 5.0807 | 4.6072
|  | 1626670 | 8.3638 | 4.912 | 4.916
|  | 1630000 | 9.7525 | 5.284 | 4.4352
|  | 1633330 | 9.9179 | 5.772 | 4.8441
|  | 1636670 | 9.6722 | 5.5819 | 4.574
|  | 1640000 | 10.3178 | 5.5754 | 4.3715
|  | 1643330 | 10.2036 | 5.6904 | 4.394
|  | 1646670 | 8.7624 | 5.595 | 4.0074
|  | 1650000 | 9.3059 | 5.7333 | 4.5337
|  | 1653330 | 8.1777 | 5.7517 | 4.7695
|  | 1656670 | 9.4996 | 5.3389 | 4.7995
|  | 1660000 | 8.9772 | 5.7302 | 5.0667
|  | 1663330 | 8.7817 | 5.7108 | 4.6166
|  | 1666670 | 8.4601 | 5.2332 | 4.5149
|  | 1670000 | 8.6119 | 5.265 | 4.218
|  | 1673330 | 9.6564 | 5.6158 | 4.6072
|  | 1676670 | 9.1132 | 5.9422 | 5.1606
|  | 1680000 | 9.2334 | 5.6809 | 5.2305
|  | 1683330 | 10.2107 | 5.0913 | 4.8284
|  | 1686670 | 9.0011 | 4.9351 | 4.6491
|  | 1690000 | 9.1096 | 5.5926 | 4.0624
|  | 1693330 | 10.1257 | 4.8548 | 4.5594
|  | 1696670 | 9.0673 | 5.3126 | 4.8886
|  | 1700000 | 8.5232 | 5.1925 | 4.0557
|  | 1703330 | 8.2641 | 5.3897 | 3.9369
|  | 1706670 | 9.4892 | 6.0693 | 3.8458
|  | 1710000 | 9.1329 | 5.5783 | 4.3621
|  | 1713330 | 7.1846 | 5.2349 | 4.552
|  | 1716670 | 8.6997 | 4.883 | 4.4353
|  | 1720000 | 9.5791 | 4.9161 | 4.6145
|  | 1723330 | 9.4832 | 5.0421 | 5.0406
|  | 1726670 | 10.3617 | 5.0431 | 4.7011
|  | 1730000 | 8.5364 | 4.7336 | 4.4643
|  | 1733330 | 7.4187 | 4.2136 | 4.6939
|  | 1736670 | 9.2427 | 4.9217 | 4.7336
|  | 1740000 | 10.6763 | 5.6606 | 4.3999
|  | 1743330 | 11.0632 | 6.2026 | 4.4621
|  | 1746670 | 10.5589 | 5.8168 | 4.6277
|  | 1750000 | 9.497 | 5.4409 | 5.2023
|  | 1753330 | 9.8351 | 5.6005 | 5.1574
|  | 1756670 | 9.9889 | 5.7701 | 4.271
|  | 1760000 | 10.5213 | 5.3024 | 4.2467
|  | 1763330 | 9.4472 | 4.3091 | 4.7461
|  | 1766670 | 9.2084 | 5.2059 | 4.3066
|  | 1770000 | 9.6607 | 5.3835 | 4.8904
|  | 1773330 | 9.5635 | 5.0268 | 4.8779
|  | 1776670 | 7.6388 | 4.6357 | 4.5742
|  | 1780000 | 8.3713 | 4.924 | 4.1974
|  | 1783330 | 8.9181 | 5.3944 | 4.3344
|  | 1786670 | 9.4781 | 5.8649 | 4.5334
|  | 1790000 | 8.7899 | 5.8565 | 4.181
|  | 1793330 | 8.2749 | 5.2611 | 4.3933
|  | 1796670 | 9.4159 | 4.8792 | 4.8064
|  | 1800000 | 10.2756 | 5.7029 | 5.143
|  | 1803330 | 10.1455 | 5.5172 | 5.3007
|  | 1806670 | 10.1868 | 5.0765 | 4.7971
|  | 1810000 | 9.7855 | 5.1973 | 5.0832
|  | 1813330 | 9.5619 | 5.2654 | 4.2909
|  | 1816670 | 8.7955 | 5.2384 | 4.1273
|  | 1820000 | 8.2017 | 5.4085 | 4.5061
|  | 1823330 | 9.3719 | 5.3417 | 4.5896
|  | 1826670 | 9.4968 | 4.3834 | 4.9607
|  | 1830000 | 9.2444 | 5.2037 | 5.0657
|  | 1833330 | 9.3852 | 5.3562 | 4.9415
|  | 1836670 | 9.5709 | 4.9446 | 4.6124
|  | 1840000 | 9.3422 | 4.7538 | 4.6293
|  | 1843330 | 10.2182 | 5.1294 | 4.7075
|  | 1846670 | 9.8583 | 5.3068 | 4.4103
|  | 1850000 | 10.2134 | 5.3242 | 4.0473
|  | 1853330 | 11.0295 | 5.2667 | 4.6033
|  | 1856670 | 10.1099 | 5.2367 | 4.5504
|  | 1860000 | 10.1507 | 5.3481 | 4.5943
|  | 1863330 | 10.1746 | 5.1554 | 4.8026
|  | 1866670 | 9.6174 | 5.3499 | 4.7187
|  | 1870000 | 8.6858 | 5.3356 | 4.6152
|  | 1873330 | 8.342 | 5.4893 | 4.4974
|  | 1876670 | 9.3755 | 5.5728 | 4.6854
|  | 1880000 | 9.3387 | 5.2076 | 4.3419
|  | 1883330 | 8.5179 | 5.3135 | 4.9185
|  | 1886670 | 8.7113 | 5.4402 | 4.781
|  | 1890000 | 9.7651 | 4.9953 | 4.8161
|  | 1893330 | 9.9441 | 4.6956 | 4.7736
|  | 1896670 | 9.8048 | 4.7689 | 4.5853
|  | 1900000 | 10.9197 | 5.172 | 4.979
|  | 1903330 | 9.5847 | 5.158 | 5.0787
|  | 1906670 | 8.6624 | 5.3559 | 4.1048
|  | 1910000 | 8.8345 | 5.2281 | 4.2816
|  | 1913330 | 8.0189 | 5.3995 | 4.4962
|  | 1916670 | 9.0474 | 5.255 | 5.0689
|  | 1920000 | 9.8914 | 5.4428 | 4.7324
|  | 1923330 | 8.7734 | 5.9815 | 4.4012
|  | 1926670 | 8.1346 | 5.5462 | 4.6024
|  | 1930000 | 8.0826 | 5.5702 | 5.0457
|  | 1933330 | 9.0977 | 5.3876 | 4.8972
|  | 1936670 | 9.1983 | 5.6398 | 4.8694
|  | 1940000 | 9.3923 | 5.6307 | 4.5617
|  | 1943330 | 9.1338 | 5.789 | 4.4624
|  | 1946670 | 9.2958 | 5.9018 | 4.7101
|  | 1950000 | 7.9845 | 5.68 | 5.2503
|  | 1953330 | 9.2393 | 5.1869 | 5.1399
|  | 1956670 | 9.2804 | 4.4919 | 4.8083
|  | 1960000 | 8.2894 | 4.4839 | 4.9969
|  | 1963330 | 8.5566 | 4.8891 | 5.1269
|  | 1966670 | 9.5363 | 4.8961 | 4.9673
|  | 1970000 | 10.3303 | 5.7057 | 4.6321
|  | 1973330 | 8.4033 | 5.6127 | 4.4091
|  | 1976670 | 7.9872 | 4.99 | 4.3467
|  | 1980000 | 8.1746 | 5.5863 | 3.787
|  | 1983330 | 7.7526 | 5.3426 | 4.0721
|  | 1986670 | 8.4272 | 5.5219 | 4.4043
|  | 1990000 | 8.753 | 5.7271 | 4.8774
|  | 1993330 | 9.0416 | 5.9309 | 4.9669
|  | 1996670 | 10.0028 | 5.1321 | 4.2247
|  | 2000000 | 10.6582 | 5.4712 | 3.964
|  | 2003330 | 9.3914 | 5.3998 | 4.723
|  | 2006670 | 10.0687 | 4.6641 | 4.8486
|  | 2010000 | 8.389 | 4.8039 | 4.9312
|  | 2013330 | 8.9363 | 4.9054 | 4.6024
|  | 2016670 | 9.8664 | 5.5242 | 4.3149
|  | 2020000 | 8.9231 | 5.7402 | 4.8718
|  | 2023330 | 9.6826 | 5.463 | 4.8515
|  | 2026670 | 10.4968 | 5.5778 | 4.8134
|  | 2030000 | 10.1952 | 5.4486 | 4.587
|  | 2033330 | 9.1835 | 5.4901 | 4.9816
|  | 2036670 | 9.8893 | 5.5975 | 4.7104
|  | 2040000 | 10.1806 | 5.2683 | 4.817
|  | 2043330 | 9.0585 | 5.1873 | 4.9208
|  | 2046670 | 9.5402 | 5.359 | 4.9374
|  | 2050000 | 9.044 | 5.4115 | 4.126
|  | 2053330 | 9.0235 | 5.3645 | 4.0526
|  | 2056670 | 9.5741 | 5.1903 | 4.6716
|  | 2060000 | 9.3534 | 4.9441 | 5.0108
|  | 2063330 | 9.0323 | 5.5321 | 4.8852
|  | 2066670 | 8.009 | 5.7374 | 4.3091
|  | 2070000 | 8.2091 | 5.6497 | 4.8075
|  | 2073330 | 9.0083 | 5.0889 | 5.1377
|  | 2076670 | 8.0515 | 5.462 | 4.4863
|  | 2080000 | 8.625 | 5.7479 | 4.442
|  | 2083330 | 8.5825 | 5.8792 | 4.3588
|  | 2086670 | 8.7336 | 5.8602 | 3.8014
|  | 2090000 | 9.8018 | 5.958 | 4.1249
|  | 2093330 | 9.7852 | 6.0461 | 4.4443
|  | 2096670 | 9.2522 | 5.5092 | 4.0696
|  | 2100000 | 8.4168 | 5.1904 | 3.8613
|  | 2103330 | 9.8845 | 4.9326 | 4.2434
|  | 2106670 | 9.3688 | 4.2739 | 4.5945
|  | 2110000 | 9.0377 | 4.9983 | 4.8623
|  | 2113330 | 9.5381 | 5.5934 | 4.4065
|  | 2116670 | 10.3926 | 4.6283 | 4.0363
|  | 2120000 | 8.9152 | 4.5479 | 4.6382
|  | 2123330 | 10.0611 | 4.9558 | 4.7875
|  | 2126670 | 10.4474 | 4.8627 | 4.6276
|  | 2130000 | 9.4207 | 4.723 | 4.6872
|  | 2133330 | 9.296 | 4.8197 | 4.6712
|  | 2136670 | 10.2455 | 4.7687 | 4.4507
|  | 2140000 | 9.1139 | 4.8662 | 4.5781
|  | 2143330 | 8.6219 | 5.6738 | 4.6201
|  | 2146670 | 7.4761 | 5.1341 | 4.3416
|  | 2150000 | 8.3874 | 5.2912 | 4.4481
|  | 2153330 | 8.927 | 5.0646 | 4.4373
|  | 2156670 | 10.1 | 4.781 | 4.3516
|  | 2160000 | 9.3072 | 4.8901 | 4.7197
|  | 2163330 | 9.7926 | 5.0052 | 4.8883
|  | 2166670 | 9.1901 | 5.0004 | 5.0279
|  | 2170000 | 9.0492 | 5.4284 | 5.1993
|  | 2173330 | 9.0281 | 5.0904 | 4.7555
|  | 2176670 | 7.8291 | 5.1641 | 4.2637
|  | 2180000 | 8.3346 | 5.5828 | 4.5968
|  | 2183330 | 8.4405 | 5.4067 | 4.6551
|  | 2186670 | 7.8218 | 5.4402 | 4.3291
|  | 2190000 | 8.4919 | 5.4736 | 4.773
|  | 2193330 | 9.3194 | 5.0846 | 5.1379
|  | 2196670 | 10.1754 | 5.1909 | 4.7538
|  | 2200000 | 8.502 | 5.8157 | 4.6049
|  | 2203330 | 7.4987 | 6.0327 | 4.7454
|  | 2206670 | 8.7908 | 5.3646 | 4.9308
|  | 2210000 | 9.376 | 5.2213 | 4.7117
|  | 2213330 | 8.9113 | 5.3475 | 4.4051
|  | 2216670 | 7.3323 | 4.8836 | 4.0147
|  | 2220000 | 7.9015 | 4.5895 | 3.9917
|  | 2223330 | 9.4144 | 4.9949 | 4.9574
|  | 2226670 | 9.5922 | 5.7497 | 5.207
|  | 2230000 | 8.9112 | 5.2744 | 4.693
|  | 2233330 | 9.7925 | 5.1329 | 4.5676
|  | 2236670 | 9.5948 | 5.2161 | 4.2737
|  | 2240000 | 9.7586 | 5.0998 | 5.006
|  | 2243330 | 10.3095 | 4.7237 | 4.6415
|  | 2246670 | 10.5679 | 5.3692 | 4.0046
|  | 2250000 | 9.7256 | 5.5726 | 3.8294
|  | 2253330 | 8.5489 | 5.2528 | 4.6003
|  | 2256670 | 7.6127 | 5.3016 | 4.5882
|  | 2260000 | 8.8278 | 4.8695 | 4.9533
|  | 2263330 | 9.677 | 5.3264 | 5.16
|  | 2266670 | 8.5972 | 5.2463 | 5.2438
|  | 2270000 | 9.3304 | 5.0007 | 4.9032
|  | 2273330 | 9.3697 | 5.2585 | 4.5933
|  | 2276670 | 8.7146 | 5.7877 | 4.569
|  | 2280000 | 9.0327 | 5.3428 | 4.7784
|  | 2283330 | 8.8499 | 4.5857 | 4.4988
|  | 2286670 | 8.8107 | 4.3247 | 4.2374
|  | 2290000 | 9.1751 | 4.6823 | 4.9244
|  | 2293330 | 8.4159 | 4.8948 | 4.7341
|  | 2296670 | 9.7875 | 4.4075 | 4.197
|  | 2300000 | 8.7101 | 5.3308 | 3.8084
|  | 2303330 | 8.7691 | 5.2288 | 4.1433
|  | 2306670 | 9.8673 | 5.1623 | 4.6982
|  | 2310000 | 11.3135 | 4.8356 | 4.5988
|  | 2313330 | 9.0431 | 4.5358 | 4.4216
|  | 2316670 | 8.1656 | 4.8426 | 4.6934
|  | 2320000 | 9.9783 | 5.3475 | 5.0897
|  | 2323330 | 10.5715 | 5.2785 | 4.9238
|  | 2326670 | 10.1399 | 5.5282 | 4.3294
|  | 2330000 | 10.369 | 5.2873 | 5.0331
|  | 2333330 | 10.6801 | 5.0658 | 4.938
|  | 2336670 | 9.4164 | 4.7405 | 4.3394
|  | 2340000 | 8.313 | 5.0403 | 4.2624
|  | 2343330 | 9.3352 | 5.0072 | 4.5788
|  | 2346670 | 10.4087 | 5.0539 | 4.8414
|  | 2350000 | 10.4666 | 5.5964 | 4.3365
|  | 2353330 | 9.852 | 5.0638 | 4.6456
|  | 2356670 | 9.5192 | 5.1438 | 5.2676
|  | 2360000 | 8.3583 | 5.757 | 5.1699
|  | 2363330 | 7.5948 | 5.6595 | 4.6277
|  | 2366670 | 8.6211 | 5.5953 | 4.9293
|  | 2370000 | 7.5061 | 5.7758 | 4.4787
|  | 2373330 | 7.4104 | 5.5984 | 4.6513
|  | 2376670 | 7.0375 | 5.6059 | 4.3994
|  | 2380000 | 7.4961 | 5.644 | 3.9226
|  | 2383330 | 9.5149 | 5.0916 | 4.3463
|  | 2386670 | 10.5439 | 5.0822 | 4.3998
|  | 2390000 | 9.9316 | 4.9366 | 4.4633
|  | 2393330 | 8.9643 | 5.1761 | 4.8989
|  | 2396670 | 7.6395 | 5.3384 | 4.8099
|  | 2400000 | 7.4777 | 4.9918 | 4.6949
|  | 2403330 | 6.9937 | 4.8283 | 4.7094
|  | 2406670 | 8.3241 | 5.7064 | 5.2055
|  | 2410000 | 9.0485 | 5.5675 | 5.2
|  | 2413330 | 9.2762 | 5.478 | 5.1727
|  | 2416670 | 9.1861 | 4.744 | 4.8484
|  | 2420000 | 8.1674 | 4.5188 | 4.5016
|  | 2423330 | 8.5147 | 5.0325 | 4.625
|  | 2426670 | 9.9933 | 5.5049 | 4.738
|  | 2430000 | 9.0031 | 5.5792 | 4.9181
|  | 2433330 | 7.9572 | 5.4938 | 4.6961
|  | 2436670 | 7.7349 | 5.4136 | 3.954
|  | 2440000 | 7.8665 | 6.0222 | 4.1491
|  | 2443330 | 8.697 | 5.9449 | 4.3895
|  | 2446670 | 8.6143 | 5.2513 | 4.2237
|  | 2450000 | 8.8863 | 4.4105 | 4.9388
|  | 2453330 | 8.2813 | 5.0502 | 4.8852
|  | 2456670 | 7.8206 | 5.2132 | 4.8462
|  | 2460000 | 8.0443 | 5.1848 | 4.942
|  | 2463330 | 8.5074 | 5.06 | 4.9213
|  | 2466670 | 9.8893 | 5.1473 | 4.4777
|  | 2470000 | 9.3174 | 4.699 | 4.7341
|  | 2473330 | 9.3064 | 5.4128 | 4.6462
|  | 2476670 | 10.3797 | 5.4721 | 4.4292
|  | 2480000 | 9.0949 | 5.8113 | 4.587
|  | 2483330 | 7.5267 | 4.8388 | 4.7155
|  | 2486670 | 8.7623 | 5.2606 | 5.6022
|  | 2490000 | 9.7105 | 6.0444 | 5.2964
|  | 2493330 | 8.273 | 5.7758 | 4.8763
|  | 2496670 | 7.2749 | 5.4716 | 4.7369
|  | 2500000 | 8.5421 | 5.4363 | 4.577
|  | 2503330 | 10.2908 | 4.8216 | 4.5407
|  | 2506670 | 8.9528 | 4.803 | 4.5189
|  | 2510000 | 8.9981 | 5.3233 | 4.543
|  | 2513330 | 8.9691 | 6.1473 | 4.5527
|  | 2516670 | 9.6869 | 5.6598 | 4.6553
|  | 2520000 | 9.2751 | 4.9151 | 4.6367
|  | 2523330 | 9.1921 | 4.5304 | 4.5965
|  | 2526670 | 9.4527 | 5.9251 | 5.0492
|  | 2530000 | 8.8028 | 5.3049 | 4.7354
|  | 2533330 | 10.1765 | 5.3327 | 4.3608
|  | 2536670 | 9.1094 | 5.1756 | 4.5187
|  | 2540000 | 9.7047 | 5.6422 | 4.6937
|  | 2543330 | 10.3909 | 5.6227 | 4.6672
|  | 2546670 | 9.6884 | 5.3569 | 5.1911
|  | 2550000 | 9.5089 | 5.304 | 4.8705
|  | 2553330 | 9.2934 | 5.1995 | 4.4843
|  | 2556670 | 9.3281 | 5.3516 | 4.814
|  | 2560000 | 10.4794 | 5.988 | 5.0716
|  | 2563330 | 9.7359 | 5.3935 | 4.908
|  | 2566670 | 9.1012 | 5.1905 | 4.705
|  | 2570000 | 8.8479 | 4.933 | 4.4932
|  | 2573330 | 7.6845 | 4.8198 | 4.3134
|  | 2576670 | 8.576 | 5.7834 | 4.2557
|  | 2580000 | 9.5198 | 5.8997 | 4.2988
|  | 2583330 | 8.6847 | 5.5207 | 5.0178
|  | 2586670 | 7.7464 | 5.1557 | 4.9801
|  | 2590000 | 7.8307 | 5.508 | 4.7846
|  | 2593330 | 8.5868 | 5.0262 | 4.1971
|  | 2596670 | 9.6781 | 5.4452 | 4.6425
|  | 2600000 | 9.5289 | 4.9558 | 4.7019
|  | 2603330 | 10.2621 | 5.1177 | 5.2123
|  | 2606670 | 9.7424 | 5.339 | 5.1642
|  | 2610000 | 9.1462 | 4.9844 | 5.0536
|  | 2613330 | 11.1508 | 5.2217 | 5.3739
|  | 2616670 | 10.4244 | 5.5552 | 5.4099
|  | 2620000 | 9.4966 | 5.2901 | 4.2562
|  | 2623330 | 10.1759 | 4.4751 | 4.2832
|  | 2626670 | 10.5815 | 4.4775 | 4.656
|  | 2630000 | 9.5701 | 5.2574 | 5.1029
|  | 2633330 | 9.6317 | 5.249 | 4.2142
|  | 2636670 | 8.922 | 5.5736 | 4.3594
|  | 2640000 | 8.8364 | 5.7265 | 4.123
|  | 2643330 | 9.6759 | 5.7557 | 4.2207
|  | 2646670 | 8.7405 | 5.5591 | 4.665
|  | 2650000 | 8.5634 | 5.5583 | 4.5834
|  | 2653330 | 8.7071 | 4.7748 | 4.4344
|  | 2656670 | 8.9855 | 4.731 | 4.5682
|  | 2660000 | 8.7544 | 5.346 | 3.9666
|  | 2663330 | 9.5914 | 5.1858 | 4.3432
|  | 2666670 | 10.2118 | 4.9296 | 4.3197
|  | 2670000 | 9.3482 | 5.0165 | 4.2941
|  | 2673330 | 8.1906 | 5.593 | 4.7363
|  | 2676670 | 8.7949 | 5.2972 | 4.6595
|  | 2680000 | 9.2958 | 4.9478 | 4.3207
|  | 2683330 | 9.4 | 5.1673 | 4.6466
|  | 2686670 | 9.0348 | 5.622 | 4.8961
|  | 2690000 | 9.7181 | 5.2607 | 4.2604
|  | 2693330 | 10.1572 | 5.7683 | 4.435
|  | 2696670 | 8.9403 | 5.6923 | 4.5882
|  | 2700000 | 9.3087 | 5.0565 | 4.2166
|  | 2703330 | 8.9109 | 5.0418 | 4.253
|  | 2706670 | 9.0821 | 5.296 | 4.3175
|  | 2710000 | 8.8328 | 5.4972 | 4.6174
|  | 2713330 | 9.2126 | 4.8209 | 4.6671
|  | 2716670 | 8.884 | 5.327 | 4.5934
|  | 2720000 | 8.5794 | 4.9993 | 5.0284
|  | 2723330 | 8.808 | 4.9306 | 5.3899
|  | 2726670 | 8.5467 | 5.2751 | 4.5589
|  | 2730000 | 7.7419 | 5.1166 | 4.0973
|  | 2733330 | 7.7728 | 5.102 | 4.4535
|  | 2736670 | 8.4796 | 4.8114 | 4.4837
|  | 2740000 | 9.7705 | 5.3002 | 4.5732
|  | 2743330 | 9.7501 | 5.185 | 4.3944
|  | 2746670 | 9.6422 | 5.3037 | 4.1367
|  | 2750000 | 8.2021 | 5.6709 | 4.4496
|  | 2753330 | 8.8347 | 5.7395 | 4.6106
|  | 2756670 | 9.0403 | 5.6165 | 5.056
|  | 2760000 | 8.3968 | 4.8617 | 4.7835
|  | 2763330 | 7.6799 | 5.1215 | 4.5708
|  | 2766670 | 8.681 | 5.6022 | 4.4128
|  | 2770000 | 9.217 | 5.511 | 4.4414
|  | 2773330 | 8.6587 | 5.8244 | 4.4223
|  | 2776670 | 8.644 | 5.308 | 4.6806
|  | 2780000 | 7.9423 | 5.2606 | 4.5069
|  | 2783330 | 7.3908 | 5.2325 | 4.3933
|  | 2786670 | 8.0017 | 4.9547 | 4.3236
|  | 2790000 | 9.7738 | 5.3941 | 4.6905
|  | 2793330 | 9.6041 | 5.3253 | 4.3099
|  | 2796670 | 9.5713 | 5.407 | 4.2038
|  | 2800000 | 10.1906 | 5.4093 | 4.168
|  | 2803330 | 9.9818 | 4.8442 | 4.9446
|  | 2806670 | 11.0741 | 5.0205 | 5.1636
|  | 2810000 | 9.9335 | 5.4308 | 5.0139
|  | 2813330 | 8.9123 | 5.7251 | 4.9384
|  | 2816670 | 9.1104 | 5.1892 | 5.0433
|  | 2820000 | 9.611 | 5.0198 | 5.0897
|  | 2823330 | 9.331 | 4.9649 | 5.3025
|  | 2826670 | 8.345 | 4.779 | 4.629
|  | 2830000 | 8.8438 | 4.6891 | 4.7235
|  | 2833330 | 8.6479 | 5.0857 | 4.6193
|  | 2836670 | 9.0561 | 4.7329 | 4.2439
|  | 2840000 | 8.1831 | 4.7229 | 4.5733
|  | 2843330 | 9.4778 | 4.9122 | 4.594
|  | 2846670 | 8.9606 | 5.7165 | 4.1452
|  | 2850000 | 7.864 | 5.9624 | 4.4029
|  | 2853330 | 7.8362 | 5.8093 | 4.5311
|  | 2856670 | 8.9129 | 5.6522 | 4.7787
|  | 2860000 | 7.4683 | 5.004 | 4.9682
|  | 2863330 | 7.8534 | 5.2606 | 4.3947
|  | 2866670 | 9.3272 | 5.5316 | 4.7374
|  | 2870000 | 9.6969 | 5.5 | 4.7035
|  | 2873330 | 9.1165 | 4.9204 | 4.7172
|  | 2876670 | 9.3301 | 5.0751 | 4.7518
|  | 2880000 | 8.7981 | 5.5713 | 4.9564
|  | 2883330 | 8.6176 | 5.1648 | 4.246
|  | 2886670 | 8.6012 | 5.106 | 4.1081
|  | 2890000 | 8.2014 | 4.7954 | 4.7551
|  | 2893330 | 8.5251 | 5.3516 | 4.6939
|  | 2896670 | 8.4291 | 5.6913 | 4.9195
|  | 2900000 | 9.5005 | 5.1629 | 4.7821
|  | 2903330 | 8.7219 | 5.8485 | 4.5821
|  | 2906670 | 9.1654 | 5.6866 | 5.0531
|  | 2910000 | 9.9311 | 5.0156 | 4.886
|  | 2913330 | 9.5451 | 4.8533 | 4.6151
|  | 2916670 | 9.611 | 5.0588 | 4.7042
|  | 2920000 | 9.6464 | 4.5082 | 4.3668
|  | 2923330 | 8.7983 | 5.0793 | 4.4345
|  | 2926670 | 10.3421 | 5.9908 | 4.7205
|  | 2930000 | 11.0213 | 5.6285 | 5.8178
|  | 2933330 | 11.045 | 5.3237 | 5.8201
|  | 2936670 | 10.4009 | 5.0143 | 5.0633
|  | 2940000 | 9.3669 | 4.7678 | 4.2763
|  | 2943330 | 9.504 | 5.2136 | 4.7493
|  | 2946670 | 10.4804 | 5.2274 | 5.013
|  | 2950000 | 9.4453 | 4.715 | 4.823
|  | 2953330 | 8.8255 | 4.7313 | 4.2533
|  | 2956670 | 8.8807 | 4.845 | 4.398
|  | 2960000 | 8.5187 | 4.993 | 4.146
|  | 2963330 | 8.9233 | 4.942 | 4.8568
|  | 2966670 | 8.3772 | 4.8738 | 4.612
|  | 2970000 | 8.452 | 5.5913 | 4.7943
|  | 2973330 | 9.6291 | 5.2193 | 4.7947
|  | 2976670 | 9.1078 | 5.0058 | 4.5149
|  | 2980000 | 8.0951 | 5.0587 | 4.2574
|  | 2983330 | 7.9416 | 4.8786 | 4.8629
|  | 2986670 | 8.3132 | 5.5455 | 4.9361
|  | 2990000 | 9.2087 | 5.8556 | 4.5244
|  | 2993330 | 8.7312 | 5.9321 | 4.6461
|  | 2996670 | 8.5368 | 5.7181 | 4.9084
|  | 3000000 | 8.6807 | 5.1275 | 4.5843
|  | 3003330 | 9.6645 | 4.6304 | 4.6647
|  | 3006670 | 10.7116 | 4.5991 | 4.7903
|  | 3010000 | 10.1568 | 5.0236 | 4.4732
|  | 3013330 | 9.8525 | 5.1416 | 4.5618
|  | 3016670 | 9.8681 | 4.882 | 4.8666
|  | 3020000 | 9.7696 | 4.5325 | 4.8879
|  | 3023330 | 8.9631 | 4.5439 | 4.8175
|  | 3026670 | 8.9679 | 5.2321 | 5.1386
|  | 3030000 | 8.7499 | 5.2242 | 4.667
|  | 3033330 | 7.9745 | 5.0367 | 4.444
|  | 3036670 | 8.7988 | 5.5832 | 4.4516
|  | 3040000 | 8.0423 | 5.4172 | 4.9588
|  | 3043330 | 8.5183 | 5.5069 | 4.6078
|  | 3046670 | 8.4268 | 5.0617 | 4.3438
|  | 3050000 | 8.3212 | 5.6911 | 4.3881
|  | 3053330 | 7.3953 | 5.385 | 4.2584
|  | 3056670 | 8.1425 | 5.3067 | 4.833
|  | 3060000 | 8.3876 | 5.1002 | 5.3242
|  | 3063330 | 9.0433 | 4.8085 | 5.6303
|  | 3066670 | 9.699 | 4.8116 | 5.0765
|  | 3070000 | 11.1834 | 4.343 | 5.3825
|  | 3073330 | 7.889 | 4.5619 | 5.0169
|  | 3076670 | 8.6428 | 4.6413 | 4.5198
|  | 3080000 | 9.6648 | 4.7255 | 4.11
|  | 3083330 | 9.3594 | 4.7583 | 4.7797
|  | 3086670 | 8.6765 | 5.2326 | 4.7469
|  | 3090000 | 9.4251 | 5.0529 | 4.417
|  | 3093330 | 8.3094 | 4.8202 | 4.4917
|  | 3096670 | 8.2361 | 4.8541 | 5.0279
|  | 3100000 | 9.5837 | 4.7595 | 5.0779
|  | 3103330 | 10.1678 | 5.7579 | 5.0026
|  | 3106670 | 9.6023 | 5.912 | 4.9193
|  | 3110000 | 9.6103 | 5.6578 | 4.6911
|  | 3113330 | 10.2288 | 5.4229 | 5.0056
|  | 3116670 | 11.5433 | 4.8893 | 5.519
|  | 3120000 | 8.9948 | 5.2971 | 5.0219
|  | 3123330 | 7.8116 | 6.1079 | 4.4215
|  | 3126670 | 8.7366 | 5.457 | 4.1528
|  | 3130000 | 9.0061 | 5.1559 | 4.2942
|  | 3133330 | 9.6239 | 5.5555 | 4.4835
|  | 3136670 | 9.7461 | 4.8115 | 5.0868
|  | 3140000 | 9.6754 | 4.9511 | 4.3401
|  | 3143330 | 9.8433 | 5.3023 | 4.6094
|  | 3146670 | 10.9766 | 5.1075 | 5.1069
|  | 3150000 | 10.5698 | 5.248 | 4.6189
|  | 3153330 | 8.743 | 5.3974 | 4.5086
|  | 3156670 | 9.2769 | 5.4284 | 4.7469
|  | 3160000 | 8.6319 | 5.3313 | 4.4158
|  | 3163330 | 7.5767 | 4.6655 | 4.1041
|  | 3166670 | 10.2268 | 4.681 | 4.4108
|  | 3170000 | 9.6054 | 4.9782 | 5.2772
|  | 3173330 | 8.5505 | 4.7701 | 5.1478
|  | 3176670 | 9.6653 | 4.7529 | 5.0278
|  | 3180000 | 8.9459 | 5.4496 | 4.7133
|  | 3183330 | 7.4719 | 5.2811 | 4.94
|  | 3186670 | 9.1788 | 4.9936 | 4.8388
|  | 3190000 | 9.0282 | 4.9822 | 4.4948
|  | 3193330 | 8.257 | 5.3835 | 4.5743
|  | 3196670 | 9.4265 | 5.4697 | 4.486
|  | 3200000 | 9.7622 | 5.2843 | 4.3711
|  | 3203330 | 9.8289 | 4.8892 | 4.518
|  | 3206670 | 9.6686 | 5.413 | 4.722
|  | 3210000 | 7.6211 | 5.579 | 4.9606
|  | 3213330 | 8.4723 | 5.4549 | 4.671
|  | 3216670 | 8.481 | 5.4054 | 4.6966
|  | 3220000 | 9.6917 | 5.5873 | 4.2926
|  | 3223330 | 8.2912 | 5.257 | 4.1158
|  | 3226670 | 9.227 | 5.1551 | 4.0499
|  | 3230000 | 9.1447 | 5.4079 | 4.8635
|  | 3233330 | 8.696 | 5.5106 | 4.8165
|  | 3236670 | 8.4826 | 5.3917 | 4.9283
|  | 3240000 | 9.4382 | 5.2558 | 5.1809
|  | 3243330 | 8.5374 | 4.6673 | 4.6433
|  | 3246670 | 7.7954 | 5.1072 | 4.3278
|  | 3250000 | 8.5949 | 5.3921 | 4.4999
|  | 3253330 | 10.0206 | 4.8072 | 4.5803
|  | 3256670 | 11.4689 | 5.1629 | 4.3415
|  | 3260000 | 9.0731 | 5.0186 | 4.4866
|  | 3263330 | 8.3917 | 5.3612 | 4.9422
|  | 3266670 | 9.0038 | 5.0281 | 4.6001
|  | 3270000 | 10.291 | 4.9098 | 4.3436
|  | 3273330 | 9.3737 | 4.9668 | 4.0371
|  | 3276670 | 8.5625 | 5.1377 | 4.9178
|  | 3280000 | 9.0513 | 5.031 | 4.9989
|  | 3283330 | 8.7416 | 5.1042 | 4.8277
|  | 3286670 | 8.2819 | 5.0146 | 4.8789
|  | 3290000 | 9.5103 | 5.2298 | 4.5122
|  | 3293330 | 8.9842 | 5.209 | 4.9168
|  | 3296670 | 8.5265 | 5.5222 | 4.8179
|  | 3300000 | 8.5058 | 5.58 | 4.3899
|  | 3303330 | 9.0114 | 5.694 | 4.42
|  | 3306670 | 8.257 | 5.3776 | 4.4292
|  | 3310000 | 8.1366 | 5.2515 | 4.4323
|  | 3313330 | 9.0217 | 5.2316 | 4.3196
|  | 3316670 | 8.4972 | 4.9908 | 4.0888
|  | 3320000 | 8.9631 | 5.0559 | 4.685
|  | 3323330 | 8.6998 | 5.0324 | 4.7142
|  | 3326670 | 8.6373 | 5.6528 | 4.4463
|  | 3330000 | 8.9479 | 5.5897 | 5.1956
|  | 3333330 | 8.7494 | 5.5785 | 5.2833
|  | 3336670 | 9.7315 | 5.3898 | 4.5462
|  | 3340000 | 9.1926 | 4.9181 | 3.9225
|  | 3343330 | 7.764 | 4.9252 | 4.4279
|  | 3346670 | 8.2013 | 5.1188 | 4.882
|  | 3350000 | 9.6714 | 5.0415 | 4.6979
|  | 3353330 | 8.8901 | 5.2189 | 4.8041
|  | 3356670 | 9.4598 | 5.2209 | 4.3454
|  | 3360000 | 9.9823 | 5.2751 | 4.5281
|  | 3363330 | 10.0164 | 5.4874 | 4.7675
|  | 3366670 | 9.5663 | 5.5516 | 4.6872
|  | 3370000 | 9.3939 | 4.8849 | 4.5077
|  | 3373330 | 8.0769 | 4.9485 | 4.6539
|  | 3376670 | 7.7347 | 4.852 | 4.8175
|  | 3380000 | 9.0549 | 5.0354 | 4.958
|  | 3383330 | 9.8 | 5.1882 | 4.4823
|  | 3386670 | 10.0561 | 4.9139 | 4.5318
|  | 3390000 | 8.9873 | 4.728 | 4.2528
|  | 3393330 | 8.8124 | 4.8209 | 4.1818
|  | 3396670 | 9.204 | 5.0531 | 4.2037
|  | 3400000 | 8.8724 | 5.4673 | 4.3811
|  | 3403330 | 8.9879 | 5.3493 | 4.5525
|  | 3406670 | 9.091 | 5.236 | 4.674
|  | 3410000 | 7.6997 | 4.9486 | 4.5896
|  | 3413330 | 9.2589 | 4.5 | 4.7987
|  | 3416670 | 10.164 | 4.7906 | 4.751
|  | 3420000 | 8.4395 | 5.5222 | 4.7572
|  | 3423330 | 9.5754 | 4.9213 | 4.5632
|  | 3426670 | 8.6647 | 5.3527 | 4.6798
|  | 3430000 | 9.1955 | 5.2608 | 4.8678
|  | 3433330 | 8.45 | 4.612 | 4.9179
|  | 3436670 | 8.5405 | 4.9592 | 4.1968
|  | 3440000 | 9.0239 | 5.1352 | 4.5845
|  | 3443330 | 8.7164 | 4.9651 | 4.7812
|  | 3446670 | 9.0985 | 4.7516 | 4.4695
|  | 3450000 | 8.7152 | 5.3261 | 4.9572
|  | 3453330 | 8.4331 | 5.8956 | 4.5432
|  | 3456670 | 8.4387 | 5.5456 | 4.5678
|  | 3460000 | 9.6669 | 5.0521 | 3.9663
|  | 3463330 | 10.4853 | 5.6453 | 3.7312
|  | 3466670 | 9.66 | 5.1143 | 4.1376
|  | 3470000 | 8.951 | 5.1758 | 4.285
|  | 3473330 | 9.5415 | 5.287 | 4.7651
|  | 3476670 | 8.7902 | 5.3528 | 5.2292
|  | 3480000 | 8.3356 | 4.969 | 5.0329
|  | 3483330 | 7.3889 | 4.8746 | 5.1296
|  | 3486670 | 7.7973 | 5.212 | 4.8858
|  | 3490000 | 8.7094 | 4.4063 | 4.7515
|  | 3493330 | 7.7835 | 5.1948 | 3.944
|  | 3496670 | 8.3425 | 5.847 | 4.2038
|  | 3500000 | 8.2484 | 5.1909 | 4.398
|  | 3503330 | 9.1408 | 4.7477 | 4.6234
|  | 3506670 | 10.1678 | 5.3048 | 4.9056
|  | 3510000 | 9.7675 | 5.618 | 4.9017
|  | 3513330 | 8.6821 | 5.5884 | 5.0931
|  | 3516670 | 9.1489 | 5.3261 | 4.5224
|  | 3520000 | 9.8762 | 4.9016 | 4.4406
|  | 3523330 | 10.0909 | 5.1819 | 4.9295
|  | 3526670 | 8.3442 | 5.1217 | 4.9321
|  | 3530000 | 8.523 | 4.764 | 4.5833
|  | 3533330 | 7.9869 | 3.8555 | 4.8846
|  | 3536670 | 8.1888 | 4.3523 | 5.1177
|  | 3540000 | 9.4462 | 4.7463 | 5.0304
|  | 3543330 | 9.2472 | 5.398 | 4.609
|  | 3546670 | 9.0877 | 5.5458 | 4.0573
|  | 3550000 | 8.1159 | 5.8392 | 4.5255
|  | 3553330 | 9.0236 | 5.5408 | 4.6014
|  | 3556670 | 8.2785 | 5.4448 | 3.9721
|  | 3560000 | 8.0685 | 5.3988 | 4.4786
|  | 3563330 | 9.2997 | 4.568 | 4.8249
|  | 3566670 | 8.7522 | 5.1697 | 4.962
|  | 3570000 | 8.1787 | 5.6202 | 4.9385
|  | 3573330 | 9.1174 | 5.3426 | 4.7697
|  | 3576670 | 7.7365 | 5.6216 | 4.589
|  | 3580000 | 8.4612 | 5.6035 | 4.8994
|  | 3583330 | 9.7657 | 5.1339 | 4.7792
|  | 3586670 | 8.7738 | 4.3907 | 4.3093
|  | 3590000 | 7.9124 | 5.0572 | 4.2179
|  | 3593330 | 8.4771 | 4.8086 | 4.4565
|  | 3596670 | 8.696 | 4.9396 | 4.9193
|  | 3600000 | 9.0969 | 4.8659 | 4.5244
|  | 3603330 | 8.6461 | 6.0554 | 4.4338
|  | 3606670 | 7.3941 | 5.706 | 4.4968
|  | 3610000 | 7.6447 | 5.3121 | 4.3234
|  | 3613330 | 8.3584 | 5.2958 | 4.6208
|  | 3616670 | 9.3647 | 4.5672 | 4.8313
|  | 3620000 | 8.4031 | 4.6443 | 4.7462
|  | 3623330 | 8.6509 | 4.4607 | 4.638
|  | 3626670 | 8.4908 | 5.1608 | 4.0071
|  | 3630000 | 9.1715 | 5.3072 | 3.9515
|  | 3633330 | 9.6266 | 4.9444 | 3.9742
|  | 3636670 | 8.7286 | 4.9727 | 4.528
|  | 3640000 | 7.9907 | 5.3681 | 4.4305
|  | 3643330 | 8.6205 | 5.3471 | 4.6597
|  | 3646670 | 10.0567 | 5.5827 | 5.275
|  | 3650000 | 8.9118 | 5.0454 | 4.8365
|  | 3653330 | 9.4197 | 4.456 | 4.3194
|  | 3656670 | 9.2046 | 4.8216 | 4.8194
|  | 3660000 | 7.9531 | 5.3025 | 4.9795
|  | 3663330 | 8.1851 | 5.4299 | 4.6095
|  | 3666670 | 7.9291 | 4.8991 | 4.4967
|  | 3670000 | 8.464 | 4.702 | 4.6543
|  | 3673330 | 8.9208 | 4.8766 | 4.5347
|  | 3676670 | 8.2685 | 4.6271 | 4.8118
|  | 3680000 | 8.8898 | 5.0725 | 4.9857
|  | 3683330 | 8.6945 | 5.1348 | 4.886
|  | 3686670 | 8.6939 | 5.4395 | 4.8008
|  | 3690000 | 9.3602 | 5.8567 | 4.6462
|  | 3693330 | 9.5474 | 5.3588 | 4.6922
|  | 3696670 | 8.8186 | 5.3036 | 4.4243
|  | 3700000 | 8.098 | 4.6727 | 4.3894
|  | 3703330 | 8.8959 | 4.779 | 4.3247
|  | 3706670 | 9.5061 | 4.6242 | 4.569
|  | 3710000 | 8.0975 | 4.7267 | 5.3602
|  | 3713330 | 8.039 | 4.8858 | 4.9031
|  | 3716670 | 8.2576 | 5.0029 | 4.6325
|  | 3720000 | 8.0931 | 5.2153 | 4.8473
|  | 3723330 | 8.9772 | 5.2715 | 4.9398
|  | 3726670 | 9.9493 | 4.9032 | 5.0303
|  | 3730000 | 9.2322 | 4.3771 | 4.7971
|  | 3733330 | 7.8743 | 5.3114 | 4.3548
|  | 3736670 | 7.6793 | 5.6952 | 4.9175
|  | 3740000 | 8.0385 | 5.2381 | 5.1862
|  | 3743330 | 8.2622 | 5.3998 | 4.7181
|  | 3746670 | 8.4227 | 5.2071 | 4.9142
|  | 3750000 | 8.7655 | 4.7467 | 5.226
|  | 3753330 | 9.2583 | 4.9675 | 4.9633
|  | 3756670 | 9.4236 | 5.14 | 4.7825
|  | 3760000 | 8.8892 | 5.624 | 4.9317
|  | 3763330 | 8.6253 | 5.2994 | 4.8231
|  | 3766670 | 8.5529 | 5.4956 | 5.0393
|  | 3770000 | 8.5303 | 5.0359 | 5.2306
|  | 3773330 | 7.7463 | 4.8093 | 4.5909
|  | 3776670 | 9.6648 | 4.95 | 4.855
|  | 3780000 | 9.2157 | 5.4239 | 4.6554
|  | 3783330 | 8.292 | 5.3287 | 3.787
|  | 3786670 | 9.5251 | 5.14 | 4.2321
|  | 3790000 | 9.4584 | 5.6997 | 4.7522
|  | 3793330 | 8.793 | 5.1544 | 4.5148
|  | 3796670 | 7.7185 | 4.8152 | 4.7684
|  | 3800000 | 8.6533 | 4.9508 | 4.7478
|  | 3803330 | 7.9775 | 5.2973 | 4.6726
|  | 3806670 | 8.2008 | 5.4106 | 4.703
|  | 3810000 | 8.8469 | 5.1369 | 3.8742
|  | 3813330 | 9.318 | 5.5635 | 4.0461
|  | 3816670 | 9.0154 | 5.4419 | 4.2616
|  | 3820000 | 10.0839 | 4.7169 | 4.4827
|  | 3823330 | 8.8856 | 4.5316 | 4.5492
|  | 3826670 | 8.9203 | 5.4113 | 4.2307
|  | 3830000 | 8.9674 | 5.411 | 4.4052
|  | 3833330 | 9.4465 | 5.6411 | 4.8562
|  | 3836670 | 8.8109 | 5.8613 | 4.7546
|  | 3840000 | 8.8978 | 5.9727 | 4.8034
|  | 3843330 | 8.6421 | 5.4891 | 4.9662
|  | 3846670 | 7.8928 | 5.0708 | 5.2222
|  | 3850000 | 8.5436 | 5.6307 | 4.6934
|  | 3853330 | 8.623 | 5.6457 | 4.6036
|  | 3856670 | 8.9792 | 5.142 | 4.7019
|  | 3860000 | 8.7287 | 4.8712 | 4.7289
|  | 3863330 | 8.5698 | 5.3248 | 4.5762
|  | 3866670 | 8.5089 | 5.4726 | 4.2523
|  | 3870000 | 9.8203 | 5.0172 | 4.3624
|  | 3873330 | 9.5604 | 4.8516 | 4.8825
|  | 3876670 | 9.3005 | 4.4319 | 4.9168
|  | 3880000 | 8.0857 | 4.5712 | 5.0637
|  | 3883330 | 8.6252 | 5.2553 | 4.6153
|  | 3886670 | 8.9147 | 5.4165 | 4.2638
|  | 3890000 | 8.8879 | 5.2664 | 4.3732
|  | 3893330 | 7.9943 | 5.3132 | 4.6421
|  | 3896670 | 7.6141 | 4.9782 | 4.5963
|  | 3900000 | 9.0551 | 5.0286 | 4.866
|  | 3903330 | 9.2343 | 5.1854 | 4.9834
|  | 3906670 | 8.752 | 5.7846 | 4.1728
|  | 3910000 | 8.8259 | 5.5643 | 4.3366
|  | 3913330 | 8.6134 | 5.289 | 4.266
|  | 3916670 | 8.3562 | 5.2133 | 4.1669
|  | 3920000 | 8.6558 | 5.2312 | 4.0386
|  | 3923330 | 9.7551 | 4.5566 | 4.5081
|  | 3926670 | 9.6306 | 4.6753 | 4.6344
|  | 3930000 | 8.5835 | 4.9437 | 4.0346
|  | 3933330 | 9.6851 | 4.949 | 3.9706
|  | 3936670 | 8.7342 | 5.5983 | 4.1846
|  | 3940000 | 9.2652 | 5.5597 | 4.3229
|  | 3943330 | 8.1229 | 5.3132 | 4.7454
|  | 3946670 | 7.9418 | 4.6778 | 4.6847
|  | 3950000 | 8.4701 | 4.8692 | 4.6207
|  | 3953330 | 8.3383 | 5.349 | 4.2694
|  | 3956670 | 8.7915 | 4.7577 | 4.638
|  | 3960000 | 9.0433 | 4.9972 | 4.0534
|  | 3963330 | 8.6987 | 5.3835 | 4.1294
|  | 3966670 | 9.0213 | 4.7085 | 4.7152
|  | 3970000 | 9.7505 | 4.6071 | 4.4154
|  | 3973330 | 9.0351 | 5.474 | 4.7524
|  | 3976670 | 9.5966 | 5.2073 | 5.0613
|  | 3980000 | 8.7302 | 5.5044 | 4.7843
|  | 3983330 | 9.3522 | 5.5778 | 4.2408
|  | 3986670 | 10.134 | 5.2212 | 4.2237
|  | 3990000 | 9.2293 | 5.437 | 4.7308
|  | 3993330 | 7.3162 | 5.1955 | 4.9687
|  | 3996670 | 8.3468 | 5.2093 | 5.122
|  | 4000000 | 8.1649 | 5.0795 | 5.1039
|  | 4003330 | 9.4748 | 5.3242 | 4.8763
|  | 4006670 | 9.7896 | 5.1909 | 4.7516
|  | 4010000 | 9.1622 | 5.4324 | 4.7839
|  | 4013330 | 8.9874 | 5.336 | 4.6798
|  | 4016670 | 7.6147 | 5.5878 | 5.1742
|  | 4020000 | 9.4761 | 5.4739 | 4.9873
|  | 4023330 | 9.0939 | 6.1237 | 4.5351
|  | 4026670 | 7.8335 | 5.544 | 4.6556
|  | 4030000 | 8.5975 | 4.8047 | 4.378
|  | 4033330 | 9.3699 | 5.2196 | 4.1284
|  | 4036670 | 9.3178 | 5.0438 | 4.3349
|  | 4040000 | 9.2674 | 4.7277 | 4.9913
|  | 4043330 | 8.1217 | 5.0657 | 5.0972
|  | 4046670 | 8.166 | 4.997 | 4.5302
|  | 4050000 | 9.0355 | 4.0841 | 4.4385
|  | 4053330 | 10.3497 | 4.9716 | 4.157
|  | 4056670 | 10.5262 | 5.5865 | 4.3775
|  | 4060000 | 8.2625 | 4.8487 | 4.9987
|  | 4063330 | 8.9136 | 4.9231 | 4.9436
|  | 4066670 | 8.6211 | 4.6656 | 4.901
|  | 4070000 | 8.735 | 4.8634 | 4.5177
|  | 4073330 | 8.8374 | 5.1937 | 4.4243
|  | 4076670 | 8.7588 | 5.3125 | 4.2721
|  | 4080000 | 9.2388 | 4.7823 | 4.3431
|  | 4083330 | 9.0627 | 4.7526 | 4.8749
|  | 4086670 | 9.059 | 5.1379 | 5.2177
|  | 4090000 | 9.2263 | 5.0595 | 4.6884
|  | 4093330 | 8.1315 | 4.7795 | 4.4121
|  | 4096670 | 8.8301 | 4.494 | 4.2172
|  | 4100000 | 8.7915 | 4.7048 | 4.4018
|  | 4103330 | 8.9088 | 4.9902 | 4.6094
|  | 4106670 | 7.8269 | 4.8287 | 4.2332
|  | 4110000 | 8.7292 | 4.8198 | 3.9205
|  | 4113330 | 8.0871 | 4.9847 | 4.08
|  | 4116670 | 8.6182 | 4.95 | 4.7975
|  | 4120000 | 9.6255 | 4.5375 | 4.4874
|  | 4123330 | 10.1087 | 4.5265 | 4.7196
|  | 4126670 | 9.3698 | 4.7698 | 4.6992
|  | 4130000 | 9.3419 | 5.6928 | 4.7948
|  | 4133330 | 9.951 | 4.978 | 4.2592
|  | 4136670 | 9.0291 | 4.7227 | 4.4977
|  | 4140000 | 9.4111 | 5.0968 | 4.9397
|  | 4143330 | 10.2294 | 4.9484 | 4.4584
|  | 4146670 | 9.3621 | 5.0796 | 4.9224
|  | 4150000 | 8.4361 | 5.2989 | 4.9322
|  | 4153330 | 9.0876 | 4.5332 | 4.676
|  | 4156670 | 9.5005 | 4.4511 | 4.4057
|  | 4160000 | 8.4155 | 4.8718 | 4.1772
|  | 4163330 | 9.4606 | 4.7838 | 3.9082
|  | 4166670 | 9.2801 | 5.1198 | 3.9167
|  | 4170000 | 8.6538 | 4.8787 | 4.3374
|  | 4173330 | 9.2222 | 5.4887 | 4.199
|  | 4176670 | 9.7393 | 5.8375 | 3.8976
|  | 4180000 | 9.285 | 5.3551 | 3.8743
|  | 4183330 | 8.8926 | 4.7884 | 3.8911
|  | 4186670 | 9.3749 | 4.8107 | 4.6765
|  | 4190000 | 8.4668 | 4.454 | 4.979
|  | 4193330 | 8.3712 | 5.0358 | 4.84
|  | 4196670 | 10.2299 | 5.4118 | 4.4993
|  | 4200000 | 10.8802 | 5.4687 | 4.6792
|  | 4203330 | 8.8615 | 5.581 | 4.1766
|  | 4206670 | 8.3114 | 5.1413 | 4.9497
|  | 4210000 | 10.3453 | 4.9049 | 4.9622
|  | 4213330 | 10.2249 | 4.9966 | 4.9956
|  | 4216670 | 9.7472 | 5.1847 | 4.7489
|  | 4220000 | 9.6149 | 5.4034 | 4.2857
|  | 4223330 | 8.772 | 5.0891 | 4.1272
|  | 4226670 | 9.2139 | 5.5869 | 4.1507
|  | 4230000 | 8.4446 | 5.856 | 4.2055
|  | 4233330 | 7.6607 | 5.7309 | 4.6701
|  | 4236670 | 8.9349 | 5.1562 | 4.9991
|  | 4240000 | 9.7333 | 4.9443 | 4.3594
|  | 4243330 | 10.0435 | 5.0599 | 3.8517
|  | 4246670 | 8.9416 | 5.004 | 4.0828
|  | 4250000 | 8.0535 | 5.168 | 4.2391
|  | 4253330 | 7.3201 | 5.1105 | 4.6591
|  | 4256670 | 8.0229 | 5.5432 | 4.4807
|  | 4260000 | 9.2537 | 4.9655 | 4.4249
|  | 4263330 | 8.5515 | 4.7098 | 4.6105
|  | 4266670 | 8.9096 | 4.4709 | 4.2598
|  | 4270000 | 9.4438 | 5.084 | 4.628
|  | 4273330 | 8.8442 | 5.397 | 4.9389
|  | 4276670 | 7.8445 | 4.954 | 4.5354
|  | 4280000 | 8.7164 | 4.638 | 4.2406
|  | 4283330 | 9.4406 | 4.4483 | 4.0917
|  | 4286670 | 9.9049 | 4.844 | 4.398
|  | 4290000 | 8.6125 | 5.4803 | 4.6162
|  | 4293330 | 9.0088 | 5.1552 | 5.1718
|  | 4296670 | 8.4551 | 5.3426 | 4.5128
|  | 4300000 | 9.264 | 5.0874 | 4.3821
|  | 4303330 | 8.7627 | 4.5966 | 4.334
|  | 4306670 | 7.5337 | 4.529 | 4.6979
|  | 4310000 | 7.9115 | 5.0352 | 4.7804
|  | 4313330 | 8.3633 | 5.1307 | 4.8808
|  | 4316670 | 8.4114 | 4.8729 | 4.4975
|  | 4320000 | 8.0671 | 5.1364 | 4.4948
|  | 4323330 | 8.6933 | 5.033 | 5.0529
|  | 4326670 | 7.6143 | 5.2635 | 4.4194
|  | 4330000 | 8.4016 | 5.1427 | 4.1029
|  | 4333330 | 8.2897 | 5.1098 | 4.0774
|  | 4336670 | 9.619 | 4.8143 | 4.0562
|  | 4340000 | 10.3465 | 5.219 | 4.1329
|  | 4343330 | 10.0153 | 5.4027 | 4.3507
|  | 4346670 | 8.8765 | 4.9527 | 4.7733
|  | 4350000 | 9.0998 | 4.9836 | 4.6745
|  | 4353330 | 8.656 | 5.1244 | 5.0663
|  | 4356670 | 9.2528 | 4.4824 | 5.0235
|  | 4360000 | 8.9592 | 4.9861 | 4.6685
|  | 4363330 | 8.0774 | 4.747 | 4.3157
|  | 4366670 | 8.7016 | 4.493 | 4.3836
|  | 4370000 | 9.18 | 4.3296 | 4.2543
|  | 4373330 | 7.9279 | 4.5704 | 4.5908
|  | 4376670 | 6.961 | 4.7082 | 4.3676
|  | 4380000 | 9.0324 | 5.1722 | 4.8536
|  | 4383330 | 9.153 | 5.269 | 4.6258
|  | 4386670 | 8.6823 | 5.4265 | 4.2508
|  | 4390000 | 8.9275 | 5.2439 | 4.3293
|  | 4393330 | 7.5445 | 5.2118 | 4.1713
|  | 4396670 | 9.3928 | 5.5476 | 4.2022
|  | 4400000 | 10.4957 | 5.0059 | 4.3219
|  | 4403330 | 9.7815 | 5.4491 | 5.0799
|  | 4406670 | 8.4503 | 5.029 | 4.8721
|  | 4410000 | 8.2329 | 5.6449 | 4.3331
|  | 4413330 | 8.9239 | 5.8081 | 4.8054
|  | 4416670 | 9.3419 | 6.277 | 4.8257
|  | 4420000 | 8.2316 | 5.2094 | 4.7598
|  | 4423330 | 7.9108 | 4.37 | 4.9471
|  | 4426670 | 8.4719 | 5.4521 | 4.4958
|  | 4430000 | 9.3109 | 5.8046 | 3.6454
|  | 4433330 | 7.9958 | 4.2814 | 4.691
|  | 4436670 | 9.6427 | 5.0704 | 5.0795
|  | 4440000 | 8.7061 | 6.0761 | 5.0107
|  | 4443330 | 7.7561 | 5.4608 | 4.7187
|  | 4446670 | 8.7074 | 4.6528 | 4.5216
|  | 4450000 | 8.6638 | 4.4474 | 4.4796
|  | 4453330 | 8.1297 | 4.5885 | 4.6454
|  | 4456670 | 8.9274 | 4.8492 | 4.6882
|  | 4460000 | 8.6428 | 4.821 | 4.1885
|  | 4463330 | 9.5117 | 5.2423 | 4.3685
|  | 4466670 | 9.4594 | 5.4891 | 4.6761
|  | 4470000 | 9.8067 | 5.0132 | 4.7671
|  | 4473330 | 9.1855 | 4.6427 | 4.7501
|  | 4476670 | 9.3995 | 4.1556 | 4.6938
|  | 4480000 | 8.5585 | 4.9937 | 5.6119
|  | 4483330 | 7.8069 | 5.2923 | 5.2261
|  | 4486670 | 9.8231 | 4.8801 | 4.5942
|  | 4490000 | 9.8775 | 5.0462 | 4.8534
|  | 4493330 | 8.6497 | 5.5972 | 4.8195
|  | 4496670 | 8.251 | 5.075 | 4.2939
|  | 4500000 | 9.4731 | 5.2231 | 3.8556
|  | 4503330 | 9.5132 | 5.6046 | 4.5219
|  | 4506670 | 9.6711 | 5.1661 | 4.6559
|  | 4510000 | 7.9782 | 4.8408 | 4.3656
|  | 4513330 | 9.2632 | 4.9172 | 3.8742
|  | 4516670 | 9.7603 | 4.8791 | 4.1458
|  | 4520000 | 8.3569 | 5.0001 | 4.3257
|  | 4523330 | 8.5606 | 5.5638 | 5.0355
|  | 4526670 | 9.802 | 5.8159 | 5.1141
|  | 4530000 | 10.3583 | 5.1534 | 4.3487
|  | 4533330 | 9.3505 | 4.4503 | 4.4037
|  | 4536670 | 8.484 | 5.067 | 4.3716
|  | 4540000 | 8.5561 | 4.988 | 4.8001
|  | 4543330 | 6.8742 | 4.9808 | 4.3351
|  | 4546670 | 7.9866 | 4.8594 | 4.2933
|  | 4550000 | 9.5198 | 5.2255 | 4.7354
|  | 4553330 | 8.5227 | 5.598 | 4.3679
|  | 4556670 | 8.2706 | 5.4537 | 4.5398
|  | 4560000 | 9.224 | 5.236 | 4.5296
|  | 4563330 | 9.1019 | 4.8663 | 4.4486
|  | 4566670 | 10.0876 | 5.1255 | 4.1031
|  | 4570000 | 9.6039 | 5.8381 | 5.0055
|  | 4573330 | 7.9729 | 5.6436 | 4.8646
|  | 4576670 | 8.0028 | 4.9911 | 4.2428
|  | 4580000 | 8.3932 | 5.2599 | 4.2137
|  | 4583330 | 8.346 | 5.3038 | 4.3715
|  | 4586670 | 8.2157 | 5.3937 | 4.7553
|  | 4590000 | 8.6692 | 5.2313 | 4.4324
|  | 4593330 | 8.3074 | 5.4486 | 4.1311
|  | 4596670 | 8.1853 | 5.1624 | 4.7401
|  | 4600000 | 8.7442 | 5.1756 | 4.4452
|  | 4603330 | 7.8027 | 5.0238 | 4.5482
|  | 4606670 | 7.5365 | 4.9565 | 4.3774
|  | 4610000 | 7.5688 | 5.1908 | 4.3634
|  | 4613330 | 7.6255 | 5.7465 | 4.3586
|  | 4616670 | 8.364 | 5.5226 | 4.4469
|  | 4620000 | 7.9373 | 5.5038 | 4.3811
|  | 4623330 | 7.3719 | 5.5701 | 4.1924
|  | 4626670 | 8.4547 | 5.2319 | 4.5533
|  | 4630000 | 9.938 | 4.8997 | 4.7858
|  | 4633330 | 9.3932 | 5.3873 | 4.5477
|  | 4636670 | 8.1785 | 5.858 | 4.2988
|  | 4640000 | 8.9898 | 5.4793 | 4.0045
|  | 4643330 | 9.9589 | 4.8931 | 4.4712
|  | 4646670 | 9.1869 | 5.0008 | 4.5971
|  | 4650000 | 7.9997 | 5.1003 | 3.9162
|  | 4653330 | 8.1557 | 4.9682 | 3.7581
|  | 4656670 | 7.6337 | 5.2551 | 4.2365
|  | 4660000 | 8.3655 | 5.2037 | 4.6954
|  | 4663330 | 8.3673 | 4.3948 | 4.3536
|  | 4666670 | 7.9596 | 4.8715 | 4.1041
|  | 4670000 | 9.3297 | 5.1072 | 4.655
|  | 4673330 | 8.1288 | 5.2593 | 4.3586
|  | 4676670 | 9.4493 | 4.764 | 4.6767
|  | 4680000 | 9.7587 | 5.2796 | 4.7397
|  | 4683330 | 8.1455 | 5.4373 | 5.1511
|  | 4686670 | 8.3325 | 5.3463 | 4.9154
|  | 4690000 | 7.5316 | 5.3461 | 4.1202
|  | 4693330 | 8.8366 | 4.9786 | 4.3649
|  | 4696670 | 8.3083 | 4.6012 | 4.6209
|  | 4700000 | 7.8832 | 4.3882 | 4.6718
|  | 4703330 | 9.0219 | 5.272 | 4.9349
|  | 4706670 | 8.1999 | 4.4588 | 4.5859
|  | 4710000 | 8.4523 | 4.1145 | 4.3997
|  | 4713330 | 8.5794 | 4.8045 | 4.8663
|  | 4716670 | 8.8033 | 5.1247 | 4.6599
|  | 4720000 | 10.1271 | 5.2344 | 4.6181
|  | 4723330 | 10.2416 | 5.0998 | 4.6398
|  | 4726670 | 10.6111 | 5.2217 | 4.8789
|  | 4730000 | 9.9241 | 5.3425 | 4.5341
|  | 4733330 | 8.5241 | 5.1786 | 4.4614
|  | 4736670 | 8.7361 | 4.593 | 4.2591
|  | 4740000 | 9.201 | 4.625 | 4.2808
|  | 4743330 | 8.2993 | 4.8985 | 4.5744
|  | 4746670 | 7.7144 | 4.4197 | 4.4502
|  | 4750000 | 9.8257 | 4.6544 | 4.1503
|  | 4753330 | 9.5721 | 5.6589 | 4.4085
|  | 4756670 | 8.3039 | 5.2312 | 4.8155
|  | 4760000 | 8.5069 | 4.8392 | 4.7078
|  | 4763330 | 8.2359 | 4.7449 | 4.6
|  | 4766670 | 8.5327 | 5.0241 | 4.778
|  | 4770000 | 8.9159 | 5.0509 | 4.9206
|  | 4773330 | 8.2429 | 5.1707 | 4.9498
|  | 4776670 | 8.3235 | 5.3339 | 5.0622
|  | 4780000 | 7.8092 | 5.5107 | 4.641
|  | 4783330 | 9.1201 | 4.4272 | 4.5329
|  | 4786670 | 9.3595 | 4.5693 | 4.4232
|  | 4790000 | 8.8588 | 4.5344 | 4.7121
|  | 4793330 | 8.748 | 4.9914 | 4.4796
|  | 4796670 | 8.5385 | 5.4639 | 4.0402
|  | 4800000 | 7.4007 | 5.2366 | 4.4335
|  | 4803330 | 7.9606 | 5.2155 | 4.6885
|  | 4806670 | 8.5618 | 4.7102 | 4.2343
|  | 4810000 | 7.8666 | 4.8466 | 4.0858
|  | 4813330 | 7.5139 | 5.0996 | 3.7713
|  | 4816670 | 8.5318 | 4.6782 | 4.454
|  | 4820000 | 9.154 | 5.0006 | 4.5426
|  | 4823330 | 8.6485 | 5.1457 | 4.2198
|  | 4826670 | 9.066 | 4.8471 | 4.1098
|  | 4830000 | 8.3 | 5.0666 | 4.0737
|  | 4833330 | 9.4922 | 4.7512 | 4.4948
|  | 4836670 | 10.1708 | 4.7679 | 5.1069
|  | 4840000 | 9.4205 | 4.6373 | 4.6229
|  | 4843330 | 8.234 | 4.8044 | 4.855
|  | 4846670 | 7.5606 | 5.0927 | 4.8932
|  | 4850000 | 8.362 | 4.6557 | 4.4864
|  | 4853330 | 8.2268 | 4.6524 | 4.9408
|  | 4856670 | 7.522 | 4.7947 | 4.8895
|  | 4860000 | 7.7166 | 5.2459 | 4.3292
|  | 4863330 | 9.0358 | 5.5327 | 4.8625
|  | 4866670 | 8.2203 | 5.3236 | 4.9905
|  | 4870000 | 8.9 | 5.1533 | 4.6303
|  | 4873330 | 8.9467 | 5.0699 | 4.3844
|  | 4876670 | 9.0228 | 5.0691 | 4.6875
|  | 4880000 | 8.7565 | 4.8649 | 4.9735
|  | 4883330 | 8.7272 | 5.4569 | 5.1388
|  | 4886670 | 9.2032 | 5.365 | 4.8595
|  | 4890000 | 8.6139 | 5.2766 | 4.2547
|  | 4893330 | 9.376 | 5.5883 | 4.0218
|  | 4896670 | 9.4514 | 5.47 | 4.0574
|  | 4900000 | 8.1818 | 5.3032 | 4.4751
|  | 4903330 | 8.37 | 5.3077 | 4.4722
|  | 4906670 | 8.0679 | 5.03 | 4.5533
|  | 4910000 | 8.1289 | 5.2929 | 4.2742
|  | 4913330 | 9.3292 | 5.211 | 4.8026
|  | 4916670 | 8.548 | 5.103 | 4.7967
|  | 4920000 | 8.1465 | 4.6223 | 4.9637
|  | 4923330 | 10.0511 | 4.6173 | 5.0326
|  | 4926670 | 10.4891 | 5.4876 | 4.8272
|  | 4930000 | 7.8837 | 5.9008 | 4.5585
|  | 4933330 | 7.9537 | 5.5008 | 4.1694
|  | 4936670 | 9.2032 | 4.6173 | 4.2932
|  | 4940000 | 9.0779 | 5.0349 | 4.2716
|  | 4943330 | 9.6031 | 5.2236 | 4.1356
|  | 4946670 | 9.8244 | 5.2402 | 4.1966
|  | 4950000 | 8.6719 | 4.7756 | 4.2466
|  | 4953330 | 8.1661 | 4.475 | 4.7368
|  | 4956670 | 7.6902 | 5.106 | 4.9544
|  | 4960000 | 8.753 | 5.2814 | 4.8347
|  | 4963330 | 8.6388 | 5.39 | 5.0857
|  | 4966670 | 8.4678 | 5.4882 | 4.9976
|  | 4970000 | 8.9522 | 4.9847 | 4.4916
|  | 4973330 | 9.7609 | 4.6315 | 4.5468
|  | 4976670 | 9.6268 | 4.9839 | 4.4206
|  | 4980000 | 7.0307 | 5.4003 | 4.6653
|  | 4983330 | 7.0937 | 5.0974 | 4.444
|  | 4986670 | 8.8873 | 4.8929 | 4.2758
|  | 4990000 | 10.0512 | 4.9756 | 4.3499
|  | 4993330 | 10.2965 | 5.4997 | 4.4981
|  | 4996670 | 9.2449 | 5.5388 | 4.6413
|  | 5000000 | 8.7169 | 4.9235 | 5.3647
|  | 5003330 | 9.629 | 4.9022 | 5.3813
|  | 5006670 | 9.6849 | 4.9261 | 4.4845
|  | 5010000 | 9.6361 | 5.208 | 4.0356
|  | 5013330 | 9.1326 | 5.0938 | 4.0521
|  | 5016670 | 10.3404 | 5.235 | 4.6799
|  | 5020000 | 8.6528 | 5.8242 | 4.7951
|  | 5023330 | 8.651 | 5.5663 | 4.8335
|  | 5026670 | 8.7314 | 4.8416 | 4.5427
|  | 5030000 | 9.5543 | 4.2862 | 4.8533
|  | 5033330 | 9.2492 | 5.0263 | 4.7536
|  | 5036670 | 9.3855 | 4.6541 | 4.7008
|  | 5040000 | 9.4776 | 5.1948 | 4.3904
|  | 5043330 | 8.8456 | 5.1983 | 4.7642
|  | 5046670 | 8.6787 | 4.7821 | 4.5742
|  | 5050000 | 8.4911 | 5.0241 | 4.5388
|  | 5053330 | 8.6259 | 4.8437 | 4.5194
|  | 5056670 | 8.9586 | 4.9737 | 4.4562
|  | 5060000 | 9.6124 | 5.1916 | 4.7049
|  | 5063330 | 9.4772 | 5.176 | 4.4311
|  | 5066670 | 9.0215 | 4.8221 | 4.3753
|  | 5070000 | 8.2395 | 5.0199 | 4.0835
|  | 5073330 | 8.5516 | 5.0464 | 4.755
|  | 5076670 | 9.3365 | 4.875 | 4.8042
|  | 5080000 | 9.6978 | 4.8453 | 4.8699
|  | 5083330 | 9.0615 | 4.9125 | 4.3872
|  | 5086670 | 8.7549 | 4.6299 | 4.6224
|  | 5090000 | 8.5961 | 4.2428 | 4.9177
|  | 5093330 | 8.6821 | 4.5703 | 4.684
|  | 5096670 | 8.1366 | 5.1374 | 4.4136
|  | 5100000 | 7.2239 | 4.9971 | 4.7645
|  | 5103330 | 7.6889 | 5.4793 | 4.6838
|  | 5106670 | 8.2442 | 5.7584 | 4.3545
|  | 5110000 | 8.4511 | 4.9685 | 4.3397
|  | 5113330 | 9.0347 | 4.7234 | 4.1978
|  | 5116670 | 8.7578 | 5.2106 | 4.5576
|  | 5120000 | 8.9929 | 5.7337 | 4.5575
|  | 5123330 | 8.8001 | 5.523 | 4.4863
|  | 5126670 | 7.8967 | 4.9936 | 4.7016
|  | 5130000 | 8.3235 | 4.9659 | 4.3121
|  | 5133330 | 9.304 | 5.39 | 4.4892
|  | 5136670 | 9.5263 | 5.2127 | 4.4846
|  | 5140000 | 8.8531 | 5.2768 | 4.319
|  | 5143330 | 7.9851 | 5.4778 | 4.8535
|  | 5146670 | 8.6831 | 4.9935 | 5.114
|  | 5150000 | 8.3504 | 4.888 | 4.7323
|  | 5153330 | 8.7605 | 5.2485 | 3.96
|  | 5156670 | 8.9014 | 5.4461 | 4.4668
|  | 5160000 | 9.3939 | 5.0489 | 4.4946
|  | 5163330 | 9.3789 | 4.8179 | 4.0432
|  | 5166670 | 8.6069 | 5.0897 | 4.2944
|  | 5170000 | 9.275 | 5.0438 | 4.7638
|  | 5173330 | 11 | 4.8852 | 4.7363
|  | 5176670 | 9.8646 | 5.2411 | 4.7706
|  | 5180000 | 10.3547 | 4.8189 | 4.5438
|  | 5183330 | 9.198 | 4.9174 | 4.5116
|  | 5186670 | 8.7092 | 4.8778 | 4.6872
|  | 5190000 | 9.8414 | 4.5315 | 4.3685
|  | 5193330 | 9.5492 | 5.2359 | 4.2645
|  | 5196670 | 9.0973 | 4.9643 | 4.6575
|  | 5200000 | 9.1975 | 4.5452 | 4.2203
|  | 5203330 | 9.3791 | 5.0675 | 3.9103
|  | 5206670 | 8.4685 | 5.1895 | 3.9053
|  | 5210000 | 8.0472 | 5.2726 | 4.5772
|  | 5213330 | 8.9977 | 4.856 | 4.7188
|  | 5216670 | 9.1824 | 4.6487 | 5.2525
|  | 5220000 | 8.2779 | 4.9404 | 4.9936
|  | 5223330 | 8.4438 | 4.8867 | 4.3427
|  | 5226670 | 9.5524 | 5.1211 | 4.9722
|  | 5230000 | 9.6975 | 5.6271 | 4.7759
|  | 5233330 | 8.9667 | 5.294 | 4.5056
|  | 5236670 | 8.7652 | 5.5009 | 4.5827
|  | 5240000 | 9.231 | 5.8533 | 4.8572
|  | 5243330 | 9.3808 | 5.1776 | 4.4329
|  | 5246670 | 9.4075 | 4.7264 | 4.1181
|  | 5250000 | 9.0651 | 4.6989 | 4.6954
|  | 5253330 | 7.8414 | 4.8801 | 4.5994
|  | 5256670 | 7.7759 | 4.5307 | 4.1243
|  | 5260000 | 8.4841 | 4.3371 | 4.237
|  | 5263330 | 8.2684 | 4.5175 | 4.7407
|  | 5266670 | 7.9501 | 5.3302 | 4.5714
|  | 5270000 | 9.2509 | 6.2195 | 4.9201
|  | 5273330 | 9.4314 | 5.3964 | 4.2877
|  | 5276670 | 8.7903 | 5.4178 | 3.8125
|  | 5280000 | 7.8504 | 4.9562 | 4.6573
|  | 5283330 | 8.12 | 4.52 | 4.9488
|  | 5286670 | 8.7297 | 5.1873 | 4.4353
|  | 5290000 | 7.2672 | 5.4664 | 4.3873
|  | 5293330 | 7.043 | 5.6768 | 3.9941
|  | 5296670 | 8.624 | 5.4554 | 3.9284
|  | 5300000 | 9.035 | 4.7531 | 4.4859
|  | 5303330 | 7.9555 | 4.6993 | 4.3059
|  | 5306670 | 8.153 | 4.9701 | 4.7829
|  | 5310000 | 8.6778 | 4.2601 | 4.7774
|  | 5313330 | 8.8296 | 4.6502 | 4.8031
|  | 5316670 | 7.9612 | 4.8372 | 4.4907
|  | 5320000 | 9.4919 | 4.4674 | 4.551
|  | 5323330 | 9.775 | 4.7953 | 4.6711
|  | 5326670 | 7.9439 | 4.9191 | 4.6143
|  | 5330000 | 8.2006 | 4.9074 | 4.3876
|  | 5333330 | 8.2564 | 4.4633 | 4.6265
|  | 5336670 | 7.4785 | 5.352 | 4.4707
|  | 5340000 | 9.2906 | 5.2005 | 4.5355
|  | 5343330 | 9.7756 | 4.4774 | 4.1874
|  | 5346670 | 8.8038 | 4.3644 | 4.3168
|  | 5350000 | 8.0778 | 5.3753 | 4.4586
|  | 5353330 | 7.8127 | 5.3798 | 4.5317
|  | 5356670 | 8.9075 | 4.8108 | 4.9553
|  | 5360000 | 8.3089 | 4.759 | 5.4598
|  | 5363330 | 7.4575 | 4.8864 | 5.1076
|  | 5366670 | 7.8039 | 5.1795 | 4.9232
|  | 5370000 | 8.8713 | 4.8715 | 4.5946
|  | 5373330 | 10.901 | 4.9479 | 3.9933
|  | 5376670 | 10.3192 | 5.1903 | 4.1353
|  | 5380000 | 8.1639 | 5.3343 | 4.8819
|  | 5383330 | 8.3999 | 5.34 | 4.9636
|  | 5386670 | 9.3453 | 5.4527 | 4.2739
|  | 5390000 | 8.894 | 4.8831 | 4.5234
|  | 5393330 | 8.871 | 4.7237 | 4.8588
|  | 5396670 | 8.27 | 4.8001 | 4.4843
|  | 5400000 | 8.4978 | 4.2101 | 4.2093
|  | 5403330 | 8.1273 | 4.5139 | 3.9934
|  | 5406670 | 8.5663 | 4.399 | 4.3808
|  | 5410000 | 9.5576 | 4.9583 | 4.2946
|  | 5413330 | 11.1309 | 5.2847 | 4.3244
|  | 5416670 | 9.0355 | 4.669 | 4.5271
|  | 5420000 | 8.5643 | 5.074 | 4.5216
|  | 5423330 | 7.4152 | 4.4005 | 4.4404
|  | 5426670 | 8.5644 | 4.3943 | 4.5184
|  | 5430000 | 8.8828 | 5.0287 | 4.209
|  | 5433330 | 9.6219 | 5.3336 | 3.9975
|  | 5436670 | 9.0086 | 4.7566 | 3.9429
|  | 5440000 | 9.3574 | 4.6786 | 3.8592
|  | 5443330 | 9.8768 | 5.4792 | 4.3498
|  | 5446670 | 8.5985 | 5.4792 | 5.0156
|  | 5450000 | 8.3057 | 5.2374 | 5.4012
|  | 5453330 | 7.1599 | 5.7252 | 4.8836
|  | 5456670 | 7.6936 | 5.0567 | 4.961
|  | 5460000 | 8.4478 | 4.7968 | 4.8476
|  | 5463330 | 7.7663 | 5.8003 | 4.6835
|  | 5466670 | 7.4929 | 5.2677 | 4.3391
|  | 5470000 | 8.0269 | 5.0538 | 4.2157
|  | 5473330 | 7.2253 | 4.8543 | 4.8369
|  | 5476670 | 7.5457 | 5.1892 | 4.8169
|  | 5480000 | 8.0016 | 5.0917 | 4.6172
|  | 5483330 | 8.6901 | 4.9906 | 5.4763
|  | 5486670 | 9.1683 | 4.7961 | 4.8389
|  | 5490000 | 8.3602 | 5.0949 | 4.1913
|  | 5493330 | 8.8405 | 5.0006 | 4.5183
|  | 5496670 | 8.6644 | 4.6163 | 4.7757
|  | 5500000 | 8.5399 | 4.7779 | 4.2206
|  | 5503330 | 7.6444 | 4.7121 | 4.3749
|  | 5506670 | 7.8252 | 4.8774 | 4.4747
|  | 5510000 | 8.0332 | 5.0989 | 3.8788
|  | 5513330 | 7.9201 | 4.3594 | 3.8253
|  | 5516670 | 8.9936 | 4.4374 | 4.105
|  | 5520000 | 10.266 | 4.7168 | 4.3653
|  | 5523330 | 8.9048 | 4.6131 | 4.1905
|  | 5526670 | 8.9314 | 4.6718 | 3.8786
|  | 5530000 | 9.4876 | 4.9127 | 4.8254
|  | 5533330 | 9.4373 | 5.33 | 4.9561
|  | 5536670 | 9.4992 | 5.4489 | 4.5329
|  | 5540000 | 8.6024 | 4.7474 | 4.3323
|  | 5543330 | 8.7432 | 4.711 | 4.1838
|  | 5546670 | 8.7478 | 5.1713 | 4.3169
|  | 5550000 | 9.4568 | 5.525 | 4.4086
|  | 5553330 | 9.46 | 4.6806 | 4.6093
|  | 5556670 | 9.6875 | 5.2342 | 5.0217
|  | 5560000 | 9.6408 | 5.4145 | 4.734
|  | 5563330 | 8.1176 | 5.1459 | 4.7185
|  | 5566670 | 8.3618 | 4.6736 | 4.9517
|  | 5570000 | 8.6703 | 4.5821 | 4.3495
|  | 5573330 | 7.591 | 5.2636 | 4.5722
|  | 5576670 | 7.9795 | 5.229 | 4.7905
|  | 5580000 | 9.6816 | 5.0374 | 4.5369
|  | 5583330 | 8.8167 | 4.6429 | 4.4546
|  | 5586670 | 9.8425 | 4.5669 | 4.9004
|  | 5590000 | 10.5256 | 5.1169 | 4.785
|  | 5593330 | 8.9494 | 4.9427 | 4.8565
|  | 5596670 | 8.8711 | 5.4182 | 5.3645
|  | 5600000 | 8.7771 | 5.2414 | 4.4435
|  | 5603330 | 8.5563 | 4.5521 | 4.5436
|  | 5606670 | 8.191 | 4.6503 | 4.3681
|  | 5610000 | 8.5167 | 5.2557 | 4.4141
|  | 5613330 | 8.3346 | 5.3862 | 4.7718
|  | 5616670 | 7.3495 | 5.2246 | 4.9967
|  | 5620000 | 8.6073 | 5.3101 | 4.817
|  | 5623330 | 8.6959 | 4.5924 | 4.5456
|  | 5626670 | 7.9801 | 4.4782 | 4.6256
|  | 5630000 | 8.9134 | 5.1061 | 4.7334
|  | 5633330 | 10.5951 | 5.1909 | 4.614
|  | 5636670 | 9.558 | 4.6297 | 4.1591
|  | 5640000 | 8.7213 | 5.064 | 3.9891
|  | 5643330 | 8.5162 | 5.3441 | 4.0562
|  | 5646670 | 9.0532 | 5.0829 | 3.6198
|  | 5650000 | 9.5433 | 4.4637 | 4.0936
|  | 5653330 | 9.0937 | 4.4507 | 4.3462
|  | 5656670 | 8.8307 | 5.0799 | 4.3509
|  | 5660000 | 8.9452 | 4.6207 | 4.52
|  | 5663330 | 9.7369 | 4.7451 | 4.5548
|  | 5666670 | 10.0805 | 4.9856 | 4.4296
|  | 5670000 | 9.2654 | 4.2693 | 4.443
|  | 5673330 | 9.6142 | 4.2089 | 4.2797
|  | 5676670 | 8.351 | 5.1932 | 4.2382
|  | 5680000 | 8.5277 | 4.9409 | 4.7102
|  | 5683330 | 9.0254 | 5.3746 | 4.9797
|  | 5686670 | 9.2948 | 5.4231 | 4.9012
|  | 5690000 | 9.345 | 5.1386 | 4.8255
|  | 5693330 | 8.0626 | 5.4625 | 4.9391
|  | 5696670 | 9.2304 | 5.1444 | 4.9005
|  | 5700000 | 9.2526 | 4.8487 | 4.5177
|  | 5703330 | 10.1345 | 4.7933 | 4.4821
|  | 5706670 | 9.1392 | 4.797 | 4.5206
|  | 5710000 | 7.8858 | 4.4279 | 4.7272
|  | 5713330 | 8.6743 | 4.848 | 4.3928
|  | 5716670 | 8.4948 | 4.8106 | 4.4151
|  | 5720000 | 8.2686 | 4.8397 | 4.2804
|  | 5723330 | 8.5599 | 4.8759 | 4.5161
|  | 5726670 | 7.4287 | 5.3318 | 4.7536
|  | 5730000 | 8.2841 | 4.8729 | 4.6377
|  | 5733330 | 8.4322 | 4.896 | 4.8416
|  | 5736670 | 6.9009 | 4.4862 | 4.1832
|  | 5740000 | 7.0546 | 4.5738 | 3.6391
|  | 5743330 | 8.9578 | 5.1696 | 4.2469
|  | 5746670 | 9.0421 | 5.4504 | 4.8603
|  | 5750000 | 7.4691 | 5.7332 | 5.1166
|  | 5753330 | 8.364 | 6.0164 | 4.9249
|  | 5756670 | 9.3513 | 5.6675 | 4.8602
|  | 5760000 | 9.5859 | 5.7536 | 4.0974
|  | 5763330 | 9.2764 | 5.4195 | 4.2299
|  | 5766670 | 7.6173 | 5.4473 | 4.5844
|  | 5770000 | 7.4319 | 4.9988 | 4.7198
|  | 5773330 | 8.5233 | 5.1413 | 5.0579
|  | 5776670 | 7.479 | 5.6662 | 4.2733
|  | 5780000 | 7.9556 | 5.4582 | 3.8594
|  | 5783330 | 8.1489 | 5.4544 | 4.6188
|  | 5786670 | 7.9684 | 5.4205 | 4.5571
|  | 5790000 | 8.8133 | 5.0984 | 4.7009
|  | 5793330 | 8.7265 | 4.972 | 4.4165
|  | 5796670 | 7.3154 | 5.0538 | 4.4622
|  | 5800000 | 8.4975 | 4.9055 | 4.5977
|  | 5803330 | 8.5681 | 5.3619 | 4.2306
|  | 5806670 | 8.3307 | 5.1402 | 4.2173
|  | 5810000 | 7.7895 | 4.9642 | 4.9885
|  | 5813330 | 8.3546 | 5.3283 | 4.8769
|  | 5816670 | 8.1509 | 5.1959 | 4.4799
|  | 5820000 | 9.3526 | 5.4626 | 4.5623
|  | 5823330 | 8.8923 | 4.9922 | 4.0457
|  | 5826670 | 8.7791 | 4.9364 | 4.093
|  | 5830000 | 7.7549 | 4.7999 | 4.4729
|  | 5833330 | 7.5311 | 4.5942 | 4.2073
|  | 5836670 | 7.5788 | 4.8759 | 4.7083
|  | 5840000 | 8.8396 | 4.6755 | 4.5966
|  | 5843330 | 9.1052 | 4.6789 | 4.6929
|  | 5846670 | 9.2576 | 5.0942 | 4.9286
|  | 5850000 | 9.0604 | 4.7398 | 4.721
|  | 5853330 | 7.9552 | 4.7857 | 4.3407
|  | 5856670 | 8.0121 | 5.324 | 4.2367
|  | 5860000 | 8.3386 | 5.5833 | 4.647
|  | 5863330 | 8.8304 | 5.3694 | 4.7978
|  | 5866670 | 10.0329 | 5.0957 | 4.4058
|  | 5870000 | 8.7763 | 4.6906 | 4.2932
|  | 5873330 | 8.1746 | 4.8401 | 4.291
|  | 5876670 | 8.5712 | 5.4192 | 4.1285
|  | 5880000 | 9.9121 | 4.8197 | 4.3746
|  | 5883330 | 8.3821 | 5.2119 | 4.4115
|  | 5886670 | 7.5764 | 5.1267 | 4.4473
|  | 5890000 | 8.5333 | 4.8038 | 4.2764
|  | 5893330 | 9.029 | 4.9716 | 4.5527
|  | 5896670 | 8.1449 | 5.2396 | 4.497
|  | 5900000 | 8.1192 | 5.0337 | 4.4253
|  | 5903330 | 8.1394 | 4.8469 | 4.4342
|  | 5906670 | 9.4749 | 4.5076 | 4.1636
|  | 5910000 | 9.4268 | 4.5448 | 4.6296
|  | 5913330 | 9.2286 | 4.6549 | 4.7296
|  | 5916670 | 9.4926 | 4.807 | 4.9006
|  | 5920000 | 7.7911 | 4.3795 | 4.715
|  | 5923330 | 8.1511 | 5.0166 | 4.8638
|  | 5926670 | 8.6484 | 5.4102 | 4.9412
|  | 5930000 | 8.8454 | 4.9296 | 4.7548
|  | 5933330 | 8.2353 | 4.6844 | 4.8258
|  | 5936670 | 8.6604 | 5.6964 | 3.9203
|  | 5940000 | 8.6422 | 5.6265 | 4.4155
|  | 5943330 | 9.7541 | 4.8165 | 4.9593
|  | 5946670 | 9.5494 | 5.1938 | 4.7236
|  | 5950000 | 8.6267 | 5.6502 | 4.2816
|  | 5953330 | 8.2705 | 5.1738 | 4.1599
|  | 5956670 | 8.5183 | 4.9301 | 4.5331
|  | 5960000 | 8.5697 | 5.3653 | 4.6269
|  | 5963330 | 9.3309 | 5.2123 | 4.7551
|  | 5966670 | 9.7753 | 5.212 | 4.7391
|  | 5970000 | 9.4936 | 4.9945 | 4.6897
|  | 5973330 | 9.6434 | 4.5921 | 4.5637
|  | 5976670 | 8.2684 | 5.2448 | 4.3352
|  | 5980000 | 7.6591 | 5.0579 | 4.0146
|  | 5983330 | 8.1263 | 5.4627 | 4.0784
|  | 5986670 | 8.4351 | 5.6251 | 4.4806
|  | 5990000 | 9.501 | 5.4778 | 4.503
|  | 5993330 | 8.8288 | 5.7277 | 4.5425
|  | 5996670 | 9.181 | 5.5517 | 4.9015
|  | 6000000 | 9.1382 | 5.3412 | 4.7433
|  | 6003330 | 8.4194 | 5.3172 | 4.6044
|  | 6006670 | 9.0975 | 5.7588 | 4.6783
|  | 6010000 | 10.0346 | 5.5891 | 3.9899
|  | 6013330 | 9.7306 | 4.9006 | 4.6204
|  | 6016670 | 9.5641 | 5.1993 | 4.8739
|  | 6020000 | 9.6436 | 5.0824 | 4.5513
|  | 6023330 | 8.8989 | 4.8342 | 4.3848
|  | 6026670 | 7.7391 | 5.1688 | 4.5092
|  | 6030000 | 7.7993 | 4.6158 | 4.4696
|  | 6033330 | 8.4192 | 4.7037 | 4.2423
|  | 6036670 | 9.7195 | 4.7895 | 4.2676
|  | 6040000 | 8.839 | 4.7093 | 4.4571
|  | 6043330 | 6.8129 | 4.8638 | 4.272
|  | 6046670 | 8.3542 | 5.2891 | 4.2284
|  | 6050000 | 8.9727 | 4.9491 | 4.6195
|  | 6053330 | 9.3006 | 5.4482 | 4.6422
|  | 6056670 | 9.4722 | 5.6365 | 4.6523
|  | 6060000 | 8.5787 | 5.0635 | 4.5309
|  | 6063330 | 9.2731 | 5.0767 | 4.3621
|  | 6066670 | 9.6202 | 4.8674 | 3.9833
|  | 6070000 | 7.1966 | 4.9464 | 4.0956
|  | 6073330 | 6.8083 | 4.4519 | 3.8721
|  | 6076670 | 7.0583 | 4.3372 | 4.3759
|  | 6080000 | 8.3284 | 4.8138 | 4.3123
|  | 6083330 | 8.9241 | 5.2791 | 4.8698
|  | 6086670 | 10.4658 | 5.5529 | 4.2538
|  | 6090000 | 8.9074 | 5.5556 | 4.0309
|  | 6093330 | 8.1319 | 4.9154 | 4.1468
|  | 6096670 | 8.6548 | 4.753 | 4.285
|  | 6100000 | 8.7054 | 5.321 | 4.6433
|  | 6103330 | 8.7127 | 5.0115 | 4.4972
|  | 6106670 | 8.2763 | 4.4533 | 4.1362
|  | 6110000 | 9.7136 | 4.2746 | 3.9766
|  | 6113330 | 10.6603 | 5.0448 | 4.2853
|  | 6116670 | 10.0296 | 5.3384 | 4.5049
|  | 6120000 | 8.804 | 5.158 | 4.032
|  | 6123330 | 8.4881 | 5.0234 | 4.4625
|  | 6126670 | 8.3483 | 4.6873 | 4.0565
|  | 6130000 | 7.7422 | 4.9886 | 4.43
|  | 6133330 | 8.2949 | 4.819 | 4.4098
|  | 6136670 | 9.73 | 4.6739 | 4.0461
|  | 6140000 | 8.4369 | 4.7485 | 4.2155
|  | 6143330 | 8.6662 | 5.0256 | 4.3733
|  | 6146670 | 8.1822 | 4.9295 | 4.3346
|  | 6150000 | 7.7896 | 5.0598 | 4.7744
|  | 6153330 | 8.3906 | 4.7022 | 4.7766
|  | 6156670 | 10.127 | 4.3938 | 4.3018
|  | 6160000 | 9.166 | 4.7824 | 4.412
|  | 6163330 | 8.1108 | 4.9718 | 4.2474
|  | 6166670 | 9.0461 | 5.6837 | 5.2963
|  | 6170000 | 8.9025 | 5.9956 | 5.246
|  | 6173330 | 8.0925 | 5.706 | 4.6274
|  | 6176670 | 9.455 | 5.18 | 4.1003
|  | 6180000 | 8.1428 | 4.9272 | 3.921
|  | 6183330 | 8.1028 | 4.839 | 4.312
|  | 6186670 | 8.7174 | 4.7623 | 4.4982
|  | 6190000 | 10.3838 | 5.4209 | 4.7328
|  | 6193330 | 9.7795 | 5.6062 | 3.9754
|  | 6196670 | 9.2401 | 5.4699 | 4.6239
|  | 6200000 | 8.2472 | 5.2296 | 4.5503
|  | 6203330 | 8.2847 | 4.6815 | 4.4884
|  | 6206670 | 7.3731 | 4.289 | 4.4988
|  | 6210000 | 7.4708 | 4.6381 | 4.6396
|  | 6213330 | 8.4095 | 5.6664 | 4.0475
|  | 6216670 | 9.4562 | 4.9206 | 4.547
|  | 6220000 | 8.6204 | 4.0882 | 4.7041
|  | 6223330 | 8.5655 | 5.0823 | 4.9776
|  | 6226670 | 9.2987 | 5.2934 | 4.6689
|  | 6230000 | 9.0096 | 4.706 | 4.8864
|  | 6233330 | 9.1531 | 4.469 | 4.6923
|  | 6236670 | 9.7179 | 4.9815 | 4.9001
|  | 6240000 | 9.0245 | 4.8882 | 5.1211
|  | 6243330 | 8.2288 | 4.7108 | 5.2738
|  | 6246670 | 8.4714 | 5.2464 | 4.7056
|  | 6250000 | 8.1196 | 5.1197 | 4.2736
|  | 6253330 | 8.6529 | 5.3662 | 4.1248
|  | 6256670 | 8.7717 | 5.0547 | 4.128
|  | 6260000 | 6.5359 | 4.8612 | 3.9675
|  | 6263330 | 6.229 | 4.6568 | 4.25
|  | 6266670 | 6.8649 | 4.4938 | 4.0242
|  | 6270000 | 6.5097 | 4.7135 | 3.9974
|  | 6273330 | 8.03 | 4.5343 | 4.2533
|  | 6276670 | 9.373 | 5.2079 | 4.0714
|  | 6280000 | 10.0983 | 5.0023 | 4.4871
|  | 6283330 | 8.2134 | 4.5088 | 4.5914
|  | 6286670 | 8.291 | 5.3818 | 4.2497
|  | 6290000 | 9.4384 | 5.5961 | 4.2688
|  | 6293330 | 9.9059 | 4.9281 | 4.749
|  | 6296670 | 8.3449 | 5.0078 | 4.8906
|  | 6300000 | 8.6568 | 5.0369 | 4.9889
|  | 6303330 | 9.2629 | 4.5137 | 4.8127
|  | 6306670 | 8.4053 | 4.7846 | 4.5359
|  | 6310000 | 7.8983 | 5.0914 | 4.2828
|  | 6313330 | 8.8694 | 4.9885 | 4.5041
|  | 6316670 | 8.3918 | 5.0057 | 4.8076
|  | 6320000 | 7.835 | 4.4377 | 4.7202
|  | 6323330 | 7.677 | 5.1777 | 4.8072
|  | 6326670 | 7.7 | 5.5524 | 4.6637
|  | 6330000 | 9.0622 | 5.7607 | 4.2231
|  | 6333330 | 9.2644 | 5.4748 | 4.4845
|  | 6336670 | 8.5902 | 4.9112 | 4.8591
|  | 6340000 | 8.5132 | 5.6279 | 4.5653
|  | 6343330 | 8.4012 | 5.8234 | 4.2398
|  | 6346670 | 8.727 | 5.1776 | 4.0609
|  | 6350000 | 10.069 | 4.6584 | 4.6364
|  | 6353330 | 10.0234 | 5.3241 | 4.7915
|  | 6356670 | 8.9005 | 5.4304 | 4.2538
|  | 6360000 | 9.3738 | 4.7569 | 4.6311
|  | 6363330 | 10.561 | 5.1682 | 4.7626
|  | 6366670 | 8.6106 | 5.1862 | 4.4043
|  | 6370000 | 7.8278 | 4.9915 | 4.119
|  | 6373330 | 7.5605 | 5.0269 | 4.1567
|  | 6376670 | 8.6653 | 5.2293 | 4.6158
|  | 6380000 | 9.0471 | 5.2328 | 4.5004
|  | 6383330 | 8.3089 | 5.0018 | 4.2553
|  | 6386670 | 8.8058 | 4.2018 | 4.0602
|  | 6390000 | 8.2132 | 4.8548 | 4.5389
|  | 6393330 | 8.4107 | 5.015 | 4.6065
|  | 6396670 | 8.3745 | 4.8725 | 4.3139
|  | 6400000 | 8.6583 | 4.9484 | 4.5103
|  | 6403330 | 8.4851 | 5.0823 | 4.4477
|  | 6406670 | 8.1988 | 5.0392 | 3.9627
|  | 6410000 | 8.1615 | 5.091 | 3.9295
|  | 6413330 | 7.9362 | 5.1451 | 4.2156
|  | 6416670 | 8.5998 | 4.6526 | 4.2552
|  | 6420000 | 8.2725 | 4.381 | 3.9807
|  | 6423330 | 8.1693 | 4.1021 | 4.207
|  | 6426670 | 7.941 | 4.3971 | 4.5372
|  | 6430000 | 7.9229 | 4.8083 | 4.5765
|  | 6433330 | 8.833 | 5.0664 | 4.6308
|  | 6436670 | 9.6071 | 5.4762 | 4.9529
|  | 6440000 | 9.6874 | 5.4987 | 4.9941
|  | 6443330 | 9.7916 | 5.5074 | 4.4652
|  | 6446670 | 10.0101 | 5.8085 | 4.0123
|  | 6450000 | 7.0657 | 5.5762 | 4.6444
|  | 6453330 | 7.4332 | 5.4586 | 4.6905
|  | 6456670 | 7.4947 | 5.2151 | 4.3363
|  | 6460000 | 8.2515 | 4.9116 | 3.8041
|  | 6463330 | 9.0828 | 4.8639 | 3.9364
|  | 6466670 | 9.4734 | 4.9632 | 4.1803
|  | 6470000 | 8.605 | 5.3445 | 4.3537
|  | 6473330 | 9.3725 | 5.0527 | 4.9072
|  | 6476670 | 8.5456 | 4.8787 | 4.8886
|  | 6480000 | 7.6817 | 4.7228 | 4.7532
|  | 6483330 | 9.0619 | 4.4877 | 4.9959
|  | 6486670 | 9.1307 | 4.4169 | 4.9381
|  | 6490000 | 8.6241 | 4.876 | 5.0359
|  | 6493330 | 8.8056 | 4.9809 | 4.9339
|  | 6496670 | 9.0574 | 4.8133 | 4.8168
|  | 6500000 | 7.9955 | 5.1681 | 4.4509
|  | 6503330 | 7.3409 | 5.0944 | 3.9323
|  | 6506670 | 7.3192 | 4.892 | 4.2767
|  | 6510000 | 8.0185 | 4.7673 | 4.558
|  | 6513330 | 9.2989 | 4.9153 | 4.1671
|  | 6516670 | 8.4376 | 4.5666 | 4.5562
|  | 6520000 | 7.8871 | 4.7548 | 4.0838
|  | 6523330 | 7.5312 | 5.0729 | 4.6083
|  | 6526670 | 7.9103 | 5.074 | 4.7312
|  | 6530000 | 8.5163 | 4.3695 | 4.2455
|  | 6533330 | 8.1759 | 4.493 | 4.7289
|  | 6536670 | 8.6023 | 4.9547 | 5.2655
|  | 6540000 | 8.1856 | 4.5084 | 4.8698
|  | 6543330 | 8.5717 | 4.8086 | 4.0021
|  | 6546670 | 8.2745 | 4.8889 | 4.6539
|  | 6550000 | 7.6873 | 4.903 | 3.9321
|  | 6553330 | 6.5391 | 4.6249 | 4.301
|  | 6556670 | 7.7376 | 5.1953 | 4.8117
|  | 6560000 | 10.0263 | 4.6349 | 4.7625
|  | 6563330 | 9.0619 | 4.9775 | 4.7866
|  | 6566670 | 7.1992 | 5.2294 | 4.4789
|  | 6570000 | 7.1418 | 5.2713 | 4.1322
|  | 6573330 | 7.1038 | 5.1858 | 4.6335
|  | 6576670 | 7.5701 | 5.2088 | 5.0578
|  | 6580000 | 7.9184 | 4.8752 | 4.5238
|  | 6583330 | 8.4571 | 4.6365 | 4.1112
|  | 6586670 | 7.5376 | 4.4877 | 3.9734
|  | 6590000 | 8.8958 | 4.5595 | 4.3246
|  | 6593330 | 8.9045 | 4.5299 | 4.5487
|  | 6596670 | 8.1145 | 4.6209 | 4.4466
|  | 6600000 | 10.0233 | 5.0482 | 4.6391
|  | 6603330 | 10.7441 | 5.4453 | 4.7433
|  | 6606670 | 8.6106 | 5.1614 | 4.982
|  | 6610000 | 7.5847 | 5.0983 | 4.9403
|  | 6613330 | 9.4405 | 5.1465 | 4.6822
|  | 6616670 | 9.6482 | 5.2699 | 4.5419
|  | 6620000 | 9.5088 | 4.7955 | 4.1828
|  | 6623330 | 8.9754 | 4.5919 | 4.2147
|  | 6626670 | 7.7635 | 5.1138 | 3.9697
|  | 6630000 | 8.3602 | 5.646 | 4.1548
|  | 6633330 | 8.6836 | 5.1376 | 4.6033
|  | 6636670 | 8.3776 | 4.8642 | 4.7421
|  | 6640000 | 9.23 | 4.6908 | 5.0301
|  | 6643330 | 9.2716 | 5.1678 | 4.4682
|  | 6646670 | 9.6281 | 4.5716 | 4.5573
|  | 6650000 | 10.1904 | 4.3691 | 4.3196
|  | 6653330 | 8.7448 | 4.746 | 4.5027
|  | 6656670 | 8.1021 | 5.3794 | 4.8124
|  | 6660000 | 8.5519 | 5.6274 | 4.6893
|  | 6663330 | 8.7414 | 5.3151 | 4.098
|  | 6666670 | 9.1162 | 5.0634 | 4.6214
|  | 6670000 | 9.2567 | 5.0229 | 5.1162
|  | 6673330 | 9.1324 | 5.0539 | 5.0647
|  | 6676670 | 9.8449 | 4.9355 | 4.7927
|  | 6680000 | 8.8794 | 4.3704 | 4.7841
|  | 6683330 | 7.9021 | 5.0504 | 4.7307
|  | 6686670 | 8.9397 | 5.1012 | 4.2262
|  | 6690000 | 8.5312 | 5.5855 | 4.289
|  | 6693330 | 7.4502 | 5.8172 | 4.4549
|  | 6696670 | 8.2505 | 5.0245 | 4.4654
|  | 6700000 | 9.5814 | 5.0302 | 4.616
|  | 6703330 | 8.6436 | 5.1661 | 4.5076
|  | 6706670 | 9.3713 | 4.9707 | 4.6367
|  | 6710000 | 10.3471 | 4.8952 | 4.2351
|  | 6713330 | 9.4021 | 5.6928 | 4.0438
|  | 6716670 | 9.4824 | 5.2388 | 4.5472
|  | 6720000 | 8.5611 | 5.3662 | 4.8517
|  | 6723330 | 8.4631 | 5.3181 | 4.6293
|  | 6726670 | 8.1203 | 4.8556 | 4.9906
|  | 6730000 | 8.3564 | 4.6509 | 4.6314
|  | 6733330 | 7.9938 | 4.3829 | 4.1845
|  | 6736670 | 7.4852 | 5.1815 | 4.3778
|  | 6740000 | 8.0863 | 4.932 | 4.4861
|  | 6743330 | 8.9948 | 5.0612 | 4.7557
|  | 6746670 | 8.7176 | 5.0937 | 4.9134
|  | 6750000 | 9.5023 | 5.4513 | 4.6791
|  | 6753330 | 8.7553 | 5.0879 | 4.3611
|  | 6756670 | 8.5554 | 4.7434 | 4.1054
|  | 6760000 | 7.9566 | 4.6354 | 4.8528
|  | 6763330 | 7.4188 | 4.4031 | 4.5949
|  | 6766670 | 8.1043 | 4.8723 | 4.079
|  | 6770000 | 8.1406 | 5.1542 | 4.0983
|  | 6773330 | 8.1454 | 4.9578 | 4.1302
|  | 6776670 | 8.3349 | 4.9974 | 3.9087
|  | 6780000 | 8.8631 | 5.1002 | 4.4655
|  | 6783330 | 9.3943 | 4.9404 | 4.5903
|  | 6786670 | 8.7955 | 5.1551 | 4.4805
|  | 6790000 | 8.0129 | 5.1464 | 5.1268
|  | 6793330 | 7.2769 | 5.3168 | 5.5866
|  | 6796670 | 8.3712 | 4.5873 | 4.7569
|  | 6800000 | 8.9167 | 5.1357 | 4.5653
|  | 6803330 | 7.8468 | 5.0365 | 3.8953
|  | 6806670 | 8.717 | 4.3924 | 4.232
|  | 6810000 | 8.1559 | 4.9443 | 4.3102
|  | 6813330 | 7.8374 | 5.4079 | 4.1261
|  | 6816670 | 7.742 | 5.4138 | 4.108
|  | 6820000 | 7.601 | 5.5157 | 4.1348
|  | 6823330 | 8.4279 | 4.9278 | 4.1266
|  | 6826670 | 8.8277 | 4.9596 | 4.3975
|  | 6830000 | 8.4647 | 4.5101 | 4.4378
|  | 6833330 | 8.8503 | 4.7365 | 4.7259
|  | 6836670 | 8.2122 | 5.1794 | 4.8036
|  | 6840000 | 8.143 | 5.2229 | 4.4454
|  | 6843330 | 9.3147 | 4.8655 | 4.2969
|  | 6846670 | 8.2872 | 5.0584 | 3.9065
|  | 6850000 | 8.4618 | 5.3472 | 4.6432
|  | 6853330 | 8.2914 | 4.7903 | 4.3078
|  | 6856670 | 8.2047 | 5.1297 | 4.4455
|  | 6860000 | 7.069 | 5.0248 | 4.5142
|  | 6863330 | 8.2875 | 5.3806 | 4.4024
|  | 6866670 | 9.2872 | 5.483 | 4.685
|  | 6870000 | 9.5919 | 4.9854 | 4.6834
|  | 6873330 | 10.0276 | 4.556 | 4.4503
|  | 6876670 | 10.3885 | 5.0247 | 4.5953
|  | 6880000 | 9.0524 | 4.2954 | 4.3598
|  | 6883330 | 8.2904 | 4.6169 | 4.2976
|  | 6886670 | 7.9344 | 4.9432 | 4.5848
|  | 6890000 | 7.7317 | 5.235 | 4.7043
|  | 6893330 | 8.3598 | 4.9537 | 3.8997
|  | 6896670 | 9.1345 | 4.8423 | 4.0314
|  | 6900000 | 10.2073 | 5.6562 | 4.6109
|  | 6903330 | 9.7727 | 5.3307 | 4.5267
|  | 6906670 | 9.0683 | 4.4293 | 4.3772
|  | 6910000 | 8.2911 | 4.6126 | 4.9696
|  | 6913330 | 7.9611 | 4.2081 | 4.8538
|  | 6916670 | 6.9989 | 4.8082 | 4.7009
|  | 6920000 | 7.111 | 4.3966 | 4.8612
|  | 6923330 | 6.5927 | 4.9482 | 4.8985
|  | 6926670 | 8.3971 | 5.2956 | 4.4378
|  | 6930000 | 8.1401 | 5.1433 | 4.4721
|  | 6933330 | 7.8095 | 5.5646 | 4.7613
|  | 6936670 | 8.1442 | 6.0793 | 4.297
|  | 6940000 | 8.603 | 5.5517 | 4.2152
|  | 6943330 | 7.9378 | 4.7956 | 4.3601
|  | 6946670 | 7.8795 | 4.757 | 4.3698
|  | 6950000 | 8.8051 | 5.0945 | 4.9963
|  | 6953330 | 8.1581 | 4.9153 | 4.8775
|  | 6956670 | 8.7116 | 5.1454 | 4.3464
|  | 6960000 | 7.4921 | 5.1105 | 4.7062
|  | 6963330 | 7.6534 | 4.7675 | 4.728
|  | 6966670 | 7.8023 | 4.6657 | 4.662
|  | 6970000 | 7.8391 | 4.9177 | 4.5304
|  | 6973330 | 7.8674 | 5.3089 | 4.0174
|  | 6976670 | 8.0396 | 4.9534 | 4.1149
|  | 6980000 | 8.6303 | 5.3112 | 4.2486
|  | 6983330 | 7.8402 | 5.2936 | 4.4803
|  | 6986670 | 7.2262 | 4.8933 | 4.795
|  | 6990000 | 8.7313 | 5.405 | 4.2416
|  | 6993330 | 9.2241 | 5.3106 | 3.8344
|  | 6996670 | 8.0374 | 4.8424 | 4.2691
|  | 7000000 | 8.23 | 5.3018 | 4.384
|  | 7003330 | 8.2027 | 4.947 | 4.5497
|  | 7006670 | 8.7167 | 4.8134 | 4.5724
|  | 7010000 | 8.3827 | 5.5046 | 3.8548
|  | 7013330 | 8.5507 | 5.3967 | 3.7538
|  | 7016670 | 8.3993 | 5.0322 | 4.1514
|  | 7020000 | 7.6511 | 5.6772 | 4.4196
|  | 7023330 | 7.8746 | 5.4621 | 4.5598
|  | 7026670 | 9.2157 | 5.1278 | 4.2176
|  | 7030000 | 8.9035 | 4.8727 | 4.2598
|  | 7033330 | 7.1478 | 5.1169 | 4.5992
|  | 7036670 | 7.0567 | 5.2887 | 4.3099
|  | 7040000 | 7.7244 | 5.2006 | 4.5144
|  | 7043330 | 8.1751 | 4.7814 | 4.3781
|  | 7046670 | 7.6063 | 4.5992 | 4.3664
|  | 7050000 | 9.1724 | 4.131 | 3.915
|  | 7053330 | 9.8234 | 5.0531 | 4.0495
|  | 7056670 | 8.5807 | 5.2701 | 4.3323
|  | 7060000 | 7.9987 | 5.0908 | 4.743
|  | 7063330 | 7.426 | 4.826 | 4.4843
|  | 7066670 | 7.4879 | 4.7992 | 4.3498
|  | 7070000 | 9.1451 | 4.9158 | 3.9864
|  | 7073330 | 8.6496 | 4.6428 | 3.7303
|  | 7076670 | 8.3051 | 4.9579 | 4.0163
|  | 7080000 | 7.9831 | 4.7877 | 4.6601
|  | 7083330 | 8.3876 | 4.9632 | 4.6637
|  | 7086670 | 7.2619 | 5.3278 | 4.0742
|  | 7090000 | 7.6732 | 5.382 | 4.8475
|  | 7093330 | 8.9234 | 5.1451 | 4.9207
|  | 7096670 | 8.8053 | 5.1381 | 4.6455
|  | 7100000 | 7.8993 | 5.3274 | 4.8117
|  | 7103330 | 8.205 | 5.4173 | 4.0701
|  | 7106670 | 9.2224 | 5.0324 | 3.4821
|  | 7110000 | 8.7543 | 4.5705 | 3.7725
|  | 7113330 | 9.402 | 4.6873 | 4.7119
|  | 7116670 | 8.5271 | 5.1526 | 4.8753
|  | 7120000 | 7.4923 | 5.493 | 4.1987
|  | 7123330 | 7.1792 | 4.9618 | 4.4423
|  | 7126670 | 9.4274 | 4.8387 | 3.9398
|  | 7130000 | 8.6992 | 4.6817 | 4.199
|  | 7133330 | 8.5144 | 4.4739 | 4.7276
|  | 7136670 | 8.4452 | 4.4556 | 4.8078
|  | 7140000 | 8.6658 | 4.2503 | 3.9407
|  | 7143330 | 7.9885 | 4.8412 | 4.1997
|  | 7146670 | 7.2822 | 4.9078 | 4.5438
|  | 7150000 | 7.5773 | 4.734 | 4.6588
|  | 7153330 | 7.8028 | 5.0763 | 4.2058
|  | 7156670 | 7.9352 | 4.9986 | 4.6405
|  | 7160000 | 8.6696 | 4.9775 | 4.4293
|  | 7163330 | 8.5889 | 5.1778 | 4.6868
|  | 7166670 | 9.3749 | 5.0135 | 4.7245
|  | 7170000 | 8.8476 | 5.051 | 4.588
|  | 7173330 | 7.4261 | 4.7493 | 4.328
|  | 7176670 | 8.1481 | 5.1196 | 4.3247
|  | 7180000 | 8.7726 | 4.8499 | 4.0908
|  | 7183330 | 8.8949 | 4.4358 | 4.3074
|  | 7186670 | 9.3705 | 3.9257 | 4.4467
|  | 7190000 | 8.3734 | 4.1827 | 4.1108
|  | 7193330 | 8.2968 | 4.6538 | 4.1406
|  | 7196670 | 8.7793 | 4.8822 | 4.4855
|  | 7200000 | 7.8586 | 4.9278 | 4.1917
|  | 7203330 | 7.4363 | 5.2052 | 4.5345
|  | 7206670 | 8.0455 | 5.1162 | 4.6189
|  | 7210000 | 9.745 | 4.6167 | 4.4447
|  | 7213330 | 10.4425 | 4.5985 | 4.5603
|  | 7216670 | 8.872 | 4.5907 | 5.0345
|  | 7220000 | 8.2118 | 5.1265 | 5.2401
|  | 7223330 | 9.0742 | 5.5449 | 4.745
|  | 7226670 | 8.3418 | 5.2529 | 4.3797
|  | 7230000 | 9.6206 | 5.3409 | 4.5491
|  | 7233330 | 9.429 | 5.6354 | 4.5267
|  | 7236670 | 8.1869 | 5.2716 | 4.2407
|  | 7240000 | 7.8669 | 4.8372 | 4.4541
|  | 7243330 | 8.1573 | 4.8716 | 4.3708
|  | 7246670 | 7.9166 | 4.8195 | 4.5455
|  | 7250000 | 7.1122 | 4.6743 | 4.3861
|  | 7253330 | 8.1258 | 4.4158 | 4.7211
|  | 7256670 | 7.8874 | 4.9484 | 4.0554
|  | 7260000 | 8.21 | 4.5184 | 4.5528
|  | 7263330 | 8.378 | 4.8789 | 4.5542
|  | 7266670 | 8.0476 | 5.3319 | 4.0184
|  | 7270000 | 7.5832 | 4.4716 | 4.075
|  | 7273330 | 7.1146 | 5.0097 | 3.947
|  | 7276670 | 8.0502 | 4.8524 | 4.7992
|  | 7280000 | 9.4919 | 4.5213 | 5.0986
|  | 7283330 | 9.4948 | 4.8816 | 4.6092
|  | 7286670 | 9.2733 | 4.4866 | 4.5616
|  | 7290000 | 8.1319 | 5.2209 | 4.553
|  | 7293330 | 8.8401 | 5.0449 | 4.2598
|  | 7296670 | 8.4521 | 5.0999 | 4.5271
|  | 7300000 | 8.0111 | 5.0852 | 4.6197
|  | 7303330 | 9.5592 | 5.2034 | 4.1796
|  | 7306670 | 10.1123 | 5.1144 | 4.4386
|  | 7310000 | 8.689 | 4.6863 | 4.3523
|  | 7313330 | 8.1759 | 4.4716 | 4.3534
|  | 7316670 | 9.7085 | 4.8377 | 4.5822
|  | 7320000 | 10.3085 | 4.6112 | 4.6084
|  | 7323330 | 8.9722 | 4.5045 | 4.3969
|  | 7326670 | 7.414 | 5.362 | 4.3307
|  | 7330000 | 7.409 | 5.3021 | 4.7192
|  | 7333330 | 8.1669 | 5.1815 | 4.478
|  | 7336670 | 9.6366 | 5.1517 | 4.7167
|  | 7340000 | 9.6538 | 5.3405 | 4.5966
|  | 7343330 | 8.0869 | 5.261 | 4.6658
|  | 7346670 | 8.0971 | 4.8584 | 4.3362
|  | 7350000 | 9.491 | 4.8214 | 4.6791
|  | 7353330 | 8.4269 | 5.3058 | 4.389
|  | 7356670 | 8.9109 | 5.7862 | 4.3779
|  | 7360000 | 8.311 | 5.1923 | 4.3139
|  | 7363330 | 7.8807 | 4.9541 | 4.4695
|  | 7366670 | 8.2588 | 4.4718 | 4.7594
|  | 7370000 | 9.7446 | 4.3518 | 4.7382
|  | 7373330 | 8.741 | 4.9427 | 4.6546
|  | 7376670 | 8.9193 | 4.6011 | 4.7299
|  | 7380000 | 9.0669 | 4.576 | 5.3048
|  | 7383330 | 8.5991 | 4.6878 | 5.0446
|  | 7386670 | 7.831 | 4.7054 | 4.223
|  | 7390000 | 7.9466 | 4.8252 | 4.2372
|  | 7393330 | 8.6352 | 4.973 | 4.1802
|  | 7396670 | 8.0126 | 5.3589 | 4.4704
|  | 7400000 | 8.3698 | 5.1482 | 4.3317
|  | 7403330 | 7.925 | 4.7248 | 4.658
|  | 7406670 | 7.4051 | 5.306 | 4.7159
|  | 7410000 | 7.4825 | 5.0987 | 4.2206
|  | 7413330 | 7.3255 | 4.8164 | 4.3117
|  | 7416670 | 7.513 | 4.984 | 4.4155
|  | 7420000 | 8.3458 | 5.1508 | 3.5842
|  | 7423330 | 8.1774 | 4.8229 | 3.8749
|  | 7426670 | 8.7499 | 4.887 | 4.8079
|  | 7430000 | 8.1865 | 5.1649 | 4.6319
|  | 7433330 | 7.8653 | 4.9743 | 4.2866
|  | 7436670 | 8.872 | 4.8298 | 4.4162
|  | 7440000 | 8.9177 | 4.6211 | 4.9239
|  | 7443330 | 9.3265 | 4.6071 | 4.4783
|  | 7446670 | 9.9601 | 4.7155 | 3.9383
|  | 7450000 | 9.2792 | 4.663 | 4.1098
|  | 7453330 | 8.0998 | 5.0949 | 4.4438
|  | 7456670 | 8.8291 | 5.1492 | 3.9499
|  | 7460000 | 8.7308 | 5.3298 | 4.2526
|  | 7463330 | 6.8974 | 5.0721 | 4.507
|  | 7466670 | 7.4243 | 4.625 | 4.9021
|  | 7470000 | 8.0505 | 5.4672 | 4.5251
|  | 7473330 | 8.5267 | 5.575 | 4.1565
|  | 7476670 | 9.1888 | 4.8564 | 4.4502
|  | 7480000 | 9.2204 | 4.8084 | 4.2574
|  | 7483330 | 9.2617 | 5.0697 | 4.458
|  | 7486670 | 8.6929 | 4.8073 | 4.2829
|  | 7490000 | 9.0481 | 4.8182 | 4.7706
|  | 7493330 | 9.534 | 5.0489 | 4.8026
|  | 7496670 | 9.4798 | 5.028 | 4.6928
|  | 7500000 | 8.722 | 4.9145 | 4.8345
|  | 7503330 | 9.1035 | 5.2873 | 4.7315
|  | 7506670 | 7.8791 | 5.8181 | 4.5356
|  | 7510000 | 7.0827 | 5.0716 | 4.5448
|  | 7513330 | 6.8412 | 4.9197 | 4.3037
|  | 7516670 | 9.1514 | 5.2942 | 4.3816
|  | 7520000 | 9.4083 | 5.0408 | 5.0646
|  | 7523330 | 8.8877 | 4.6842 | 4.8428
|  | 7526670 | 7.9563 | 4.6789 | 4.1322
|  | 7530000 | 8.458 | 4.8939 | 3.8732
|  | 7533330 | 9.4702 | 4.7235 | 3.9333
|  | 7536670 | 9.5035 | 4.567 | 4.3212
|  | 7540000 | 9.0904 | 4.305 | 4.1727
|  | 7543330 | 9.5256 | 4.3812 | 4.1314
|  | 7546670 | 9.2667 | 4.8537 | 4.059
|  | 7550000 | 8.4507 | 4.7376 | 3.9621
|  | 7553330 | 8.2058 | 4.3307 | 4.2546
|  | 7556670 | 8.7599 | 4.9127 | 4.4575
|  | 7560000 | 8.9468 | 4.9836 | 4.6813
|  | 7563330 | 9.3587 | 4.0862 | 4.5597
|  | 7566670 | 8.8026 | 4.5605 | 4.4565
|  | 7570000 | 8.1921 | 5.2106 | 4.9195
|  | 7573330 | 7.3771 | 5.4004 | 4.78
|  | 7576670 | 7.6643 | 4.5265 | 4.9456
|  | 7580000 | 7.8294 | 4.5487 | 4.2592
|  | 7583330 | 7.7057 | 4.7755 | 4.5477
|  | 7586670 | 6.8117 | 4.8869 | 4.8707
|  | 7590000 | 8.69 | 4.9239 | 4.9899
|  | 7593330 | 8.3114 | 4.9944 | 4.8397
|  | 7596670 | 7.237 | 5.0116 | 5.0153
|  | 7600000 | 8.1071 | 5.0667 | 4.4691
|  | 7603330 | 7.5379 | 5.3397 | 4.1099
|  | 7606670 | 6.9035 | 5.2551 | 3.7588
|  | 7610000 | 8.3213 | 4.7298 | 4.2082
|  | 7613330 | 10.1627 | 4.8863 | 4.4934
|  | 7616670 | 9.3477 | 5.1839 | 4.3947
|  | 7620000 | 7.6726 | 5.21 | 3.6997
|  | 7623330 | 8.6636 | 5.4717 | 3.9658
|  | 7626670 | 9.6287 | 4.9869 | 4.3829
|  | 7630000 | 8.8479 | 4.9524 | 4.9393
|  | 7633330 | 6.9449 | 4.7493 | 4.7872
|  | 7636670 | 6.6028 | 4.9407 | 4.5176
|  | 7640000 | 7.4557 | 4.5206 | 4.7266
|  | 7643330 | 8.4182 | 5.2129 | 4.565
|  | 7646670 | 7.4953 | 5.2086 | 4.3391
|  | 7650000 | 8.0313 | 4.0194 | 4.5132
|  | 7653330 | 7.7625 | 4.4642 | 4.7915
|  | 7656670 | 8.3342 | 5.1525 | 4.8091
|  | 7660000 | 8.8592 | 4.6768 | 4.1832
|  | 7663330 | 9.2432 | 4.1211 | 4.0246
|  | 7666670 | 8.0694 | 4.1356 | 4.5922
|  | 7670000 | 7.2006 | 4.9636 | 4.4401
|  | 7673330 | 7.8185 | 5.2012 | 4.5263
|  | 7676670 | 8.3707 | 5.221 | 4.5756
|  | 7680000 | 8.7159 | 4.7607 | 4.4641
|  | 7683330 | 9.4482 | 4.7242 | 4.3526
|  | 7686670 | 8.9525 | 4.889 | 4.467
|  | 7690000 | 8.4149 | 4.4901 | 4.892
|  | 7693330 | 8.496 | 4.4286 | 4.5848
|  | 7696670 | 10.2969 | 4.6457 | 4.4915
|  | 7700000 | 10.3673 | 5.2297 | 3.967
|  | 7703330 | 9.4803 | 5.4618 | 4.6058
|  | 7706670 | 9.105 | 5.1579 | 4.4992
|  | 7710000 | 8.5 | 4.4987 | 4.3163
|  | 7713330 | 8.874 | 4.3575 | 4.7232
|  | 7716670 | 8.8017 | 4.8094 | 4.428
|  | 7720000 | 8.2855 | 5.3098 | 4.3664
|  | 7723330 | 8.1336 | 5.0753 | 4.526
|  | 7726670 | 7.5836 | 4.8041 | 4.6387
|  | 7730000 | 7.7604 | 5.18 | 4.2215
|  | 7733330 | 8.1938 | 4.9885 | 4.3295
|  | 7736670 | 7.7275 | 4.9702 | 4.3444
|  | 7740000 | 8.4471 | 4.7279 | 4.3345
|  | 7743330 | 9.2761 | 4.4288 | 4.3258
|  | 7746670 | 9.0388 | 4.8548 | 4.3176
|  | 7750000 | 8.8002 | 5.1396 | 4.3988
|  | 7753330 | 8.8251 | 4.6363 | 4.4216
|  | 7756670 | 7.984 | 4.0473 | 4.4647
|  | 7760000 | 7.8108 | 4.7634 | 4.6475
|  | 7763330 | 7.6838 | 4.9749 | 4.308
|  | 7766670 | 8.6296 | 5.1791 | 4.361
|  | 7770000 | 8.7805 | 5.0454 | 4.6261
|  | 7773330 | 8.1382 | 4.6928 | 4.3013
|  | 7776670 | 8.0708 | 4.5503 | 3.9965
|  | 7780000 | 7.9874 | 4.7872 | 4.4984
|  | 7783330 | 9.5162 | 4.796 | 4.9498
|  | 7786670 | 9.7049 | 4.5005 | 5.0258
|  | 7790000 | 9.3276 | 5.0682 | 4.6482
|  | 7793330 | 8.5503 | 4.6978 | 4.156
|  | 7796670 | 7.2367 | 5.0494 | 4.3196
|  | 7800000 | 7.7423 | 5.1441 | 4.3664
|  | 7803330 | 8.8769 | 4.9524 | 4.8822
|  | 7806670 | 8.0863 | 4.8045 | 4.3884
|  | 7810000 | 7.9586 | 5.052 | 3.9019
|  | 7813330 | 8.7236 | 4.9305 | 4.3423
|  | 7816670 | 9.2256 | 4.8189 | 4.6224
|  | 7820000 | 8.6202 | 4.8324 | 5.1476
|  | 7823330 | 8.0929 | 4.4964 | 5.0365
|  | 7826670 | 8.7332 | 4.6465 | 4.8972
|  | 7830000 | 9.6859 | 4.8561 | 4.5807
|  | 7833330 | 8.7221 | 4.3824 | 3.9879
|  | 7836670 | 8.5697 | 3.7323 | 3.9077
|  | 7840000 | 8.8769 | 4.911 | 4.2571
|  | 7843330 | 9.1988 | 5.6768 | 4.128
|  | 7846670 | 8.1649 | 4.6033 | 4.183
|  | 7850000 | 7.6174 | 4.3432 | 3.9802
|  | 7853330 | 7.9541 | 4.4845 | 4.4295
|  | 7856670 | 9.022 | 4.9668 | 4.7326
|  | 7860000 | 9.1506 | 5.0249 | 4.1199
|  | 7863330 | 8.9118 | 4.5614 | 4.1488
|  | 7866670 | 8.0438 | 4.7354 | 4.4943
|  | 7870000 | 9.0726 | 4.5276 | 4.0943
|  | 7873330 | 8.2373 | 4.9917 | 4.4497
|  | 7876670 | 9.143 | 5.2204 | 4.1378
|  | 7880000 | 8.9829 | 4.5313 | 4.2531
|  | 7883330 | 7.9632 | 5.0159 | 4.7483
|  | 7886670 | 7.4711 | 5.0849 | 4.0294
|  | 7890000 | 7.6731 | 5.1004 | 4.2615
|  | 7893330 | 8.1978 | 4.8071 | 4.7439
|  | 7896670 | 8.3292 | 4.3651 | 4.8097
|  | 7900000 | 8.0906 | 4.8102 | 4.5411
|  | 7903330 | 8.7296 | 4.6979 | 4.1619
|  | 7906670 | 9.4302 | 5.5143 | 4.3197
|  | 7910000 | 9.0559 | 4.9925 | 4.1367
|  | 7913330 | 7.9376 | 4.9094 | 4.192
|  | 7916670 | 7.0987 | 5.3995 | 4.2914
|  | 7920000 | 9.1537 | 4.835 | 3.9627
|  | 7923330 | 8.8661 | 4.7359 | 4.5371
|  | 7926670 | 8.6894 | 4.7263 | 4.2046
|  | 7930000 | 8.0747 | 4.994 | 4.1035
|  | 7933330 | 8.4636 | 4.8338 | 4.3479
|  | 7936670 | 7.7225 | 5.0089 | 4.5319
|  | 7940000 | 8.1643 | 5.3339 | 4.4511
|  | 7943330 | 8.1464 | 4.7451 | 4.5059
|  | 7946670 | 7.9637 | 4.6359 | 4.7127
|  | 7950000 | 8.149 | 5.2344 | 4.7137
|  | 7953330 | 7.8439 | 4.8439 | 4.5571
|  | 7956670 | 7.6587 | 3.8777 | 4.7432
|  | 7960000 | 8.7859 | 4.478 | 4.3729
|  | 7963330 | 9.3042 | 4.5865 | 4.0242
|  | 7966670 | 9.1122 | 4.8645 | 4.2119
|  | 7970000 | 9.1144 | 5.3185 | 4.5059
|  | 7973330 | 9.3581 | 4.6318 | 4.0053
|  | 7976670 | 8.885 | 4.9218 | 4.4505
|  | 7980000 | 7.9135 | 4.7902 | 4.8004
|  | 7983330 | 8.139 | 5.4914 | 4.8095
|  | 7986670 | 8.8478 | 5.4064 | 4.8451
|  | 7990000 | 9.5887 | 5.1347 | 4.3435
|  | 7993330 | 9.2681 | 5.1718 | 4.7693
|  | 7996670 | 8.3202 | 5.1124 | 5.0184
|  | 8000000 | 8.393 | 4.6491 | 4.6645
|  | 8003330 | 8.3627 | 4.5612 | 4.4713
|  | 8006670 | 8.4567 | 4.7404 | 4.8454
|  | 8010000 | 8.647 | 5.6625 | 4.5573
|  | 8013330 | 9.6078 | 5.0685 | 4.1278
|  | 8016670 | 8.9301 | 4.8077 | 4.7
|  | 8020000 | 10.0843 | 4.9463 | 4.2319
|  | 8023330 | 9.2602 | 5.4792 | 4.1342
|  | 8026670 | 8.9382 | 5.2347 | 4.3689
|  | 8030000 | 9.2873 | 4.8534 | 4.0148
|  | 8033330 | 7.8659 | 5.0237 | 4.0452
|  | 8036670 | 8.6848 | 4.6245 | 4.4379
|  | 8040000 | 8.5732 | 4.6148 | 3.9987
|  | 8043330 | 8.734 | 4.7143 | 3.9869
|  | 8046670 | 8.0779 | 4.8896 | 4.8038
|  | 8050000 | 8.5129 | 5.5397 | 4.8986
|  | 8053330 | 8.7381 | 5.3185 | 4.6611
|  | 8056670 | 8.7007 | 4.7185 | 4.5821
|  | 8060000 | 8.1918 | 4.5796 | 4.0876
|  | 8063330 | 7.5047 | 4.2762 | 4.3502
|  | 8066670 | 7.6068 | 4.8261 | 4.9358
|  | 8070000 | 7.5344 | 4.697 | 4.5879
|  | 8073330 | 8.4183 | 4.6749 | 5.1335
|  | 8076670 | 8.8461 | 4.49 | 4.7866
|  | 8080000 | 8.6171 | 4.3817 | 4.6666
|  | 8083330 | 7.5568 | 4.4358 | 4.6796
|  | 8086670 | 7.734 | 4.4657 | 4.7648
|  | 8090000 | 9.811 | 4.8172 | 4.5884
|  | 8093330 | 9.6089 | 4.9836 | 4.8343
|  | 8096670 | 9.0855 | 5.0492 | 4.6088
|  | 8100000 | 8.0489 | 4.7536 | 4.4398
|  | 8103330 | 7.4356 | 4.4853 | 4.2805
|  | 8106670 | 8.2111 | 4.9421 | 4.6033
|  | 8110000 | 7.7314 | 4.6112 | 4.6144
|  | 8113330 | 8.4462 | 4.205 | 4.5502
|  | 8116670 | 8.0986 | 4.5464 | 4.1719
|  | 8120000 | 8.57 | 4.4588 | 4.4924
|  | 8123330 | 8.3183 | 4.5718 | 4.7706
|  | 8126670 | 7.939 | 4.8755 | 4.6917
|  | 8130000 | 8.9435 | 4.9965 | 4.4955
|  | 8133330 | 9.4765 | 5.441 | 4.4009
|  | 8136670 | 8.1107 | 4.8934 | 4.601
|  | 8140000 | 8.6633 | 4.232 | 4.4603
|  | 8143330 | 8.3607 | 4.7154 | 4.5757
|  | 8146670 | 7.6819 | 4.7653 | 4.493
|  | 8150000 | 7.9016 | 5.1648 | 4.2612
|  | 8153330 | 8.1597 | 5.173 | 4.2951
|  | 8156670 | 8.963 | 5.1061 | 4.2617
|  | 8160000 | 8.6895 | 4.5172 | 4.0691
|  | 8163330 | 8.7111 | 4.5703 | 4.6539
|  | 8166670 | 8.9055 | 4.4508 | 4.8207
|  | 8170000 | 8.6084 | 4.6269 | 4.8701
|  | 8173330 | 6.9234 | 4.9248 | 4.6728
|  | 8176670 | 6.5314 | 4.7653 | 3.7997
|  | 8180000 | 6.7719 | 4.8184 | 4.105
|  | 8183330 | 6.9246 | 5.0118 | 4.2028
|  | 8186670 | 8.0917 | 5.3267 | 4.6679
|  | 8190000 | 7.6945 | 5.0499 | 4.6732
|  | 8193330 | 7.4333 | 5.2179 | 4.2566
|  | 8196670 | 7.7421 | 5.0741 | 4.7622
|  | 8200000 | 8.6219 | 5.1845 | 4.5549
|  | 8203330 | 7.5036 | 4.5604 | 4.3744
|  | 8206670 | 7.4863 | 4.6208 | 4.1598
|  | 8210000 | 8.2958 | 4.5163 | 4.7598
|  | 8213330 | 7.8512 | 5.3432 | 4.3411
|  | 8216670 | 8.769 | 5.1716 | 4.2192
|  | 8220000 | 8.1309 | 4.9957 | 4.5263
|  | 8223330 | 7.7553 | 4.6219 | 4.4288
|  | 8226670 | 8.378 | 4.9478 | 4.7431
|  | 8230000 | 7.5261 | 4.9717 | 4.3021
|  | 8233330 | 7.0677 | 5.0622 | 4.3601
|  | 8236670 | 7.6609 | 5.2534 | 4.6028
|  | 8240000 | 8.4538 | 4.9267 | 4.8328
|  | 8243330 | 7.6199 | 4.9904 | 4.3131
|  | 8246670 | 7.5276 | 5.1736 | 4.4723
|  | 8250000 | 7.8465 | 4.7838 | 4.439
|  | 8253330 | 8.2913 | 4.9057 | 4.5709
|  | 8256670 | 7.0842 | 5.0904 | 4.0578
|  | 8260000 | 6.348 | 4.7608 | 4.282
|  | 8263330 | 7.1586 | 4.7386 | 4.1669
|  | 8266670 | 8.6726 | 5.0435 | 4.358
|  | 8270000 | 8.2543 | 4.9735 | 4.5788
|  | 8273330 | 7.3649 | 4.7691 | 4.8383
|  | 8276670 | 8.4336 | 5.114 | 4.7412
|  | 8280000 | 9.0181 | 5.2268 | 3.9763
|  | 8283330 | 7.29 | 4.7625 | 4.505
|  | 8286670 | 6.5812 | 4.6459 | 4.2081
|  | 8290000 | 7.6133 | 4.5558 | 3.8786
|  | 8293330 | 8.6164 | 5.1469 | 4.4532
|  | 8296670 | 8.0732 | 4.8884 | 4.2153
|  | 8300000 | 7.8283 | 4.4454 | 4.262
|  | 8303330 | 9.2363 | 4.2817 | 4.5866
|  | 8306670 | 9.0173 | 4.6957 | 4.804
|  | 8310000 | 9.4348 | 4.9144 | 5.1726
|  | 8313330 | 9.0332 | 4.5885 | 5.1627
|  | 8316670 | 9.3975 | 4.7928 | 4.9738
|  | 8320000 | 8.1246 | 4.653 | 4.6612
|  | 8323330 | 8.5506 | 5.0658 | 3.7223
|  | 8326670 | 7.6738 | 5.675 | 3.9929
|  | 8330000 | 7.8258 | 4.4804 | 4.3529
|  | 8333330 | 8.8901 | 4.3591 | 4.6162
|  | 8336670 | 8.5174 | 4.9956 | 4.3156
|  | 8340000 | 7.9616 | 5.2972 | 4.2062
|  | 8343330 | 8.6332 | 4.5965 | 4.019
|  | 8346670 | 8.2798 | 4.5788 | 4.1384
|  | 8350000 | 9.3916 | 5.351 | 4.3849
|  | 8353330 | 9.4352 | 4.9147 | 4.8359
|  | 8356670 | 7.3955 | 4.5657 | 4.777
|  | 8360000 | 7.7015 | 4.9787 | 3.8866
|  | 8363330 | 8.0363 | 5.016 | 4.2449
|  | 8366670 | 8.0123 | 5.0509 | 4.7355
|  | 8370000 | 8.0606 | 4.9553 | 4.4608
|  | 8373330 | 8.4013 | 4.4646 | 3.9885
|  | 8376670 | 8.3538 | 4.5611 | 4.0572
|  | 8380000 | 8.9988 | 5.1753 | 4.5308
|  | 8383330 | 9.671 | 5.4889 | 4.8306
|  | 8386670 | 8.9616 | 5.5102 | 4.2889
|  | 8390000 | 7.4318 | 4.9383 | 3.8947
|  | 8393330 | 7.9538 | 4.4692 | 3.7496
|  | 8396670 | 6.7299 | 4.6521 | 3.9457
|  | 8400000 | 8.0516 | 4.4156 | 4.2732
|  | 8403330 | 7.6356 | 4.4296 | 4.4336
|  | 8406670 | 7.0275 | 4.8318 | 4.3668
|  | 8410000 | 9.2841 | 4.9691 | 4.596
|  | 8413330 | 9.1077 | 4.9875 | 4.2469
|  | 8416670 | 8.3763 | 4.9717 | 4.088
|  | 8420000 | 8.2472 | 4.8673 | 4.2643
|  | 8423330 | 8.8906 | 4.9509 | 4.5225
|  | 8426670 | 8.5121 | 5.5559 | 4.5504
|  | 8430000 | 8.2764 | 4.3898 | 4.3288
|  | 8433330 | 9.0383 | 4.8661 | 4.7383
|  | 8436670 | 8.2652 | 5.0027 | 4.8772
|  | 8440000 | 7.8446 | 4.5578 | 4.3989
|  | 8443330 | 7.9828 | 5.1725 | 4.6807
|  | 8446670 | 8.9463 | 5.457 | 4.7043
|  | 8450000 | 9.1145 | 5.4726 | 4.7116
|  | 8453330 | 8.1204 | 5.1752 | 4.998
|  | 8456670 | 8.4409 | 4.5729 | 4.8442
|  | 8460000 | 8.1436 | 4.6853 | 4.6918
|  | 8463330 | 8.1434 | 4.2549 | 4.3865
|  | 8466670 | 8.0423 | 4.9062 | 4.6926
|  | 8470000 | 7.6452 | 4.8662 | 4.0682
|  | 8473330 | 8.2426 | 5.2397 | 4.1241
|  | 8476670 | 7.71 | 5.4985 | 4.4966
|  | 8480000 | 7.9809 | 5.1478 | 4.5074
|  | 8483330 | 8.9018 | 4.7986 | 4.2446
|  | 8486670 | 8.2873 | 4.878 | 4.135
|  | 8490000 | 8.2379 | 4.7625 | 4.3635
|  | 8493330 | 7.8221 | 5.0142 | 4.8725
|  | 8496670 | 8.1991 | 4.7174 | 4.6184
|  | 8500000 | 9.4679 | 4.2785 | 4.4357
|  | 8503330 | 8.4397 | 4.8139 | 4.2641
|  | 8506670 | 7.2495 | 5.1379 | 4.4084
|  | 8510000 | 7.7652 | 4.5819 | 4.6397
|  | 8513330 | 8.8845 | 4.8571 | 4.6772
|  | 8516670 | 9.0808 | 5.101 | 4.7791
|  | 8520000 | 9.0905 | 4.4041 | 4.271
|  | 8523330 | 9.1444 | 4.5994 | 3.5938
|  | 8526670 | 8.6365 | 5.108 | 4.1571
|  | 8530000 | 6.7431 | 4.9462 | 3.7599
|  | 8533330 | 7.4701 | 5.2035 | 3.5985
|  | 8536670 | 7.8346 | 5.1386 | 4.1992
|  | 8540000 | 8.654 | 4.9223 | 5.0657
|  | 8543330 | 7.7889 | 5.085 | 4.659
|  | 8546670 | 8.2258 | 4.6158 | 4.346
|  | 8550000 | 7.7523 | 5.1668 | 4.5109
|  | 8553330 | 8.1165 | 5.5904 | 4.0832
|  | 8556670 | 7.7872 | 4.9757 | 4.1134
|  | 8560000 | 7.8885 | 5.1668 | 4.4095
|  | 8563330 | 8.402 | 5.0383 | 4.3213
|  | 8566670 | 8.5892 | 4.7473 | 4.3641
|  | 8570000 | 7.7716 | 4.7904 | 4.5126
|  | 8573330 | 7.9381 | 4.6321 | 4.4136
|  | 8576670 | 8.7977 | 4.7188 | 4.4429
|  | 8580000 | 7.8315 | 5.2646 | 4.7373
|  | 8583330 | 8.1038 | 5.7451 | 4.6113
|  | 8586670 | 9.5159 | 5.9057 | 4.1035
|  | 8590000 | 10.2629 | 5.2773 | 4.4737
|  | 8593330 | 8.7314 | 4.5216 | 4.7699
|  | 8596670 | 8.3067 | 4.337 | 4.1014
|  | 8600000 | 8.1822 | 4.3344 | 4.3848
|  | 8603330 | 7.6109 | 5.0929 | 4.171
|  | 8606670 | 7.6089 | 5.0637 | 4.5629
|  | 8610000 | 7.1117 | 4.6444 | 4.6232
|  | 8613330 | 7.2987 | 4.6145 | 4.2073
|  | 8616670 | 8.2014 | 4.7574 | 3.8994
|  | 8620000 | 8.5565 | 5.0193 | 4.6471
|  | 8623330 | 8.022 | 5.5133 | 4.9155
|  | 8626670 | 7.9302 | 5.0527 | 4.5862
|  | 8630000 | 8.2806 | 4.9978 | 4.4347
|  | 8633330 | 7.9149 | 4.8609 | 4.2895
|  | 8636670 | 8.4931 | 4.9526 | 4.3792
|  | 8640000 | 9.754 | 5.1706 | 4.4742
|  | 8643330 | 10.2922 | 5.0265 | 5.037
|  | 8646670 | 7.9025 | 4.9413 | 4.7233
|  | 8650000 | 7.8268 | 4.4377 | 4.4588
|  | 8653330 | 7.2437 | 4.412 | 4.1992
|  | 8656670 | 7.8308 | 4.6432 | 4.0801
|  | 8660000 | 9.2497 | 4.7544 | 4.8739
|  | 8663330 | 9.163 | 5.3661 | 4.8395
|  | 8666670 | 8.207 | 5.8412 | 4.6806
|  | 8670000 | 8.6266 | 5.6891 | 4.1348
|  | 8673330 | 9.4458 | 4.9531 | 4.3996
|  | 8676670 | 8.2936 | 5.1582 | 4.7235
|  | 8680000 | 8.0158 | 5.0168 | 4.8864
|  | 8683330 | 9.4997 | 5.4712 | 4.45
|  | 8686670 | 9.6246 | 4.9017 | 4.1951
|  | 8690000 | 8.425 | 4.6713 | 4.4103
|  | 8693330 | 8.2194 | 5.4333 | 4.9155
|  | 8696670 | 8.1747 | 5.1016 | 4.6186
|  | 8700000 | 7.5772 | 4.71 | 4.2503
|  | 8703330 | 6.9742 | 5.0356 | 4.3918
|  | 8706670 | 7.8999 | 5.0574 | 5.0294
|  | 8710000 | 8.9662 | 4.7588 | 4.1745
|  | 8713330 | 9.2773 | 4.5262 | 3.8498
|  | 8716670 | 9.1032 | 4.7089 | 4.3436
|  | 8720000 | 7.9157 | 4.9009 | 4.1763
|  | 8723330 | 8.2968 | 4.7893 | 4.4375
|  | 8726670 | 9.4038 | 4.7978 | 4.7048
|  | 8730000 | 8.8126 | 5.0479 | 4.2859
|  | 8733330 | 8.3231 | 5.2 | 4.1924
|  | 8736670 | 7.5331 | 4.8107 | 4.2528
|  | 8740000 | 7.3903 | 4.4866 | 4.4371
|  | 8743330 | 9.2996 | 4.8092 | 4.729
|  | 8746670 | 9.7764 | 4.3841 | 4.6676
|  | 8750000 | 8.6014 | 4.9693 | 4.583
|  | 8753330 | 8.3044 | 5.1023 | 4.6579
|  | 8756670 | 7.897 | 4.769 | 4.4546
|  | 8760000 | 7.4578 | 4.4865 | 4.415
|  | 8763330 | 7.3479 | 4.7016 | 4.4809
|  | 8766670 | 7.2704 | 5.1363 | 3.8359
|  | 8770000 | 8.661 | 5.1821 | 3.6199
|  | 8773330 | 9.0202 | 4.7029 | 3.8978
|  | 8776670 | 7.6748 | 5.1174 | 4.7862
|  | 8780000 | 7.4593 | 5.5151 | 4.5837
|  | 8783330 | 6.4124 | 5.1985 | 4.4704
|  | 8786670 | 8.5141 | 5.2153 | 4.542
|  | 8790000 | 9.7127 | 5.0571 | 4.285
|  | 8793330 | 7.8305 | 4.8961 | 4.3091
|  | 8796670 | 7.2382 | 4.779 | 4.5385
|  | 8800000 | 8.1668 | 5.3507 | 4.6652
|  | 8803330 | 8.9848 | 5.2325 | 4.6041
|  | 8806670 | 8.4784 | 5.3275 | 4.4215
|  | 8810000 | 9.3831 | 5.4743 | 4.6911
|  | 8813330 | 9.8228 | 5.52 | 4.7502
|  | 8816670 | 8.8224 | 5.2347 | 4.4751
|  | 8820000 | 8.2318 | 5.2511 | 4.5764
|  | 8823330 | 8.2 | 4.1055 | 4.5306
|  | 8826670 | 8.2129 | 4.4432 | 4.0609
|  | 8830000 | 7.9473 | 5.1041 | 4.075
|  | 8833330 | 8.4258 | 4.8679 | 4.4231
|  | 8836670 | 8.6116 | 4.2485 | 4.6969
|  | 8840000 | 8.9617 | 4.221 | 4.1665
|  | 8843330 | 8.7542 | 4.9065 | 3.7782
|  | 8846670 | 9.8054 | 4.9851 | 4.6173
|  | 8850000 | 9.0517 | 4.3538 | 5.1071
|  | 8853330 | 8.2853 | 5.1126 | 5.1129
|  | 8856670 | 8.4396 | 4.6834 | 4.8893
|  | 8860000 | 8.3523 | 4.3116 | 4.4369
|  | 8863330 | 8.5085 | 4.7223 | 4.5299
|  | 8866670 | 8.7879 | 4.3066 | 4.8626
|  | 8870000 | 9.0425 | 4.0191 | 4.5927
|  | 8873330 | 9.7346 | 4.7171 | 4.3619
|  | 8876670 | 8.3186 | 5.0937 | 4.2821
|  | 8880000 | 6.6264 | 5.284 | 4.2227
|  | 8883330 | 7.2624 | 5.2776 | 4.1546
|  | 8886670 | 8.6386 | 5.1555 | 4.0207
|  | 8890000 | 8.7854 | 4.8562 | 4.1772
|  | 8893330 | 8.3034 | 4.6377 | 3.8364
|  | 8896670 | 7.8554 | 4.2219 | 4.1485
|  | 8900000 | 7.8771 | 4.9414 | 4.9363
|  | 8903330 | 7.9268 | 5.3727 | 4.9334
|  | 8906670 | 7.5994 | 5.0481 | 4.4355
|  | 8910000 | 7.4799 | 5.2105 | 4.2642
|  | 8913330 | 7.3706 | 5.5439 | 4.2007
|  | 8916670 | 7.0766 | 4.9954 | 4.0045
|  | 8920000 | 7.6806 | 4.9396 | 4.3044
|  | 8923330 | 8.6567 | 4.916 | 4.8961
|  | 8926670 | 7.505 | 4.8415 | 4.9514
|  | 8930000 | 8.3218 | 4.9198 | 4.0817
|  | 8933330 | 9.1563 | 5.0874 | 3.9065
|  | 8936670 | 7.6433 | 5.0407 | 4.1126
|  | 8940000 | 7.9806 | 4.889 | 4.4468
|  | 8943330 | 8.3045 | 5.2941 | 4.234
|  | 8946670 | 8.1098 | 4.7999 | 4.3059
|  | 8950000 | 9.0504 | 4.9974 | 4.4933
|  | 8953330 | 8.7021 | 5.0847 | 4.3464
|  | 8956670 | 6.9287 | 4.634 | 4.2456
|  | 8960000 | 8.1021 | 4.7972 | 4.4742
|  | 8963330 | 8.7026 | 4.8649 | 4.2314
|  | 8966670 | 7.3914 | 4.3897 | 4.083
|  | 8970000 | 7.1071 | 4.5283 | 3.8414
|  | 8973330 | 8.0174 | 4.75 | 4.1776
|  | 8976670 | 8.0352 | 4.6543 | 4.3792
|  | 8980000 | 7.492 | 4.5831 | 4.4762
|  | 8983330 | 8.5884 | 4.881 | 4.4674
|  | 8986670 | 9.7255 | 4.6271 | 4.2493
|  | 8990000 | 8.4106 | 4.6527 | 4.2146
|  | 8993330 | 8.695 | 4.6582 | 4.3547
|  | 8996670 | 8.1791 | 4.8558 | 4.3197
|  | 9000000 | 7.0158 | 4.4821 | 4.1603
|  | 9003330 | 7.8556 | 4.3576 | 4.2868
|  | 9006670 | 7.9657 | 4.5151 | 3.8209
|  | 9010000 | 8.3646 | 4.9805 | 4.2213
|  | 9013330 | 8.4262 | 5.2723 | 4.5632
|  | 9016670 | 7.8137 | 5.0351 | 4.4118
|  | 9020000 | 7.4194 | 4.4436 | 4.1245
|  | 9023330 | 8.4747 | 4.6992 | 4.3818
|  | 9026670 | 8.328 | 5.2673 | 4.8707
|  | 9030000 | 7.5345 | 4.9374 | 5.1243
|  | 9033330 | 8.053 | 4.3572 | 5.2829
|  | 9036670 | 8.1005 | 4.2645 | 4.4783
|  | 9040000 | 8.3388 | 4.3783 | 4.7078
|  | 9043330 | 7.8395 | 4.8862 | 4.292
|  | 9046670 | 7.8424 | 4.7163 | 3.9354
|  | 9050000 | 8.2277 | 4.8474 | 4.2872
|  | 9053330 | 7.8895 | 4.9455 | 4.7238
|  | 9056670 | 6.9482 | 4.5649 | 3.9373
|  | 9060000 | 6.6574 | 4.7581 | 3.9878
|  | 9063330 | 7.484 | 4.9327 | 4.9058
|  | 9066670 | 9.0218 | 4.5643 | 4.5634
|  | 9070000 | 9.817 | 4.1384 | 3.9838
|  | 9073330 | 8.1626 | 4.0918 | 3.5637
|  | 9076670 | 7.8732 | 4.7333 | 4.0442
|  | 9080000 | 7.32 | 4.8729 | 4.4691
|  | 9083330 | 8.5435 | 4.492 | 5.0011
|  | 9086670 | 9.2534 | 4.6628 | 4.7588
|  | 9090000 | 8.3381 | 5.2712 | 4.4815
|  | 9093330 | 7.8493 | 4.9249 | 4.7445
|  | 9096670 | 8.8919 | 4.5463 | 4.5122
|  | 9100000 | 8.2128 | 4.6203 | 4.4343
|  | 9103330 | 8.2334 | 5.0979 | 4.2399
|  | 9106670 | 8.4876 | 4.6768 | 3.6211
|  | 9110000 | 7.6679 | 4.6563 | 3.854
|  | 9113330 | 7.0995 | 5.0668 | 4.206
|  | 9116670 | 7.407 | 4.8472 | 4.4174
|  | 9120000 | 7.7481 | 4.4638 | 4.8259
|  | 9123330 | 6.9818 | 5.0058 | 5.2107
|  | 9126670 | 7.0351 | 5.2212 | 4.721
|  | 9130000 | 8.4343 | 4.5657 | 4.0597
|  | 9133330 | 9.7865 | 4.2439 | 4.0233
|  | 9136670 | 9.5352 | 5.3878 | 4.1338
|  | 9140000 | 9.4218 | 5.0483 | 4.1172
|  | 9143330 | 9.2974 | 5.1494 | 3.9368
|  | 9146670 | 7.7482 | 5.3659 | 4.2702
|  | 9150000 | 7.9467 | 4.9984 | 4.7679
|  | 9153330 | 8.1804 | 4.7417 | 4.7805
|  | 9156670 | 7.6767 | 3.9472 | 4.6776
|  | 9160000 | 7.7709 | 4.1782 | 4.3414
|  | 9163330 | 7.2226 | 4.6701 | 4.2908
|  | 9166670 | 8.737 | 4.7317 | 4.3497
|  | 9170000 | 9.252 | 4.4687 | 3.9935
|  | 9173330 | 8.9128 | 4.4539 | 4.1768
|  | 9176670 | 8.8866 | 4.5771 | 4.4689
|  | 9180000 | 7.9283 | 4.8058 | 4.7649
|  | 9183330 | 6.8534 | 4.8367 | 4.9727
|  | 9186670 | 8.4888 | 4.5929 | 4.2208
|  | 9190000 | 9.218 | 4.5255 | 4.2745
|  | 9193330 | 8.2919 | 4.6661 | 4.6243
|  | 9196670 | 9.027 | 4.9164 | 4.5308
|  | 9200000 | 8.0211 | 4.9496 | 4.2884
|  | 9203330 | 7.8004 | 5.142 | 4.7122
|  | 9206670 | 7.7066 | 4.6818 | 4.7939
|  | 9210000 | 9.1513 | 4.9055 | 4.2853
|  | 9213330 | 10.1375 | 5.0422 | 3.9703
|  | 9216670 | 8.7862 | 4.917 | 3.9671
|  | 9220000 | 9.4736 | 4.7917 | 4.4993
|  | 9223330 | 9.4793 | 5.5838 | 4.1276
|  | 9226670 | 8.8539 | 4.9447 | 4.2984
|  | 9230000 | 8.6382 | 4.4924 | 4.7797
|  | 9233330 | 7.6853 | 4.5432 | 5.0178
|  | 9236670 | 7.8116 | 5.2218 | 4.9283
|  | 9240000 | 7.609 | 5.1219 | 4.2428
|  | 9243330 | 7.3427 | 4.6481 | 4.382
|  | 9246670 | 7.7283 | 4.4345 | 4.39
|  | 9250000 | 7.619 | 4.3141 | 4.2711
|  | 9253330 | 8.2348 | 4.9857 | 4.8722
|  | 9256670 | 7.2315 | 4.8556 | 4.993
|  | 9260000 | 6.9316 | 4.4404 | 4.665
|  | 9263330 | 8.5992 | 4.5965 | 4.6472
|  | 9266670 | 8.3916 | 4.6021 | 4.3794
|  | 9270000 | 8.3949 | 4.8428 | 4.595
|  | 9273330 | 9.0772 | 4.5237 | 4.9171
|  | 9276670 | 9.0704 | 4.2205 | 4.2085
|  | 9280000 | 8.5934 | 4.5607 | 4.0068
|  | 9283330 | 8.7241 | 4.8475 | 4.0816
|  | 9286670 | 8.541 | 5.0109 | 4.6292
|  | 9290000 | 8.5161 | 4.273 | 4.3279
|  | 9293330 | 8.4262 | 4.72 | 4.4806
|  | 9296670 | 7.7021 | 4.913 | 4.5853
|  | 9300000 | 8.1376 | 4.4036 | 4.1974
|  | 9303330 | 8.6707 | 4.2524 | 4.0181
|  | 9306670 | 8.784 | 3.6833 | 4.2201
|  | 9310000 | 9.1139 | 4.6963 | 4.0163
|  | 9313330 | 8.4682 | 5.3325 | 4.0344
|  | 9316670 | 7.6065 | 5.1618 | 4.4253
|  | 9320000 | 8.3456 | 4.7555 | 4.5387
|  | 9323330 | 8.5695 | 4.5776 | 4.1541
|  | 9326670 | 7.5746 | 4.9224 | 4.2937
|  | 9330000 | 9.0386 | 5.3714 | 4.7896
|  | 9333330 | 10.139 | 5.0594 | 4.5579
|  | 9336670 | 8.1119 | 4.8087 | 4.4779
|  | 9340000 | 8.024 | 4.7685 | 4.2314
|  | 9343330 | 8.5945 | 4.7647 | 4.2944
|  | 9346670 | 8.5042 | 4.6501 | 4.2783
|  | 9350000 | 7.9433 | 4.7978 | 4.2871
|  | 9353330 | 7.1858 | 4.4671 | 3.8638
|  | 9356670 | 8.2438 | 4.0668 | 4.2201
|  | 9360000 | 7.9426 | 5.1157 | 4.1466
|  | 9363330 | 7.8446 | 5.265 | 4.4131
|  | 9366670 | 6.6083 | 5.1709 | 4.2024
|  | 9370000 | 7.6514 | 4.3071 | 4.2336
|  | 9373330 | 8.5455 | 4.7593 | 4.5103
|  | 9376670 | 9.1007 | 5.3906 | 4.2662
|  | 9380000 | 8.4421 | 4.8179 | 4.6388
|  | 9383330 | 8.4702 | 5.2175 | 4.7865
|  | 9386670 | 7.984 | 4.4974 | 4.3938
|  | 9390000 | 6.408 | 4.9078 | 4.2024
|  | 9393330 | 7.214 | 5.1601 | 4.2356
|  | 9396670 | 8.6697 | 5.2246 | 4.9252
|  | 9400000 | 8.4777 | 5.1737 | 4.6687
|  | 9403330 | 7.6208 | 4.9901 | 4.7974
|  | 9406670 | 8.6623 | 4.5551 | 4.5522
|  | 9410000 | 9.0613 | 4.3441 | 4.3606
|  | 9413330 | 8.0529 | 4.4316 | 4.6456
|  | 9416670 | 8.721 | 4.392 | 4.4223
|  | 9420000 | 8.8594 | 4.5851 | 4.2719
|  | 9423330 | 8.4496 | 4.8333 | 4.1837
|  | 9426670 | 8.4284 | 4.4807 | 4.0168
|  | 9430000 | 8.4542 | 4.797 | 4.3239
|  | 9433330 | 7.0954 | 5.1223 | 3.9673
|  | 9436670 | 6.9866 | 5.1911 | 4.3177
|  | 9440000 | 8.0699 | 4.633 | 4.1315
|  | 9443330 | 8.2443 | 4.7346 | 4.0684
|  | 9446670 | 8.6402 | 5.2938 | 4.3395
|  | 9450000 | 8.3118 | 5.4063 | 4.7845
|  | 9453330 | 8.6852 | 5.1228 | 4.6489
|  | 9456670 | 8.9295 | 4.5075 | 4.968
|  | 9460000 | 9.0093 | 4.4855 | 4.3941
|  | 9463330 | 7.9453 | 4.8038 | 4.0176
|  | 9466670 | 8.4562 | 4.302 | 3.7356
|  | 9470000 | 9.249 | 4.4632 | 4.6114
|  | 9473330 | 8.9274 | 4.8906 | 4.2168
|  | 9476670 | 8.3751 | 4.6525 | 4.2674
|  | 9480000 | 8.6262 | 4.9633 | 4.324
|  | 9483330 | 8.524 | 5.172 | 4.3254
|  | 9486670 | 8.5021 | 5.0225 | 4.2482
|  | 9490000 | 7.3553 | 5.2301 | 4.2444
|  | 9493330 | 7.8306 | 4.8195 | 4.3946
|  | 9496670 | 8.1813 | 4.802 | 4.4762
|  | 9500000 | 7.851 | 5.3626 | 4.2624
|  | 9503330 | 8.4274 | 5.6725 | 4.3523
|  | 9506670 | 8.1608 | 5.551 | 4.365
|  | 9510000 | 7.4619 | 4.7658 | 4.0974
|  | 9513330 | 6.7716 | 4.8668 | 4.4107
|  | 9516670 | 7.9506 | 4.9715 | 4.6022
|  | 9520000 | 8.1627 | 4.9473 | 4.0286
|  | 9523330 | 8.1133 | 5.002 | 4.2788
|  | 9526670 | 8.4194 | 5.3047 | 4.6584
|  | 9530000 | 8.4845 | 4.9179 | 4.5628
|  | 9533330 | 6.8031 | 4.9077 | 4.5823
|  | 9536670 | 7.45 | 4.641 | 4.4015
|  | 9540000 | 7.3908 | 4.7133 | 3.9793
|  | 9543330 | 8.7406 | 5.1423 | 4.1938
|  | 9546670 | 8.738 | 5.2051 | 3.9071
|  | 9550000 | 8.1848 | 4.9505 | 3.7827
|  | 9553330 | 7.7405 | 5.0017 | 4.3931
|  | 9556670 | 6.996 | 5.1282 | 4.4605
|  | 9560000 | 8.2372 | 5.1669 | 4.269
|  | 9563330 | 8.2752 | 4.5227 | 3.9603
|  | 9566670 | 7.5068 | 4.8762 | 3.9761
|  | 9570000 | 8.068 | 4.7217 | 4.1786
|  | 9573330 | 8.3515 | 5.196 | 4.2203
|  | 9576670 | 7.728 | 5.0111 | 3.6916
|  | 9580000 | 7.5357 | 4.4863 | 3.8943
|  | 9583330 | 8.6185 | 5.0293 | 4.6534
|  | 9586670 | 8.2098 | 5.1004 | 4.5458
|  | 9590000 | 7.6736 | 5.4115 | 4.4363
|  | 9593330 | 8.0515 | 5.0984 | 4.5034
|  | 9596670 | 8.3323 | 4.4458 | 4.5468
|  | 9600000 | 7.6569 | 4.7504 | 4.6627
|  | 9603330 | 7.534 | 4.4607 | 4.5036
|  | 9606670 | 8.5493 | 4.5129 | 4.3599
|  | 9610000 | 7.5328 | 4.9881 | 4.5168
|  | 9613330 | 8.0009 | 4.8047 | 4.2712
|  | 9616670 | 7.4601 | 4.7146 | 4.0851
|  | 9620000 | 8.1721 | 5.1349 | 4.1663
|  | 9623330 | 8.3405 | 4.6185 | 4.3102
|  | 9626670 | 8.6379 | 4.8717 | 4.0831
|  | 9630000 | 7.9483 | 4.6012 | 4.462
|  | 9633330 | 7.8498 | 4.3704 | 4.6203
|  | 9636670 | 7.4182 | 4.528 | 4.0134
|  | 9640000 | 7.9876 | 4.3212 | 4.0012
|  | 9643330 | 8.0387 | 4.5064 | 4.2621
|  | 9646670 | 8.2523 | 4.8612 | 4.2554
|  | 9650000 | 8.3339 | 4.5552 | 4.1168
|  | 9653330 | 8.596 | 3.9874 | 3.8933
|  | 9656670 | 8.4338 | 4.3877 | 4.4523
|  | 9660000 | 8.5237 | 4.336 | 4.122
|  | 9663330 | 7.6358 | 3.9632 | 4.1755
|  | 9666670 | 8.7721 | 4.8056 | 4.8673
|  | 9670000 | 9.6357 | 4.9415 | 4.7123
|  | 9673330 | 8.2771 | 4.5256 | 4.4301
|  | 9676670 | 8.7102 | 4.8123 | 4.5862
|  | 9680000 | 8.5511 | 4.4499 | 4.5498
|  | 9683330 | 6.8842 | 4.6078 | 4.4824
|  | 9686670 | 7.6284 | 4.8951 | 4.2523
|  | 9690000 | 7.6087 | 5.2294 | 4.1219
|  | 9693330 | 8.2188 | 5.2659 | 4.6385
|  | 9696670 | 8.7334 | 5.0449 | 4.7991
|  | 9700000 | 8.2519 | 4.461 | 4.3893
|  | 9703330 | 7.9311 | 4.9204 | 4.1802
|  | 9706670 | 9.1061 | 5.0232 | 4.3636
|  | 9710000 | 9.1979 | 5.096 | 4.1195
|  | 9713330 | 8.4171 | 4.8035 | 3.9706
|  | 9716670 | 7.6689 | 4.8354 | 4.11
|  | 9720000 | 8.3634 | 4.748 | 4.0252
|  | 9723330 | 9.5275 | 4.9025 | 3.8112
|  | 9726670 | 8.9131 | 4.8114 | 4.6219
|  | 9730000 | 7.751 | 4.7368 | 4.469
|  | 9733330 | 7.3475 | 4.9944 | 4.3788
|  | 9736670 | 6.5734 | 4.661 | 4.7153
|  | 9740000 | 7.3972 | 5.2126 | 4.4096
|  | 9743330 | 7.954 | 5.3144 | 3.9613
|  | 9746670 | 8.7243 | 4.8858 | 4.4777
|  | 9750000 | 8.7533 | 4.6689 | 4.1694
|  | 9753330 | 8.2889 | 4.8897 | 4.21
|  | 9756670 | 9.0131 | 4.8465 | 4.3902
|  | 9760000 | 9.1316 | 4.2292 | 4.4327
|  | 9763330 | 8.2372 | 4.6323 | 4.0633
|  | 9766670 | 8.5248 | 4.4387 | 4.2622
|  | 9770000 | 8.1682 | 4.3856 | 4.6004
|  | 9773330 | 9.21 | 4.9529 | 4.4767
|  | 9776670 | 9.4127 | 5.0813 | 4.3102
|  | 9780000 | 9.7431 | 4.3273 | 4.3386
|  | 9783330 | 10.0807 | 4.196 | 4.5043
|  | 9786670 | 8.8709 | 4.7957 | 5.1039
|  | 9790000 | 7.8204 | 4.8449 | 4.9881
|  | 9793330 | 7.4537 | 5.4619 | 4.5617
|  | 9796670 | 7.767 | 5.2038 | 4.2068
|  | 9800000 | 8.0792 | 4.9858 | 4.3749
|  | 9803330 | 7.9926 | 4.8674 | 4.2397
|  | 9806670 | 7.3417 | 5.3003 | 4.4595
|  | 9810000 | 8.5434 | 5.3606 | 4.883
|  | 9813330 | 8.9515 | 4.6907 | 4.3408
|  | 9816670 | 9.0945 | 4.5433 | 3.926
|  | 9820000 | 8.0631 | 5.3215 | 4.361
|  | 9823330 | 8.6545 | 5.2111 | 4.4181
|  | 9826670 | 8.5649 | 4.6514 | 4.1314
|  | 9830000 | 7.7518 | 4.1814 | 4.155
|  | 9833330 | 8.4541 | 4.4322 | 4.2634
|  | 9836670 | 8.5306 | 4.8371 | 4.1913
|  | 9840000 | 8.049 | 4.7924 | 3.9351
|  | 9843330 | 7.2886 | 4.6551 | 3.9457
|  | 9846670 | 8.3578 | 5.0444 | 4.2504
|  | 9850000 | 8.4512 | 5.0536 | 4.4218
|  | 9853330 | 8.428 | 4.9867 | 4.1517
|  | 9856670 | 8.9296 | 4.5281 | 4.4978
|  | 9860000 | 9.4599 | 4.7768 | 4.5357
|  | 9863330 | 8.4819 | 5.0669 | 3.892
|  | 9866670 | 8.0384 | 4.5612 | 3.9439
|  | 9870000 | 8.07 | 4.6455 | 4.5672
|  | 9873330 | 7.9526 | 4.9041 | 4.504
|  | 9876670 | 8.6401 | 5.0618 | 4.5879
|  | 9880000 | 9.0015 | 4.5789 | 4.5114
|  | 9883330 | 8.5885 | 4.1758 | 3.976
|  | 9886670 | 7.9629 | 4.4441 | 4.4452
|  | 9890000 | 8.4011 | 4.9244 | 4.4201
|  | 9893330 | 9.6153 | 4.8934 | 4.2108
|  | 9896670 | 9.3088 | 4.6773 | 4.6378
|  | 9900000 | 9.0144 | 4.2801 | 4.3004
|  | 9903330 | 8.5008 | 5.2392 | 3.9792
|  | 9906670 | 7.8845 | 5.0607 | 3.8072
|  | 9910000 | 7.773 | 4.7418 | 3.8922
|  | 9913330 | 7.4355 | 4.9832 | 3.8083
|  | 9916670 | 8.1492 | 4.5814 | 4.3906
|  | 9920000 | 8.7534 | 4.8458 | 4.4492
|  | 9923330 | 9.6071 | 5.135 | 3.9361
|  | 9926670 | 10.0434 | 5.0717 | 4.3408
|  | 9930000 | 7.8251 | 4.6711 | 4.4955
|  | 9933330 | 7.4377 | 4.698 | 4.7247
|  | 9936670 | 8.4316 | 4.2246 | 4.5119
|  | 9940000 | 8.7011 | 4.4105 | 4.0349
|  | 9943330 | 7.3823 | 4.8254 | 3.9344
|  | 9946670 | 7.4135 | 5.1338 | 3.7707
|  | 9950000 | 7.461 | 4.9836 | 4.1139
|  | 9953330 | 8.7187 | 4.9671 | 4.5174
|  | 9956670 | 7.5964 | 5.0708 | 4.5097
|  | 9960000 | 7.7948 | 4.5996 | 4.1187
|  | 9963330 | 8.6332 | 4.9838 | 4.1316
|  | 9966670 | 8.4181 | 5.1795 | 4.5047
|  | 9970000 | 8.3982 | 4.6997 | 4.8448
|  | 9973330 | 7.8121 | 4.8527 | 4.3797
|  | 9976670 | 8.2345 | 4.5234 | 4.5549
|  | 9980000 | 7.9159 | 4.9267 | 4.3971
|  | 9983330 | 8.6721 | 4.7731 | 4.4306
|  | 9986670 | 8.1344 | 5.0376 | 3.9657
|  | 9990000 | 8.2614 | 5.0713 | 4.2535
|  | 9993330 | 8.8629 | 4.9512 | 4.6488
|  | 9996670 | 7.6805 | 5.5402 | 4.5332
|  | 10000000 | 8.356 | 4.9982 | 4.7077

## Low-Frequency RIN
Low-Frequency Relative Intensity Noise
|  | Frequency (Hz) | RIN (dBc/Hz)
|  | 10 | -133.6196
|  | 10 | -123.6633
|  | 10.2 | -128.3569
|  | 10.4 | -129.9533
Product Raw Data |  | 10.6 | -125.0633
Ultra-Low-Noise Lasers, Extended Butterfly Package, PM Fiber |  | 10.8 | -128.2217
|  | 11 | -128.7284
Item # | ULN15PC ULN15PT | 11.2 | -125.7845
|  | 11.4 | -124.179
DISCLAIMER: The data presented here are typical. Slight variations in performance data will occur from lot to lot. Please contact Technical Support with any questions regarding the use or reliability of this data. |  | 11.6 | -127.137
|  | 11.8 | -130.7654
|  | 12 | -128.7297
|  | 12.2 | -126.9784
|  | 12.4 | -128.1335
|  | 12.6 | -131.9928
This data may be used in publications. However, please cite Thorlabs as the source. |  | 12.8 | -128.8225
|  | 13 | -129.3209
|  | 13.2 | -131.1236
Additional Information: |  | 13.4 | -131.3467
The plot is typical, and performance will vary between individual lasers. Serial-number-specific documentation is available by clicking "Choose Item" on the left side of the price box. |  | 13.6 | -132.4457
|  | 13.8 | -137.2254
|  | 14 | -131.8048
|  | 14.2 | -129.8236
|  | 14.4 | -131.5336
|  | 14.6 | -129.0397
|  | 14.8 | -130.9994
|  | 15 | -131.0217
|  | 15.2 | -128.4921
|  | 15.4 | -131.3342
|  | 15.6 | -131.867
|  | 15.8 | -130.9863
|  | 16 | -132.3225
|  | 16.2 | -130.9957
|  | 16.4 | -130.7483
|  | 16.6 | -133.3573
|  | 16.8 | -135.564
|  | 17 | -135.4121
|  | 17.2 | -132.1107
|  | 17.4 | -133.0546
|  | 17.6 | -133.0542
|  | 17.8 | -133.602
|  | 18 | -134.2997
|  | 18.2 | -134.5721
|  | 18.4 | -131
|  | 18.6 | -131.4276
|  | 18.8 | -136.2509
|  | 19 | -135.7735
|  | 19.2 | -130.7653
|  | 19.4 | -131.5053
|  | 19.6 | -133.9135
|  | 19.8 | -135.1725
|  | 20 | -131.8076
|  | 20.2 | -135.7826
|  | 20.4 | -138.3695
|  | 20.6 | -134.9963
|  | 20.8 | -134.3079
|  | 21 | -140.8463
|  | 21.2 | -136.4278
|  | 21.4 | -134.7355
|  | 21.6 | -134.4564
|  | 21.8 | -140.4543
|  | 22 | -137.0447
|  | 22.2 | -133.3648
|  | 22.4 | -134.5638
|  | 22.6 | -135.4501
|  | 22.8 | -138.2107
|  | 23 | -136.0587
|  | 23.2 | -134.6663
|  | 23.4 | -136.7154
|  | 23.6 | -136.6979
|  | 23.8 | -134.8604
|  | 24 | -134.4222
|  | 24.2 | -133.8542
|  | 24.4 | -133.2925
|  | 24.6 | -134.6505
|  | 24.8 | -135.3497
|  | 25 | -137.194
|  | 25.2 | -137.1184
|  | 25.4 | -140.4113
|  | 25.6 | -140.1521
|  | 25.8 | -137.3958
|  | 26 | -139.544
|  | 26.2 | -137.9788
|  | 26.4 | -139.8216
|  | 26.6 | -135.7944
|  | 26.8 | -136.251
|  | 27 | -137.793
|  | 27.2 | -136.8615
|  | 27.4 | -135.1923
|  | 27.6 | -135.7695
|  | 27.8 | -134.4807
|  | 28 | -136.159
|  | 28.2 | -140.6197
|  | 28.4 | -135.6379
|  | 28.6 | -135.0424
|  | 28.8 | -134.5686
|  | 29 | -134.8673
|  | 29.2 | -137.3588
|  | 29.4 | -139.4378
|  | 29.6 | -134.6602
|  | 29.8 | -135.2997
|  | 30 | -137.3428
|  | 30.2 | -136.9696
|  | 30.4 | -136.7512
|  | 30.6 | -135.2369
|  | 30.8 | -134.6334
|  | 31 | -137.6455
|  | 31.2 | -142.8026
|  | 31.4 | -139.068
|  | 31.6 | -137.1001
|  | 31.8 | -136.2221
|  | 32 | -138.8006
|  | 32.2 | -137.0083
|  | 32.4 | -136.2406
|  | 32.6 | -145.4993
|  | 32.8 | -137.6244
|  | 33 | -137.4754
|  | 33.2 | -137.3804
|  | 33.4 | -138.7672
|  | 33.6 | -141.6431
|  | 33.8 | -141.0941
|  | 34 | -137.1842
|  | 34.2 | -141.1049
|  | 34.4 | -136.1015
|  | 34.6 | -134.916
|  | 34.8 | -138.2248
|  | 35 | -139.4804
|  | 35.2 | -142.5803
|  | 35.4 | -144.2228
|  | 35.6 | -137.9402
|  | 35.8 | -136.4121
|  | 36 | -138.6004
|  | 36.2 | -136.6646
|  | 36.4 | -137.7111
|  | 36.6 | -139.6649
|  | 36.8 | -140.6903
|  | 37 | -140.7795
|  | 37.2 | -139.4262
|  | 37.4 | -139.6239
|  | 37.6 | -141.6008
|  | 37.8 | -142.2884
|  | 38 | -143.5406
|  | 38.2 | -140.0522
|  | 38.4 | -139.9139
|  | 38.6 | -137.0507
|  | 38.8 | -141.2065
|  | 39 | -143.6812
|  | 39.2 | -141.1476
|  | 39.4 | -139.9252
|  | 39.6 | -139.6149
|  | 39.8 | -139.1713
|  | 40 | -141.9951
|  | 40.2 | -139.5595
|  | 40.4 | -142.0424
|  | 40.6 | -138.382
|  | 40.8 | -140.2082
|  | 41 | -138.2544
|  | 41.2 | -139.252
|  | 41.4 | -142.1157
|  | 41.6 | -141.698
|  | 41.8 | -141.6653
|  | 42 | -141.7745
|  | 42.2 | -142.4817
|  | 42.4 | -144.2594
|  | 42.6 | -143.77
|  | 42.8 | -141.5141
|  | 43 | -139.2659
|  | 43.2 | -138.2678
|  | 43.4 | -139.9812
|  | 43.6 | -141.6885
|  | 43.8 | -139.9658
|  | 44 | -139.8684
|  | 44.2 | -143.7162
|  | 44.4 | -141.1362
|  | 44.6 | -139.6044
|  | 44.8 | -139.5153
|  | 45 | -139.2091
|  | 45.2 | -137.2004
|  | 45.4 | -133.7411
|  | 45.6 | -135.5734
|  | 45.8 | -139.7553
|  | 46 | -137.2173
|  | 46.2 | -137.733
|  | 46.4 | -139.0509
|  | 46.6 | -137.0782
|  | 46.8 | -140.4388
|  | 47 | -143.3527
|  | 47.2 | -139.7022
|  | 47.4 | -138.5188
|  | 47.6 | -137.8961
|  | 47.8 | -139.7026
|  | 48 | -141.6058
|  | 48.2 | -139.5989
|  | 48.4 | -143.6165
|  | 48.6 | -139.2198
|  | 48.8 | -140.8128
|  | 49 | -145.4626
|  | 49.2 | -146.7643
|  | 49.4 | -140.5468
|  | 49.6 | -136.6918
|  | 49.8 | -137.1933
|  | 50 | -138.8639
|  | 50.2 | -139.8975
|  | 50.4 | -143.2933
|  | 50.6 | -141.5574
|  | 50.8 | -140.7601
|  | 51 | -141.8933
|  | 51.2 | -141.2828
|  | 51.4 | -140.0355
|  | 51.6 | -140.7197
|  | 51.8 | -139.0115
|  | 52 | -141.9456
|  | 52.2 | -142.3938
|  | 52.4 | -139.4979
|  | 52.6 | -140.7251
|  | 52.8 | -142.6304
|  | 53 | -141.4846
|  | 53.2 | -141.9078
|  | 53.4 | -142.3372
|  | 53.6 | -144.7867
|  | 53.8 | -141.6828
|  | 54 | -143.9971
|  | 54.2 | -142.8414
|  | 54.4 | -140.7189
|  | 54.6 | -137.4382
|  | 54.8 | -136.4815
|  | 55 | -139.0993
|  | 55.2 | -141.1224
|  | 55.4 | -141.9954
|  | 55.6 | -142.3606
|  | 55.8 | -140.3959
|  | 56 | -139.1954
|  | 56.2 | -144.5834
|  | 56.4 | -142.1555
|  | 56.6 | -139.9195
|  | 56.8 | -138.9952
|  | 57 | -140.4062
|  | 57.2 | -140.6401
|  | 57.4 | -142.1929
|  | 57.6 | -141.9565
|  | 57.8 | -143.1224
|  | 58 | -142.6835
|  | 58.2 | -140.8176
|  | 58.4 | -140.0414
|  | 58.6 | -141.5804
|  | 58.8 | -142.7925
|  | 59 | -142.1329
|  | 59.2 | -140.4529
|  | 59.4 | -139.9096
|  | 59.6 | -141.8786
|  | 59.8 | -118.3295
|  | 60 | -112.8853
|  | 60.2 | -119.5279
|  | 60.4 | -141.2887
|  | 60.6 | -142.1433
|  | 60.8 | -143.1378
|  | 61 | -145.8657
|  | 61.2 | -144.5581
|  | 61.4 | -140.7567
|  | 61.6 | -142.0045
|  | 61.8 | -141.5369
|  | 62 | -141.2686
|  | 62.2 | -139.1071
|  | 62.4 | -139.8896
|  | 62.6 | -140.9962
|  | 62.8 | -141.4765
|  | 63 | -141.9776
|  | 63.2 | -144.1019
|  | 63.4 | -146.0641
|  | 63.6 | -141.9945
|  | 63.8 | -141.3388
|  | 64 | -139.9509
|  | 64.2 | -139.5559
|  | 64.4 | -140.8988
|  | 64.6 | -144.0281
|  | 64.8 | -142.7725
|  | 65 | -142.6463
|  | 65.2 | -144.4702
|  | 65.4 | -143.7976
|  | 65.6 | -142.2922
|  | 65.8 | -145.5304
|  | 66 | -142.1747
|  | 66.2 | -141.1832
|  | 66.4 | -143.6958
|  | 66.6 | -145.6902
|  | 66.8 | -141.7087
|  | 67 | -141.257
|  | 67.2 | -142.091
|  | 67.4 | -139.2831
|  | 67.6 | -141.593
|  | 67.8 | -144.5006
|  | 68 | -140.1478
|  | 68.2 | -139.3958
|  | 68.4 | -143.0568
|  | 68.6 | -144.2837
|  | 68.8 | -144.0503
|  | 69 | -145.1768
|  | 69.2 | -142.6137
|  | 69.4 | -142.4126
|  | 69.6 | -145.0632
|  | 69.8 | -142.6033
|  | 70 | -139.7842
|  | 70.2 | -139.3955
|  | 70.4 | -141.8877
|  | 70.6 | -139.6054
|  | 70.8 | -140.781
|  | 71 | -140.376
|  | 71.2 | -142.5135
|  | 71.4 | -146.9142
|  | 71.6 | -144.1379
|  | 71.8 | -142.2291
|  | 72 | -145.1262
|  | 72.2 | -144.7147
|  | 72.4 | -142.2094
|  | 72.6 | -144.0166
|  | 72.8 | -148.7914
|  | 73 | -143.3336
|  | 73.2 | -141.2749
|  | 73.4 | -144.6921
|  | 73.6 | -142.8722
|  | 73.8 | -141.5443
|  | 74 | -142.1394
|  | 74.2 | -138.9382
|  | 74.4 | -138.0237
|  | 74.6 | -142.1777
|  | 74.8 | -146.5986
|  | 75 | -144.61
|  | 75.2 | -145.868
|  | 75.4 | -145.0639
|  | 75.6 | -144.0676
|  | 75.8 | -143.3028
|  | 76 | -144.8372
|  | 76.2 | -146.1676
|  | 76.4 | -145.2971
|  | 76.6 | -141.1891
|  | 76.8 | -143.3671
|  | 77 | -141.5571
|  | 77.2 | -140.6272
|  | 77.4 | -143.1983
|  | 77.6 | -142.83
|  | 77.8 | -141.4042
|  | 78 | -142.1267
|  | 78.2 | -141.701
|  | 78.4 | -141.2786
|  | 78.6 | -143.5674
|  | 78.8 | -144.5943
|  | 79 | -142.6131
|  | 79.2 | -144.4608
|  | 79.4 | -142.3033
|  | 79.6 | -142.5684
|  | 79.8 | -143.8883
|  | 80 | -143.7531
|  | 80.2 | -140.7551
|  | 80.4 | -140.58
|  | 80.6 | -143.542
|  | 80.8 | -141.1511
|  | 81 | -140.6662
|  | 81.2 | -143.9979
|  | 81.4 | -141.9635
|  | 81.6 | -143.2429
|  | 81.8 | -143.5916
|  | 82 | -143.2362
|  | 82.2 | -145.5472
|  | 82.4 | -142.0438
|  | 82.6 | -142.6832
|  | 82.8 | -144.3158
|  | 83 | -143.5664
|  | 83.2 | -141.8411
|  | 83.4 | -143.2882
|  | 83.6 | -142.0883
|  | 83.8 | -143.2881
|  | 84 | -140.9599
|  | 84.2 | -142.8478
|  | 84.4 | -147.4256
|  | 84.6 | -143.4065
|  | 84.8 | -140.78
|  | 85 | -141.778
|  | 85.2 | -144.195
|  | 85.4 | -143.5309
|  | 85.6 | -142.4946
|  | 85.8 | -139.309
|  | 86 | -141.8496
|  | 86.2 | -143.3237
|  | 86.4 | -142.2889
|  | 86.6 | -142.3568
|  | 86.8 | -140.6707
|  | 87 | -143.0055
|  | 87.2 | -142.0859
|  | 87.4 | -143.3134
|  | 87.6 | -145.7983
|  | 87.8 | -144.6202
|  | 88 | -141.7772
|  | 88.2 | -142.1208
|  | 88.4 | -144.6209
|  | 88.6 | -142.3418
|  | 88.8 | -142.374
|  | 89 | -142.7191
|  | 89.2 | -143.2875
|  | 89.4 | -144.2087
|  | 89.6 | -143.3505
|  | 89.8 | -145.4368
|  | 90 | -144.1837
|  | 90.2 | -144.4605
|  | 90.4 | -139.8479
|  | 90.6 | -138.4494
|  | 90.8 | -140.0342
|  | 91 | -141.3182
|  | 91.2 | -142.3447
|  | 91.4 | -143.4593
|  | 91.6 | -144.0522
|  | 91.8 | -147.7473
|  | 92 | -146.28
|  | 92.2 | -144.9947
|  | 92.4 | -140.4265
|  | 92.6 | -141.1747
|  | 92.8 | -141.6623
|  | 93 | -143.181
|  | 93.2 | -142.1831
|  | 93.4 | -141.7201
|  | 93.6 | -140.7625
|  | 93.8 | -141.9573
|  | 94 | -140.7413
|  | 94.2 | -142.1934
|  | 94.4 | -145
|  | 94.6 | -142.0374
|  | 94.8 | -143.7975
|  | 95 | -145.2638
|  | 95.2 | -141.2573
|  | 95.4 | -141.4274
|  | 95.6 | -143.226
|  | 95.8 | -143.8959
|  | 96 | -144.9966
|  | 96.2 | -146.9468
|  | 96.4 | -144.8429
|  | 96.6 | -146.6343
|  | 96.8 | -141.7301
|  | 97 | -140.8538
|  | 97.2 | -143.5729
|  | 97.4 | -144.4359
|  | 97.6 | -144.74
|  | 97.8 | -146.3256
|  | 98 | -145.7827
|  | 98.2 | -143.469
|  | 98.4 | -142.3529
|  | 98.6 | -142.3536
|  | 98.8 | -142.3595
|  | 99 | -143.459
|  | 99.2 | -140.2259
|  | 99.4 | -141.5758
|  | 99.6 | -145.9782
|  | 99.8 | -142.847
|  | 100 | -143.4655
|  | 100 | -144.0129
|  | 102 | -143.6646
|  | 104 | -142.7415
|  | 106 | -141.4114
|  | 108 | -141.2528
|  | 110 | -142.584
|  | 112 | -141.7135
|  | 114 | -144.5264
|  | 116 | -147.4478
|  | 118 | -146.495
|  | 120 | -143.7692
|  | 122 | -143.9637
|  | 124 | -144.1485
|  | 126 | -144.0498
|  | 128 | -142.9512
|  | 130 | -144.943
|  | 132 | -145.4709
|  | 134 | -143.8731
|  | 136 | -143.5404
|  | 138 | -143.3131
|  | 140 | -142.8719
|  | 142 | -141.5568
|  | 144 | -142.3339
|  | 146 | -144.7769
|  | 148 | -144.8282
|  | 150 | -145.696
|  | 152 | -145.8362
|  | 154 | -145.1359
|  | 156 | -144.8258
|  | 158 | -146.0116
|  | 160 | -145.7266
|  | 162 | -144.9543
|  | 164 | -145.5034
|  | 166 | -143.8537
|  | 168 | -142.7
|  | 170 | -144.1073
|  | 172 | -145.2616
|  | 174 | -145.3355
|  | 176 | -144.8619
|  | 178 | -124.6153
|  | 180 | -119.1037
|  | 182 | -125.4727
|  | 184 | -146.1041
|  | 186 | -148.4808
|  | 188 | -149.0147
|  | 190 | -147.0702
|  | 192 | -147.3118
|  | 194 | -146.4692
|  | 196 | -146.1542
|  | 198 | -145.6152
|  | 200 | -145.8866
|  | 202 | -146.5688
|  | 204 | -146.009
|  | 206 | -146.0806
|  | 208 | -145.4075
|  | 210 | -147.3783
|  | 212 | -146.3366
|  | 214 | -146.6846
|  | 216 | -146.5355
|  | 218 | -145.9579
|  | 220 | -146.1193
|  | 222 | -145.5327
|  | 224 | -145.1081
|  | 226 | -146.1687
|  | 228 | -147.3639
|  | 230 | -147.6629
|  | 232 | -148.9632
|  | 234 | -147.7463
|  | 236 | -146.0814
|  | 238 | -146.2785
|  | 240 | -146.823
|  | 242 | -146.8994
|  | 244 | -148.2917
|  | 246 | -148.1906
|  | 248 | -132.971
|  | 250 | -126.9241
|  | 252 | -132.7298
|  | 254 | -147.1648
|  | 256 | -147.3865
|  | 258 | -148.55
|  | 260 | -147.1679
|  | 262 | -147.0989
|  | 264 | -145.9971
|  | 266 | -146.8259
|  | 268 | -147.6898
|  | 270 | -147.7291
|  | 272 | -146.5963
|  | 274 | -147.5465
|  | 276 | -146.0063
|  | 278 | -146.4265
|  | 280 | -147.8948
|  | 282 | -147.0654
|  | 284 | -146.2901
|  | 286 | -147.2724
|  | 288 | -148.7979
|  | 290 | -148.2323
|  | 292 | -147.0959
|  | 294 | -147.0035
|  | 296 | -146.8981
|  | 298 | -138.5985
|  | 300 | -134.0042
|  | 302 | -140.2441
|  | 304 | -148.3825
|  | 306 | -147.9021
|  | 308 | -147.8292
|  | 310 | -148.7681
|  | 312 | -148.6742
|  | 314 | -146.6312
|  | 316 | -147.296
|  | 318 | -148.5663
|  | 320 | -147.4517
|  | 322 | -147.8511
|  | 324 | -148.6581
|  | 326 | -149.0488
|  | 328 | -148.575
|  | 330 | -148.4794
|  | 332 | -149.7269
|  | 334 | -149.3646
|  | 336 | -149.5414
|  | 338 | -149.0976
|  | 340 | -148.8462
|  | 342 | -148.6067
|  | 344 | -149.1784
|  | 346 | -149.324
|  | 348 | -147.3364
|  | 350 | -148.014
|  | 352 | -149.5976
|  | 354 | -149.3145
|  | 356 | -148.0016
|  | 358 | -149.1434
|  | 360 | -147.1321
|  | 362 | -147.6993
|  | 364 | -148.1163
|  | 366 | -148.6962
|  | 368 | -147.0134
|  | 370 | -148.7539
|  | 372 | -150.8072
|  | 374 | -149.416
|  | 376 | -149.5022
|  | 378 | -148.2335
|  | 380 | -149.4673
|  | 382 | -148.6046
|  | 384 | -148.7335
|  | 386 | -150.9261
|  | 388 | -149.6135
|  | 390 | -150.0197
|  | 392 | -151.1791
|  | 394 | -150.8304
|  | 396 | -150.113
|  | 398 | -148.6593
|  | 400 | -148.3859
|  | 402 | -149.5527
|  | 404 | -150.5868
|  | 406 | -148.7354
|  | 408 | -149.5642
|  | 410 | -149.6355
|  | 412 | -150.4996
|  | 414 | -149.7175
|  | 416 | -149.859
|  | 418 | -136.5982
|  | 420 | -130.9082
|  | 422 | -137.3069
|  | 424 | -149.9355
|  | 426 | -149.9565
|  | 428 | -150.6168
|  | 430 | -150.4954
|  | 432 | -150.2721
|  | 434 | -149.8462
|  | 436 | -148.2294
|  | 438 | -148.1514
|  | 440 | -149.8376
|  | 442 | -148.9356
|  | 444 | -149.8021
|  | 446 | -150.6338
|  | 448 | -150.2696
|  | 450 | -151.2988
|  | 452 | -150.2421
|  | 454 | -149.4724
|  | 456 | -151.0304
|  | 458 | -150.8186
|  | 460 | -150.7146
|  | 462 | -150.4582
|  | 464 | -148.4449
|  | 466 | -148.8531
|  | 468 | -150.3875
|  | 470 | -150.2281
|  | 472 | -150.2487
|  | 474 | -149.6909
|  | 476 | -152.3935
|  | 478 | -151.6891
|  | 480 | -150.3061
|  | 482 | -151.3871
|  | 484 | -152.3166
|  | 486 | -151.3811
|  | 488 | -150.0622
|  | 490 | -149.0361
|  | 492 | -148.5733
|  | 494 | -150.0344
|  | 496 | -150.2637
|  | 498 | -150.8869
|  | 500 | -150.1526
|  | 502 | -150.8656
|  | 504 | -151.4378
|  | 506 | -152.3113
|  | 508 | -152.711
|  | 510 | -152.2057
|  | 512 | -150.4149
|  | 514 | -150.6513
|  | 516 | -150.9351
|  | 518 | -151.0473
|  | 520 | -150.8181
|  | 522 | -151.2092
|  | 524 | -151.7635
|  | 526 | -151.4008
|  | 528 | -152.2088
|  | 530 | -151.6713
|  | 532 | -149.1762
|  | 534 | -149.2434
|  | 536 | -153.1877
|  | 538 | -145.6522
|  | 540 | -140.1535
|  | 542 | -146.2844
|  | 544 | -152.9652
|  | 546 | -151.6265
|  | 548 | -151.684
|  | 550 | -151.4316
|  | 552 | -152.3163
|  | 554 | -152.0512
|  | 556 | -153.4631
|  | 558 | -154.331
|  | 560 | -152.5605
|  | 562 | -151.4355
|  | 564 | -151.6997
|  | 566 | -150.9016
|  | 568 | -150.9626
|  | 570 | -152.336
|  | 572 | -152.525
|  | 574 | -151.4356
|  | 576 | -151.43
|  | 578 | -151.5571
|  | 580 | -150.653
|  | 582 | -153.067
|  | 584 | -151.6923
|  | 586 | -152.2259
|  | 588 | -152.2805
|  | 590 | -151.8293
|  | 592 | -151.8974
|  | 594 | -149.7208
|  | 596 | -149.4923
|  | 598 | -149.7664
|  | 600 | -150.8113
|  | 602 | -151.1578
|  | 604 | -151.3205
|  | 606 | -151.1985
|  | 608 | -151.485
|  | 610 | -151.8974
|  | 612 | -151.644
|  | 614 | -152.4568
|  | 616 | -152.0876
|  | 618 | -150.5955
|  | 620 | -149.0709
|  | 622 | -149.6244
|  | 624 | -151.5765
|  | 626 | -151.4098
|  | 628 | -150.6787
|  | 630 | -152.2247
|  | 632 | -152.9539
|  | 634 | -151.9682
|  | 636 | -151.5322
|  | 638 | -151.4741
|  | 640 | -151.2329
|  | 642 | -151.0152
|  | 644 | -151.2365
|  | 646 | -151.8081
|  | 648 | -151.9429
|  | 650 | -152.0014
|  | 652 | -150.7771
|  | 654 | -149.9038
|  | 656 | -150.5333
|  | 658 | -145.0249
|  | 660 | -140.9715
|  | 662 | -146.6513
|  | 664 | -152.0203
|  | 666 | -151.42
|  | 668 | -150.7217
|  | 670 | -152.6321
|  | 672 | -152.4187
|  | 674 | -151.9076
|  | 676 | -151.7683
|  | 678 | -153.0028
|  | 680 | -152.1313
|  | 682 | -151.1717
|  | 684 | -151.2046
|  | 686 | -149.734
|  | 688 | -151.2104
|  | 690 | -150.9689
|  | 692 | -151.0901
|  | 694 | -150.6412
|  | 696 | -151.5803
|  | 698 | -151.1832
|  | 700 | -149.3541
|  | 702 | -149.2201
|  | 704 | -150.2565
|  | 706 | -150.5664
|  | 708 | -151.0566
|  | 710 | -150.1811
|  | 712 | -149.0945
|  | 714 | -149.0559
|  | 716 | -148.4908
|  | 718 | -151.0747
|  | 720 | -150.2229
|  | 722 | -149.3031
|  | 724 | -151.255
|  | 726 | -152.0845
|  | 728 | -151.9496
|  | 730 | -152.0426
|  | 732 | -150.9124
|  | 734 | -149.7473
|  | 736 | -150.6487
|  | 738 | -151.556
|  | 740 | -150.6393
|  | 742 | -150.0682
|  | 744 | -148.3785
|  | 746 | -149.4066
|  | 748 | -148.4114
|  | 750 | -145.2914
|  | 752 | -147.0779
|  | 754 | -148.9636
|  | 756 | -149.9284
|  | 758 | -151.9887
|  | 760 | -151.7899
|  | 762 | -150.4834
|  | 764 | -150.6929
|  | 766 | -149.9557
|  | 768 | -150.591
|  | 770 | -152.0751
|  | 772 | -150.8963
|  | 774 | -149.8004
|  | 776 | -150.3981
|  | 778 | -141.7997
|  | 780 | -137.2068
|  | 782 | -143.965
|  | 784 | -151.2372
|  | 786 | -152.8072
|  | 788 | -153.2018
|  | 790 | -152.3544
|  | 792 | -152.6237
|  | 794 | -152.3238
|  | 796 | -152.4142
|  | 798 | -152.4222
|  | 800 | -152.4389
|  | 802 | -153.603
|  | 804 | -152.8832
|  | 806 | -152.3125
|  | 808 | -151.6376
|  | 810 | -151.6727
|  | 812 | -152.3965
|  | 814 | -149.9608
|  | 816 | -150.6097
|  | 818 | -150.4506
|  | 820 | -150.7823
|  | 822 | -151.5503
|  | 824 | -150.5936
|  | 826 | -152.0065
|  | 828 | -152.2803
|  | 830 | -151.4606
|  | 832 | -151.5033
|  | 834 | -152.0172
|  | 836 | -152.0723
|  | 838 | -151.1754
|  | 840 | -150.9214
|  | 842 | -149.3341
|  | 844 | -149.6752
|  | 846 | -150.2037
|  | 848 | -150.0568
|  | 850 | -149.6175
|  | 852 | -149.6355
|  | 854 | -149.7009
|  | 856 | -150.2245
|  | 858 | -151.1291
|  | 860 | -150.7954
|  | 862 | -149.3707
|  | 864 | -148.8765
|  | 866 | -149.424
|  | 868 | -149.345
|  | 870 | -148.9442
|  | 872 | -150.0661
|  | 874 | -150.727
|  | 876 | -150.5046
|  | 878 | -149.9284
|  | 880 | -151.6259
|  | 882 | -151.7851
|  | 884 | -151.8176
|  | 886 | -151.8133
|  | 888 | -151.6004
|  | 890 | -151.882
|  | 892 | -151.0521
|  | 894 | -150.8718
|  | 896 | -151.0541
|  | 898 | -148.7633
|  | 900 | -146.0322
|  | 902 | -151.2888
|  | 904 | -151.8544
|  | 906 | -152.7335
|  | 908 | -152.0502
|  | 910 | -151.2455
|  | 912 | -152.2297
|  | 914 | -153.2995
|  | 916 | -152.4324
|  | 918 | -151.7143
|  | 920 | -152.8865
|  | 922 | -151.4963
|  | 924 | -150.885
|  | 926 | -152.6059
|  | 928 | -153.0692
|  | 930 | -153.2058
|  | 932 | -153.5356
|  | 934 | -153.068
|  | 936 | -152.7937
|  | 938 | -151.7658
|  | 940 | -151.792
|  | 942 | -153.3082
|  | 944 | -154.3314
|  | 946 | -152.7828
|  | 948 | -153.1603
|  | 950 | -154.7643
|  | 952 | -152.6558
|  | 954 | -153.4164
|  | 956 | -154.7221
|  | 958 | -153.1507
|  | 960 | -154.9136
|  | 962 | -155.2858
|  | 964 | -151.1457
|  | 966 | -150.7186
|  | 968 | -153.5963
|  | 970 | -153.2696
|  | 972 | -155.1756
|  | 974 | -154.5702
|  | 976 | -153.7341
|  | 978 | -153.2998
|  | 980 | -152.5023
|  | 982 | -153.5528
|  | 984 | -152.5571
|  | 986 | -152.4851
|  | 988 | -153.5585
|  | 990 | -154.7653
|  | 992 | -154.4408
|  | 994 | -154.6017
|  | 996 | -153.5077
|  | 998 | -153.8187
|  | 1000 | -153.8373
|  | 1000 | -153.1978
|  | 1020 | -151.4428
|  | 1040 | -153.1806
|  | 1060 | -153.3824
|  | 1080 | -155.0785
|  | 1100 | -155.1058
|  | 1120 | -153.8057
|  | 1140 | -151.6701
|  | 1160 | -154.0165
|  | 1180 | -155.2567
|  | 1200 | -154.9816
|  | 1220 | -154.68
|  | 1240 | -153.3115
|  | 1260 | -151.6694
|  | 1280 | -154.3955
|  | 1300 | -154.8175
|  | 1320 | -153.9858
|  | 1340 | -154.2837
|  | 1360 | -154.238
|  | 1380 | -153.2702
|  | 1400 | -154.4662
|  | 1420 | -155.0334
|  | 1440 | -155.1939
|  | 1460 | -154.847
|  | 1480 | -154.0332
|  | 1500 | -152.4304
|  | 1520 | -154.7298
|  | 1540 | -154.5755
|  | 1560 | -154.2598
|  | 1580 | -154.1743
|  | 1600 | -154.4681
|  | 1620 | -155.0196
|  | 1640 | -155.2144
|  | 1660 | -155.6161
|  | 1680 | -155.1525
|  | 1700 | -154.544
|  | 1720 | -154.9023
|  | 1740 | -154.468
|  | 1760 | -154.201
|  | 1780 | -155.3176
|  | 1800 | -155.1501
|  | 1820 | -155.1492
|  | 1840 | -155.4506
|  | 1860 | -154.4996
|  | 1880 | -154.7591
|  | 1900 | -154.5798
|  | 1920 | -156.2065
|  | 1940 | -156.8451
|  | 1960 | -156.2269
|  | 1980 | -154.7491
|  | 2000 | -155.092
|  | 2020 | -155.4656
|  | 2040 | -155.7963
|  | 2060 | -155.1752
|  | 2080 | -155.451
|  | 2100 | -155.5598
|  | 2120 | -155.8199
|  | 2140 | -156.1908
|  | 2160 | -155.5517
|  | 2180 | -155.414
|  | 2200 | -156.4434
|  | 2220 | -155.9964
|  | 2240 | -156.5742
|  | 2260 | -157.0925
|  | 2280 | -156.4974
|  | 2300 | -155.9428
|  | 2320 | -156.4991
|  | 2340 | -156.1659
|  | 2360 | -156.8359
|  | 2380 | -155.7885
|  | 2400 | -155.7405
|  | 2420 | -156.7019
|  | 2440 | -157.1518
|  | 2460 | -156.663
|  | 2480 | -156.8621
|  | 2500 | -156.8581
|  | 2520 | -157.0557
|  | 2540 | -156.1302
|  | 2560 | -156.4065
|  | 2580 | -156.8424
|  | 2600 | -157.4069
|  | 2620 | -155.9773
|  | 2640 | -155.5385
|  | 2660 | -156.5808
|  | 2680 | -157.0962
|  | 2700 | -157.2614
|  | 2720 | -157.469
|  | 2740 | -157.6579
|  | 2760 | -157.8895
|  | 2780 | -157.9307
|  | 2800 | -155.9437
|  | 2820 | -155.9122
|  | 2840 | -156.5564
|  | 2860 | -158.0492
|  | 2880 | -158.4595
|  | 2900 | -157.2199
|  | 2920 | -157.0121
|  | 2940 | -156.8186
|  | 2960 | -157.1518
|  | 2980 | -157.3005
|  | 3000 | -156.5614
|  | 3020 | -157.1128
|  | 3040 | -157.0012
|  | 3060 | -157.1173
|  | 3080 | -156.5901
|  | 3100 | -156.896
|  | 3120 | -157.2386
|  | 3140 | -157.3014
|  | 3160 | -157.0802
|  | 3180 | -156.1363
|  | 3200 | -156.2076
|  | 3220 | -157.6997
|  | 3240 | -157.4426
|  | 3260 | -156.981
|  | 3280 | -157.6043
|  | 3300 | -157.2765
|  | 3320 | -158.0539
|  | 3340 | -157.0252
|  | 3360 | -157.4914
|  | 3380 | -157.3547
|  | 3400 | -158.286
|  | 3420 | -156.9013
|  | 3440 | -157.9602
|  | 3460 | -157.2323
|  | 3480 | -158.469
|  | 3500 | -158.8099
|  | 3520 | -158.6664
|  | 3540 | -156.9881
|  | 3560 | -156.0994
|  | 3580 | -156.4831
|  | 3600 | -157.7202
|  | 3620 | -158.3307
|  | 3640 | -157.7997
|  | 3660 | -158.0153
|  | 3680 | -158.0445
|  | 3700 | -157.8288
|  | 3720 | -157.7539
|  | 3740 | -157.512
|  | 3760 | -157.1588
|  | 3780 | -157.5976
|  | 3800 | -158.2819
|  | 3820 | -157.8049
|  | 3840 | -157.8479
|  | 3860 | -158.7479
|  | 3880 | -158.5682
|  | 3900 | -157.9918
|  | 3920 | -157.7427
|  | 3940 | -157.3993
|  | 3960 | -156.9795
|  | 3980 | -157.6248
|  | 4000 | -157.3694
|  | 4020 | -158.0957
|  | 4040 | -159.2122
|  | 4060 | -159.1587
|  | 4080 | -157.8833
|  | 4100 | -156.9767
|  | 4120 | -157.5159
|  | 4140 | -157.8749
|  | 4160 | -157.1576
|  | 4180 | -158.1394
|  | 4200 | -158.693
|  | 4220 | -157.6598
|  | 4240 | -157.5997
|  | 4260 | -158.9617
|  | 4280 | -157.5964
|  | 4300 | -157.6563
|  | 4320 | -157.2222
|  | 4340 | -157.253
|  | 4360 | -157.9764
|  | 4380 | -158.5541
|  | 4400 | -158.1525
|  | 4420 | -156.9645
|  | 4440 | -157.7326
|  | 4460 | -158.6264
|  | 4480 | -158.3802
|  | 4500 | -157.8962
|  | 4520 | -157.6965
|  | 4540 | -157.172
|  | 4560 | -155.9827
|  | 4580 | -157.2575
|  | 4600 | -158.0173
|  | 4620 | -157.4057
|  | 4640 | -157.4759
|  | 4660 | -157.1827
|  | 4680 | -157.9831
|  | 4700 | -158.2367
|  | 4720 | -158.1434
|  | 4740 | -157.8856
|  | 4760 | -158.0333
|  | 4780 | -158.2469
|  | 4800 | -158.478
|  | 4820 | -158.2824
|  | 4840 | -157.6312
|  | 4860 | -158.9485
|  | 4880 | -159.1774
|  | 4900 | -158.5718
|  | 4920 | -159.239
|  | 4940 | -159.7093
|  | 4960 | -158.5765
|  | 4980 | -158.0018
|  | 5000 | -156.7324
|  | 5020 | -157.7262
|  | 5040 | -156.8058
|  | 5060 | -156.5335
|  | 5080 | -157.1608
|  | 5100 | -157.2711
|  | 5120 | -157.0228
|  | 5140 | -156.5913
|  | 5160 | -157.0379
|  | 5180 | -155.6966
|  | 5200 | -155.696
|  | 5220 | -155.3688
|  | 5240 | -155.5177
|  | 5260 | -155.9098
|  | 5280 | -156.4961
|  | 5300 | -156.5215
|  | 5320 | -157.1247
|  | 5340 | -156.6913
|  | 5360 | -157.8126
|  | 5380 | -157.0259
|  | 5400 | -157.1799
|  | 5420 | -158.1975
|  | 5440 | -158.4147
|  | 5460 | -159.1572
|  | 5480 | -158.29
|  | 5500 | -157.7114
|  | 5520 | -157.935
|  | 5540 | -158.0062
|  | 5560 | -158.3639
|  | 5580 | -158.7911
|  | 5600 | -157.4443
|  | 5620 | -156.5725
|  | 5640 | -157.5675
|  | 5660 | -158.3689
|  | 5680 | -157.7449
|  | 5700 | -157.5446
|  | 5720 | -157.8671
|  | 5740 | -157.8048
|  | 5760 | -158.407
|  | 5780 | -158.2367
|  | 5800 | -157.8208
|  | 5820 | -157.2799
|  | 5840 | -156.6842
|  | 5860 | -158.4218
|  | 5880 | -158.7291
|  | 5900 | -158.1525
|  | 5920 | -158.1904
|  | 5940 | -158.8694
|  | 5960 | -156.9669
|  | 5980 | -157.1662
|  | 6000 | -158.0802
|  | 6020 | -158.1809
|  | 6040 | -158.1668
|  | 6060 | -159.054
|  | 6080 | -158.0767
|  | 6100 | -157.5647
|  | 6120 | -158.1738
|  | 6140 | -158.8611
|  | 6160 | -159.1759
|  | 6180 | -158.3824
|  | 6200 | -158.6966
|  | 6220 | -158.3863
|  | 6240 | -157.7494
|  | 6260 | -157.4744
|  | 6280 | -158.2994
|  | 6300 | -158.5006
|  | 6320 | -158.4916
|  | 6340 | -158.5928
|  | 6360 | -158.8414
|  | 6380 | -158.858
|  | 6400 | -158.3511
|  | 6420 | -158.3854
|  | 6440 | -157.3314
|  | 6460 | -156.7448
|  | 6480 | -156.8997
|  | 6500 | -158.2971
|  | 6520 | -158.3214
|  | 6540 | -158.1829
|  | 6560 | -157.2308
|  | 6580 | -157.783
|  | 6600 | -158.1973
|  | 6620 | -158.1195
|  | 6640 | -158.8993
|  | 6660 | -159.6082
|  | 6680 | -158.5575
|  | 6700 | -157.7374
|  | 6720 | -156.8335
|  | 6740 | -157.254
|  | 6760 | -157.5172
|  | 6780 | -157.748
|  | 6800 | -157.9467
|  | 6820 | -158.1586
|  | 6840 | -158.4471
|  | 6860 | -158.5078
|  | 6880 | -158.5948
|  | 6900 | -157.9953
|  | 6920 | -158.2926
|  | 6940 | -158.2851
|  | 6960 | -159.5892
|  | 6980 | -158.7132
|  | 7000 | -158.0154
|  | 7020 | -158.0258
|  | 7040 | -158.976
|  | 7060 | -158.2733
|  | 7080 | -158.5382
|  | 7100 | -158.6904
|  | 7120 | -158.7324
|  | 7140 | -157.9901
|  | 7160 | -157.3333
|  | 7180 | -157.3252
|  | 7200 | -157.2998
|  | 7220 | -157.4072
|  | 7240 | -158.4386
|  | 7260 | -158.8303
|  | 7280 | -159.0683
|  | 7300 | -158.0116
|  | 7320 | -157.8186
|  | 7340 | -157.6626
|  | 7360 | -157.3672
|  | 7380 | -157.6415
|  | 7400 | -157.6459
|  | 7420 | -157.92
|  | 7440 | -157.7213
|  | 7460 | -158.0964
|  | 7480 | -158.9625
|  | 7500 | -158.6107
|  | 7520 | -157.4185
|  | 7540 | -157.3212
|  | 7560 | -158.6406
|  | 7580 | -158.4258
|  | 7600 | -157.5944
|  | 7620 | -157.8053
|  | 7640 | -157.6479
|  | 7660 | -157.4066
|  | 7680 | -157.8972
|  | 7700 | -159.298
|  | 7720 | -158.1801
|  | 7740 | -157.6987
|  | 7760 | -157.4198
|  | 7780 | -158.6001
|  | 7800 | -158.1141
|  | 7820 | -157.4455
|  | 7840 | -158.2478
|  | 7860 | -158.2805
|  | 7880 | -157.6447
|  | 7900 | -157.6906
|  | 7920 | -158.327
|  | 7940 | -158.6364
|  | 7960 | -159.0068
|  | 7980 | -157.9903
|  | 8000 | -158.2228
|  | 8020 | -158.7591
|  | 8040 | -158.1698
|  | 8060 | -158.3053
|  | 8080 | -158.7045
|  | 8100 | -159.2352
|  | 8120 | -158.3111
|  | 8140 | -157.8639
|  | 8160 | -158.2607
|  | 8180 | -159.7691
|  | 8200 | -159.0513
|  | 8220 | -157.964
|  | 8240 | -157.7581
|  | 8260 | -157.8683
|  | 8280 | -157.9424
|  | 8300 | -158.1059
|  | 8320 | -157.7602
|  | 8340 | -157.2092
|  | 8360 | -158.5691
|  | 8380 | -158.6436
|  | 8400 | -157.5767
|  | 8420 | -157.6167
|  | 8440 | -156.9078
|  | 8460 | -157.1235
|  | 8480 | -158.4118
|  | 8500 | -157.7455
|  | 8520 | -157.4866
|  | 8540 | -158.1032
|  | 8560 | -159.1465
|  | 8580 | -158.7498
|  | 8600 | -158.1477
|  | 8620 | -157.5797
|  | 8640 | -158.2428
|  | 8660 | -157.838
|  | 8680 | -156.9656
|  | 8700 | -157.7861
|  | 8720 | -157.7401
|  | 8740 | -157.6057
|  | 8760 | -157.6516
|  | 8780 | -157.831
|  | 8800 | -156.6181
|  | 8820 | -157.1528
|  | 8840 | -157.6224
|  | 8860 | -157.9989
|  | 8880 | -158.4526
|  | 8900 | -158.4636
|  | 8920 | -158.043
|  | 8940 | -158.0465
|  | 8960 | -158.4111
|  | 8980 | -158.7646
|  | 9000 | -158.1102
|  | 9020 | -157.477
|  | 9040 | -157.7834
|  | 9060 | -157.7554
|  | 9080 | -157.6108
|  | 9100 | -157.6962
|  | 9120 | -157.8179
|  | 9140 | -158.479
|  | 9160 | -158.4897
|  | 9180 | -159.3186
|  | 9200 | -158.1497
|  | 9220 | -157.6501
|  | 9240 | -157.4716
|  | 9260 | -158.6983
|  | 9280 | -158.386
|  | 9300 | -157.2242
|  | 9320 | -156.8863
|  | 9340 | -157.502
|  | 9360 | -157.5418
|  | 9380 | -158.5923
|  | 9400 | -158.8877
|  | 9420 | -157.7911
|  | 9440 | -157.612
|  | 9460 | -157.9436
|  | 9480 | -157.8423
|  | 9500 | -159.0822
|  | 9520 | -158.94
|  | 9540 | -158.214
|  | 9560 | -158.8032
|  | 9580 | -157.4213
|  | 9600 | -157.2267
|  | 9620 | -157.9605
|  | 9640 | -158.3992
|  | 9660 | -157.3979
|  | 9680 | -157.8646
|  | 9700 | -157.8341
|  | 9720 | -158.2674
|  | 9740 | -158.712
|  | 9760 | -158.6864
|  | 9780 | -158.0557
|  | 9800 | -157.8154
|  | 9820 | -159.2724
|  | 9840 | -158.1583
|  | 9860 | -157.1231
|  | 9880 | -157.1704
|  | 9900 | -157.6495
|  | 9920 | -157.5174
|  | 9940 | -157.5223
|  | 9960 | -157.0919
|  | 9980 | -156.7421
|  | 10000 | -157.9453
|  | 10000 | -157.1209
|  | 10200 | -157.5154
|  | 10400 | -157.7467
|  | 10600 | -157.8116
|  | 10800 | -157.7526
|  | 11000 | -157.8782
|  | 11200 | -158.179
|  | 11400 | -158.0761
|  | 11600 | -157.7447
|  | 11800 | -158.1899
|  | 12000 | -158.9569
|  | 12200 | -158.4053
|  | 12400 | -159.0589
|  | 12600 | -158.9893
|  | 12800 | -159.0598
|  | 13000 | -158.5062
|  | 13200 | -157.7481
|  | 13400 | -158.7026
|  | 13600 | -158.5809
|  | 13800 | -157.6574
|  | 14000 | -158.0387
|  | 14200 | -158.6328
|  | 14400 | -158.9854
|  | 14600 | -159.3246
|  | 14800 | -158.1788
|  | 15000 | -158.8586
|  | 15200 | -159.199
|  | 15400 | -158.7376
|  | 15600 | -158.2394
|  | 15800 | -159.7228
|  | 16000 | -160.187
|  | 16200 | -159.3171
|  | 16400 | -159.4085
|  | 16600 | -160.5288
|  | 16800 | -160.194
|  | 17000 | -159.024
|  | 17200 | -158.7713
|  | 17400 | -159.8538
|  | 17600 | -160.5558
|  | 17800 | -159.5802
|  | 18000 | -159.5769
|  | 18200 | -159.3062
|  | 18400 | -159.5072
|  | 18600 | -159.7496
|  | 18800 | -158.9923
|  | 19000 | -160.3185
|  | 19200 | -160.2834
|  | 19400 | -158.9607
|  | 19600 | -159.0455
|  | 19800 | -160.1281
|  | 20000 | -159.2026
|  | 20200 | -158.9016
|  | 20400 | -160.1347
|  | 20600 | -159.5487
|  | 20800 | -159.8757
|  | 21000 | -158.7911
|  | 21200 | -159.7465
|  | 21400 | -160.5992
|  | 21600 | -160.1682
|  | 21800 | -159.2477
|  | 22000 | -158.3523
|  | 22200 | -158.5829
|  | 22400 | -159.4541
|  | 22600 | -160.2748
|  | 22800 | -159.5482
|  | 23000 | -158.8941
|  | 23200 | -158.7819
|  | 23400 | -159.8103
|  | 23600 | -158.9566
|  | 23800 | -159.1693
|  | 24000 | -160.5508
|  | 24200 | -159.9963
|  | 24400 | -160.3109
|  | 24600 | -160.4239
|  | 24800 | -160.5274
|  | 25000 | -159.8268
|  | 25200 | -159.8772
|  | 25400 | -160.4279
|  | 25600 | -159.4756
|  | 25800 | -159.6086
|  | 26000 | -160.5253
|  | 26200 | -160.6282
|  | 26400 | -159.9678
|  | 26600 | -159.4226
|  | 26800 | -160.1609
|  | 27000 | -159.7483
|  | 27200 | -159.5755
|  | 27400 | -160.1372
|  | 27600 | -159.4777
|  | 27800 | -158.6146
|  | 28000 | -159.8582
|  | 28200 | -160.8748
|  | 28400 | -160.7079
|  | 28600 | -159.686
|  | 28800 | -159.2394
|  | 29000 | -159.9646
|  | 29200 | -160.525
|  | 29400 | -159.416
|  | 29600 | -160.1374
|  | 29800 | -160.91
|  | 30000 | -161.0262
|  | 30200 | -159.7888
|  | 30400 | -158.323
|  | 30600 | -158.8705
|  | 30800 | -159.264
|  | 31000 | -158.651
|  | 31200 | -159.4179
|  | 31400 | -159.0868
|  | 31600 | -159.3736
|  | 31800 | -160.1964
|  | 32000 | -160.5708
|  | 32200 | -160.0302
|  | 32400 | -159.041
|  | 32600 | -159.0434
|  | 32800 | -158.5732
|  | 33000 | -159.1697
|  | 33200 | -159.7324
|  | 33400 | -159.8459
|  | 33600 | -159.757
|  | 33800 | -159.0892
|  | 34000 | -159.9806
|  | 34200 | -159.789
|  | 34400 | -159.7671
|  | 34600 | -159.494
|  | 34800 | -159.6427
|  | 35000 | -160.1844
|  | 35200 | -160.1908
|  | 35400 | -159.427
|  | 35600 | -158.9163
|  | 35800 | -158.1596
|  | 36000 | -157.9371
|  | 36200 | -155.5704
|  | 36400 | -155.4052
|  | 36600 | -154.4311
|  | 36800 | -153.3194
|  | 37000 | -153.9946
|  | 37200 | -154.2306
|  | 37400 | -152.0438
|  | 37600 | -152.4868
|  | 37800 | -154.0005
|  | 38000 | -154.8074
|  | 38200 | -154.0331
|  | 38400 | -154.49
|  | 38600 | -156.3572
|  | 38800 | -158.7624
|  | 39000 | -159.1434
|  | 39200 | -159.5661
|  | 39400 | -159.7826
|  | 39600 | -159.5152
|  | 39800 | -159.0992
|  | 40000 | -159.7903
|  | 40200 | -159.5041
|  | 40400 | -159.9227
|  | 40600 | -159.4335
|  | 40800 | -160.4936
|  | 41000 | -161.0519
|  | 41200 | -160.0534
|  | 41400 | -160.0132
|  | 41600 | -159.6527
|  | 41800 | -160.6132
|  | 42000 | -160.9004
|  | 42200 | -160.3381
|  | 42400 | -160.0697
|  | 42600 | -160.9085
|  | 42800 | -161.1993
|  | 43000 | -159.6841
|  | 43200 | -159.1875
|  | 43400 | -158.8897
|  | 43600 | -160.1381
|  | 43800 | -160.7396
|  | 44000 | -159.9409
|  | 44200 | -159.4907
|  | 44400 | -159.379
|  | 44600 | -159.2248
|  | 44800 | -159.0467
|  | 45000 | -160.2442
|  | 45200 | -159.7561
|  | 45400 | -159.9035
|  | 45600 | -159.9759
|  | 45800 | -159.8055
|  | 46000 | -160.6001
|  | 46200 | -159.8997
|  | 46400 | -159.0654
|  | 46600 | -160.2141
|  | 46800 | -161.1804
|  | 47000 | -160.6468
|  | 47200 | -160.3586
|  | 47400 | -160.5035
|  | 47600 | -159.6961
|  | 47800 | -159.2655
|  | 48000 | -159.5623
|  | 48200 | -159.4995
|  | 48400 | -159.3316
|  | 48600 | -159.9643
|  | 48800 | -159.7471
|  | 49000 | -159.5362
|  | 49200 | -159.6633
|  | 49400 | -159.7409
|  | 49600 | -160.0732
|  | 49800 | -159.7733
|  | 50000 | -159.5386
|  | 50200 | -159.823
|  | 50400 | -159.8045
|  | 50600 | -160.8319
|  | 50800 | -160.5608
|  | 51000 | -161.1271
|  | 51200 | -160.9031
|  | 51400 | -160.419
|  | 51600 | -159.9454
|  | 51800 | -159.4442
|  | 52000 | -159.5248
|  | 52200 | -159.31
|  | 52400 | -159.3947
|  | 52600 | -160.2573
|  | 52800 | -160.0382
|  | 53000 | -160.6331
|  | 53200 | -160.7171
|  | 53400 | -160.9513
|  | 53600 | -160.6418
|  | 53800 | -159.9956
|  | 54000 | -159.2204
|  | 54200 | -159.9637
|  | 54400 | -160.4349
|  | 54600 | -160.8291
|  | 54800 | -161.0931
|  | 55000 | -159.6902
|  | 55200 | -159.4769
|  | 55400 | -160.0029
|  | 55600 | -159.7921
|  | 55800 | -160.2289
|  | 56000 | -159.959
|  | 56200 | -160.0236
|  | 56400 | -159.8603
|  | 56600 | -160.4973
|  | 56800 | -160.1307
|  | 57000 | -160.2965
|  | 57200 | -160.0629
|  | 57400 | -160.5874
|  | 57600 | -160.41
|  | 57800 | -159.7545
|  | 58000 | -160.2134
|  | 58200 | -160.8675
|  | 58400 | -160.8001
|  | 58600 | -160.8713
|  | 58800 | -160.9647
|  | 59000 | -160.1849
|  | 59200 | -159.9674
|  | 59400 | -159.5938
|  | 59600 | -159.238
|  | 59800 | -159.6963
|  | 60000 | -159.7639
|  | 60200 | -159.2891
|  | 60400 | -159.4532
|  | 60600 | -160.1052
|  | 60800 | -159.6716
|  | 61000 | -159.6862
|  | 61200 | -160.4686
|  | 61400 | -160.9744
|  | 61600 | -160.9794
|  | 61800 | -161.5674
|  | 62000 | -160.6813
|  | 62200 | -159.7643
|  | 62400 | -160.1385
|  | 62600 | -160.3364
|  | 62800 | -160.6088
|  | 63000 | -160.0366
|  | 63200 | -160.4943
|  | 63400 | -160.1683
|  | 63600 | -160.7188
|  | 63800 | -159.3102
|  | 64000 | -159.4202
|  | 64200 | -160.349
|  | 64400 | -160.971
|  | 64600 | -160.3194
|  | 64800 | -159.6772
|  | 65000 | -159.7949
|  | 65200 | -160.0937
|  | 65400 | -161.0766
|  | 65600 | -161.4142
|  | 65800 | -160.886
|  | 66000 | -160.3875
|  | 66200 | -159.9088
|  | 66400 | -159.7221
|  | 66600 | -160.1442
|  | 66800 | -160.3633
|  | 67000 | -160.7284
|  | 67200 | -161.1182
|  | 67400 | -160.6888
|  | 67600 | -160.3221
|  | 67800 | -160.5637
|  | 68000 | -160.6823
|  | 68200 | -159.8916
|  | 68400 | -159.7456
|  | 68600 | -160.0579
|  | 68800 | -161.0678
|  | 69000 | -160.7404
|  | 69200 | -160.5537
|  | 69400 | -160.2559
|  | 69600 | -161.3593
|  | 69800 | -160.7354
|  | 70000 | -160.4648
|  | 70200 | -159.4307
|  | 70400 | -159.071
|  | 70600 | -160.0197
|  | 70800 | -160.5679
|  | 71000 | -160.3891
|  | 71200 | -160.6808
|  | 71400 | -160.8052
|  | 71600 | -160.4102
|  | 71800 | -159.7184
|  | 72000 | -160.1221
|  | 72200 | -159.4058
|  | 72400 | -159.5987
|  | 72600 | -160.4282
|  | 72800 | -158.885
|  | 73000 | -159.6303
|  | 73200 | -159.7099
|  | 73400 | -160.4331
|  | 73600 | -160.689
|  | 73800 | -160.1713
|  | 74000 | -159.9173
|  | 74200 | -159.1323
|  | 74400 | -159.8613
|  | 74600 | -159.1118
|  | 74800 | -159.4501
|  | 75000 | -160.6889
|  | 75200 | -159.6968
|  | 75400 | -159.5649
|  | 75600 | -159.9782
|  | 75800 | -160.0088
|  | 76000 | -159.9051
|  | 76200 | -159.5083
|  | 76400 | -158.9245
|  | 76600 | -159.6971
|  | 76800 | -160.0479
|  | 77000 | -159.2035
|  | 77200 | -160.5929
|  | 77400 | -160.2111
|  | 77600 | -159.7977
|  | 77800 | -159.5299
|  | 78000 | -160.1176
|  | 78200 | -161.1421
|  | 78400 | -161.3058
|  | 78600 | -159.9803
|  | 78800 | -160.716
|  | 79000 | -161.3296
|  | 79200 | -160.9701
|  | 79400 | -160.1736
|  | 79600 | -160.8918
|  | 79800 | -161.1731
|  | 80000 | -160.2638
|  | 80200 | -160.31
|  | 80400 | -160.413
|  | 80600 | -160.6664
|  | 80800 | -160.9256
|  | 81000 | -161.0922
|  | 81200 | -160.4065
|  | 81400 | -159.2507
|  | 81600 | -159.0172
|  | 81800 | -159.4657
|  | 82000 | -160.6099
|  | 82200 | -160.0434
|  | 82400 | -159.9236
|  | 82600 | -160.6966
|  | 82800 | -160.5955
|  | 83000 | -160.5409
|  | 83200 | -160.1748
|  | 83400 | -160.1772
|  | 83600 | -160.7245
|  | 83800 | -160.7718
|  | 84000 | -161.2918
|  | 84200 | -161.2595
|  | 84400 | -161.3344
|  | 84600 | -160.8335
|  | 84800 | -160.4842
|  | 85000 | -159.1598
|  | 85200 | -159.9083
|  | 85400 | -159.6976
|  | 85600 | -160.3115
|  | 85800 | -160.8774
|  | 86000 | -160.1966
|  | 86200 | -160.2624
|  | 86400 | -160.5871
|  | 86600 | -160.4497
|  | 86800 | -159.8363
|  | 87000 | -160.2029
|  | 87200 | -160.2843
|  | 87400 | -159.802
|  | 87600 | -159.8159
|  | 87800 | -160.8666
|  | 88000 | -161.9903
|  | 88200 | -161.7273
|  | 88400 | -160.6161
|  | 88600 | -160.14
|  | 88800 | -160.794
|  | 89000 | -161.5459
|  | 89200 | -161.6888
|  | 89400 | -160.7077
|  | 89600 | -160.5137
|  | 89800 | -160.2656
|  | 90000 | -160.2606
|  | 90200 | -161.5304
|  | 90400 | -160.4898
|  | 90600 | -159.8801
|  | 90800 | -160.5475
|  | 91000 | -160.539
|  | 91200 | -160.3051
|  | 91400 | -160.4571
|  | 91600 | -161.5217
|  | 91800 | -161.6588
|  | 92000 | -160.9624
|  | 92200 | -160.9635
|  | 92400 | -160.6763
|  | 92600 | -160.5247
|  | 92800 | -161.1658
|  | 93000 | -161.8918
|  | 93200 | -161.6247
|  | 93400 | -160.8062
|  | 93600 | -159.9805
|  | 93800 | -160.5575
|  | 94000 | -160.9309
|  | 94200 | -160.3229
|  | 94400 | -160.3258
|  | 94600 | -160.4718
|  | 94800 | -159.2677
|  | 95000 | -160.638
|  | 95200 | -160.8321
|  | 95400 | -161.0158
|  | 95600 | -160.9749
|  | 95800 | -159.928
|  | 96000 | -161.2563
|  | 96200 | -160.6363
|  | 96400 | -160.4097
|  | 96600 | -160.1501
|  | 96800 | -160.7235
|  | 97000 | -161.0977
|  | 97200 | -159.9675
|  | 97400 | -159.9035
|  | 97600 | -159.9124
|  | 97800 | -160.8296
|  | 98000 | -160.6601
|  | 98200 | -159.9921
|  | 98400 | -161.0663
|  | 98600 | -161.4986
|  | 98800 | -161.3913
|  | 99000 | -161.2456
|  | 99200 | -160.1581
|  | 99400 | -159.7124
|  | 99600 | -160.2144
|  | 99800 | -160.1124
|  | 100000 | -159.7132
|  | 100000 | -160.1827
|  | 102000 | -159.7169
|  | 104000 | -159.7278
|  | 106000 | -160.162
|  | 108000 | -160.1747
|  | 110000 | -160.6216
|  | 112000 | -160.3874
|  | 114000 | -160.4512
|  | 116000 | -160.1873
|  | 118000 | -159.6703
|  | 120000 | -159.4976
|  | 122000 | -160.2203
|  | 124000 | -160.868
|  | 126000 | -159.8828
|  | 128000 | -159.349
|  | 130000 | -159.9991
|  | 132000 | -160.5668
|  | 134000 | -161.1743
|  | 136000 | -160.7793
|  | 138000 | -160.2728
|  | 140000 | -160.4828
|  | 142000 | -159.9944
|  | 144000 | -159.8806
|  | 146000 | -160.1864
|  | 148000 | -159.8539
|  | 150000 | -159.662
|  | 152000 | -151.8082
|  | 154000 | -149.2795
|  | 156000 | -157.5471
|  | 158000 | -160.4187
|  | 160000 | -161.1843
|  | 162000 | -159.4655
|  | 164000 | -160.5561
|  | 166000 | -160.4373
|  | 168000 | -161.1597
|  | 170000 | -162.0232
|  | 172000 | -160.5456
|  | 174000 | -160.0623
|  | 176000 | -160.6137
|  | 178000 | -160.3033
|  | 180000 | -159.3188
|  | 182000 | -160.8607
|  | 184000 | -161.0369
|  | 186000 | -160.6193
|  | 188000 | -159.8806
|  | 190000 | -159.8719
|  | 192000 | -159.967
|  | 194000 | -160.9244
|  | 196000 | -161.741
|  | 198000 | -161.4969
|  | 200000 | -161.1804
|  | 202000 | -160.9202
|  | 204000 | -160.3564
|  | 206000 | -160.0165
|  | 208000 | -160.6641
|  | 210000 | -161.9959
|  | 212000 | -160.8338
|  | 214000 | -160.0229
|  | 216000 | -160.7424
|  | 218000 | -161.2496
|  | 220000 | -160.2309
|  | 222000 | -160.4067
|  | 224000 | -161.0259
|  | 226000 | -162.0484
|  | 228000 | -162.0685
|  | 230000 | -160.4869
|  | 232000 | -159.6291
|  | 234000 | -159.6406
|  | 236000 | -160.6304
|  | 238000 | -160.8529
|  | 240000 | -160.4624
|  | 242000 | -160.2716
|  | 244000 | -161.0881
|  | 246000 | -160.2269
|  | 248000 | -160.2725
|  | 250000 | -160.7729
|  | 252000 | -160.0812
|  | 254000 | -160.3117
|  | 256000 | -161.1176
|  | 258000 | -160.1014
|  | 260000 | -160.5642
|  | 262000 | -160.9739
|  | 264000 | -160.8988
|  | 266000 | -160.6206
|  | 268000 | -159.939
|  | 270000 | -160.0575
|  | 272000 | -159.7039
|  | 274000 | -159.4514
|  | 276000 | -159.1965
|  | 278000 | -161.0574
|  | 280000 | -160.5062
|  | 282000 | -160.7013
|  | 284000 | -160.6927
|  | 286000 | -160.8109
|  | 288000 | -161.4017
|  | 290000 | -160.55
|  | 292000 | -159.5447
|  | 294000 | -159.9242
|  | 296000 | -161.4937
|  | 298000 | -162.1555
|  | 300000 | -161.5561
|  | 302000 | -159.9166
|  | 304000 | -160.075
|  | 306000 | -160.7823
|  | 308000 | -160.1694
|  | 310000 | -160.7492
|  | 312000 | -161.2022
|  | 314000 | -160.6609
|  | 316000 | -160.6292
|  | 318000 | -160.27
|  | 320000 | -160.1414
|  | 322000 | -159.4628
|  | 324000 | -160.299
|  | 326000 | -160.2324
|  | 328000 | -160.2112
|  | 330000 | -160.1049
|  | 332000 | -159.1461
|  | 334000 | -159.7728
|  | 336000 | -160.4802
|  | 338000 | -160.5059
|  | 340000 | -160.704
|  | 342000 | -160.364
|  | 344000 | -160.7416
|  | 346000 | -159.7685
|  | 348000 | -159.131
|  | 350000 | -158.5484
|  | 352000 | -160.3242
|  | 354000 | -160.8631
|  | 356000 | -160.2303
|  | 358000 | -160.4786
|  | 360000 | -160.4363
|  | 362000 | -160.5124
|  | 364000 | -161.1843
|  | 366000 | -161.2129
|  | 368000 | -160.5482
|  | 370000 | -159.6718
|  | 372000 | -159.9179
|  | 374000 | -160.0016
|  | 376000 | -161.1721
|  | 378000 | -161.9495
|  | 380000 | -161.0358
|  | 382000 | -160.5588
|  | 384000 | -160.6814
|  | 386000 | -160.5369
|  | 388000 | -159.8208
|  | 390000 | -160.4054
|  | 392000 | -160.7799
|  | 394000 | -161.1388
|  | 396000 | -160.8113
|  | 398000 | -160.3518
|  | 400000 | -160.6153
|  | 402000 | -161.3434
|  | 404000 | -161.3679
|  | 406000 | -160.4173
|  | 408000 | -161.0813
|  | 410000 | -161.1066
|  | 412000 | -161.1688
|  | 414000 | -160.7908
|  | 416000 | -160.6731
|  | 418000 | -159.8312
|  | 420000 | -159.2876
|  | 422000 | -159.6
|  | 424000 | -160.0666
|  | 426000 | -160.776
|  | 428000 | -161.2748
|  | 430000 | -161.2937
|  | 432000 | -160.8729
|  | 434000 | -160.4121
|  | 436000 | -159.7086
|  | 438000 | -159.9661
|  | 440000 | -161.6552
|  | 442000 | -161.0059
|  | 444000 | -160.9332
|  | 446000 | -161.2378
|  | 448000 | -161.2768
|  | 450000 | -161.2515
|  | 452000 | -161.5387
|  | 454000 | -161.2786
|  | 456000 | -161.0692
|  | 458000 | -160.8843
|  | 460000 | -161.1926
|  | 462000 | -161.2046
|  | 464000 | -160.5263
|  | 466000 | -159.6917
|  | 468000 | -159.9428
|  | 470000 | -160.0313
|  | 472000 | -160.5254
|  | 474000 | -161.0429
|  | 476000 | -161.6039
|  | 478000 | -160.2145
|  | 480000 | -161.1718
|  | 482000 | -161.7672
|  | 484000 | -160.2925
|  | 486000 | -160.5351
|  | 488000 | -160.0346
|  | 490000 | -160.8512
|  | 492000 | -160.6857
|  | 494000 | -160.42
|  | 496000 | -159.4999
|  | 498000 | -159.738
|  | 500000 | -159.4878
|  | 502000 | -160.8449
|  | 504000 | -160.0414
|  | 506000 | -159.3787
|  | 508000 | -160.3129
|  | 510000 | -161.1741
|  | 512000 | -161.7003
|  | 514000 | -160.6429
|  | 516000 | -160.2266
|  | 518000 | -159.5478
|  | 520000 | -159.6768
|  | 522000 | -160.1152
|  | 524000 | -160.2267
|  | 526000 | -159.9391
|  | 528000 | -160.9391
|  | 530000 | -159.9779
|  | 532000 | -159.7044
|  | 534000 | -159.9975
|  | 536000 | -160.66
|  | 538000 | -159.8767
|  | 540000 | -159.8954
|  | 542000 | -160.6371
|  | 544000 | -161.3413
|  | 546000 | -161.1914
|  | 548000 | -161.3722
|  | 550000 | -160.0071
|  | 552000 | -160.0195
|  | 554000 | -160.4728
|  | 556000 | -159.9335
|  | 558000 | -160.4859
|  | 560000 | -160.8891
|  | 562000 | -160.7421
|  | 564000 | -160.818
|  | 566000 | -160.2736
|  | 568000 | -159.8688
|  | 570000 | -160.4582
|  | 572000 | -160.9591
|  | 574000 | -160.3299
|  | 576000 | -160.4089
|  | 578000 | -160.7736
|  | 580000 | -160.6142
|  | 582000 | -160.6615
|  | 584000 | -160.4119
|  | 586000 | -161.6209
|  | 588000 | -160.7013
|  | 590000 | -160.0427
|  | 592000 | -160.9459
|  | 594000 | -161.0699
|  | 596000 | -160.5987
|  | 598000 | -160.7675
|  | 600000 | -160.9123
|  | 602000 | -160.8218
|  | 604000 | -159.8591
|  | 606000 | -160.2606
|  | 608000 | -160.7986
|  | 610000 | -161.1773
|  | 612000 | -160.0976
|  | 614000 | -160.1532
|  | 616000 | -159.8789
|  | 618000 | -160.1452
|  | 620000 | -159.7239
|  | 622000 | -159.8602
|  | 624000 | -161.1697
|  | 626000 | -160.5992
|  | 628000 | -159.7416
|  | 630000 | -159.7252
|  | 632000 | -160.4924
|  | 634000 | -160.9739
|  | 636000 | -159.7894
|  | 638000 | -159.0428
|  | 640000 | -159.0289
|  | 642000 | -159.883
|  | 644000 | -160.2898
|  | 646000 | -159.3793
|  | 648000 | -159.9354
|  | 650000 | -159.8802
|  | 652000 | -159.9201
|  | 654000 | -159.9519
|  | 656000 | -161.509
|  | 658000 | -160.9553
|  | 660000 | -160.4613
|  | 662000 | -160.5826
|  | 664000 | -159.4604
|  | 666000 | -159.17
|  | 668000 | -160.2668
|  | 670000 | -160.4556
|  | 672000 | -161.1359
|  | 674000 | -160.2741
|  | 676000 | -160.7277
|  | 678000 | -160.5238
|  | 680000 | -160.2806
|  | 682000 | -160.5252
|  | 684000 | -160.7147
|  | 686000 | -160.7961
|  | 688000 | -161.5553
|  | 690000 | -160.0883
|  | 692000 | -159.2313
|  | 694000 | -160.6327
|  | 696000 | -160.5896
|  | 698000 | -160.7942
|  | 700000 | -160.2349
|  | 702000 | -159.565
|  | 704000 | -159.3748
|  | 706000 | -159.2803
|  | 708000 | -159.2962
|  | 710000 | -161.077
|  | 712000 | -161.0087
|  | 714000 | -161.5955
|  | 716000 | -162.2633
|  | 718000 | -160.5685
|  | 720000 | -160.4523
|  | 722000 | -160.3785
|  | 724000 | -159.9552
|  | 726000 | -159.6449
|  | 728000 | -161.2353
|  | 730000 | -161.2132
|  | 732000 | -160.1232
|  | 734000 | -161.7523
|  | 736000 | -161.1165
|  | 738000 | -160.4145
|  | 740000 | -160.6684
|  | 742000 | -160.5299
|  | 744000 | -160.2351
|  | 746000 | -160.8017
|  | 748000 | -160.8121
|  | 750000 | -159.9827
|  | 752000 | -160.4518
|  | 754000 | -160.7788
|  | 756000 | -160.7776
|  | 758000 | -160.8649
|  | 760000 | -159.4309
|  | 762000 | -159.6005
|  | 764000 | -160.3822
|  | 766000 | -160.2159
|  | 768000 | -160.6274
|  | 770000 | -159.9772
|  | 772000 | -160.2324
|  | 774000 | -161.4087
|  | 776000 | -161.3351
|  | 778000 | -160.2057
|  | 780000 | -160.714
|  | 782000 | -161.3089
|  | 784000 | -160.2353
|  | 786000 | -160.7465
|  | 788000 | -160.9656
|  | 790000 | -160.5221
|  | 792000 | -161.4841
|  | 794000 | -160.9647
|  | 796000 | -160.6602
|  | 798000 | -160.3796
|  | 800000 | -160.7167
|  | 802000 | -161.0727
|  | 804000 | -161.0431
|  | 806000 | -161.6099
|  | 808000 | -160.9218
|  | 810000 | -160.4379
|  | 812000 | -160.0581
|  | 814000 | -160.5129
|  | 816000 | -160.6776
|  | 818000 | -160.3521
|  | 820000 | -160.9283
|  | 822000 | -160.7278
|  | 824000 | -161.9065
|  | 826000 | -161.0365
|  | 828000 | -161.0868
|  | 830000 | -161.6261
|  | 832000 | -161.0056
|  | 834000 | -160.6352
|  | 836000 | -161.5451
|  | 838000 | -160.9991
|  | 840000 | -160.8232
|  | 842000 | -161.0714
|  | 844000 | -160.4288
|  | 846000 | -161.0134
|  | 848000 | -160.8036
|  | 850000 | -160.7288
|  | 852000 | -160.4272
|  | 854000 | -161.9012
|  | 856000 | -162.7439
|  | 858000 | -160.517
|  | 860000 | -160.5447
|  | 862000 | -160.2667
|  | 864000 | -161.2117
|  | 866000 | -160.9053
|  | 868000 | -160.3489
|  | 870000 | -160.4502
|  | 872000 | -160.0488
|  | 874000 | -160.3818
|  | 876000 | -160.4725
|  | 878000 | -160.4282
|  | 880000 | -159.5457
|  | 882000 | -160.4646
|  | 884000 | -160.7059
|  | 886000 | -160.5936
|  | 888000 | -160.1093
|  | 890000 | -160.2066
|  | 892000 | -161.6019
|  | 894000 | -160.1715
|  | 896000 | -159.245
|  | 898000 | -159.8341
|  | 900000 | -160.6945
|  | 902000 | -160.341
|  | 904000 | -159.8357
|  | 906000 | -160.5576
|  | 908000 | -162.0074
|  | 910000 | -160.4517
|  | 912000 | -159.5387
|  | 914000 | -159.304
|  | 916000 | -159.7292
|  | 918000 | -160.9263
|  | 920000 | -161.139
|  | 922000 | -161.3263
|  | 924000 | -161.0651
|  | 926000 | -160.8904
|  | 928000 | -159.9717
|  | 930000 | -160.5985
|  | 932000 | -160.4122
|  | 934000 | -160.5866
|  | 936000 | -160.6429
|  | 938000 | -161.3241
|  | 940000 | -161.5824
|  | 942000 | -161.1125
|  | 944000 | -160.1451
|  | 946000 | -160.2219
|  | 948000 | -160.5458
|  | 950000 | -160.7663
|  | 952000 | -160.6539
|  | 954000 | -160.6281
|  | 956000 | -161.082
|  | 958000 | -160.7982
|  | 960000 | -160.0678
|  | 962000 | -159.5428
|  | 964000 | -159.7773
|  | 966000 | -160.4373
|  | 968000 | -159.8788
|  | 970000 | -160.3118
|  | 972000 | -161.102
|  | 974000 | -156.5962
|  | 976000 | -153.5268
|  | 978000 | -157.4474
|  | 980000 | -160.2754
|  | 982000 | -162.4543
|  | 984000 | -161.2652
|  | 986000 | -160.4343
|  | 988000 | -160.5185
|  | 990000 | -160.9099
|  | 992000 | -160.8269
|  | 994000 | -160.5955
|  | 996000 | -160.1534
|  | 998000 | -159.6299
|  | 1000000 | -159.8821
|  | 1000000 | -160.5817
|  | 1003330 | -160.9357
|  | 1006670 | -160.9061
|  | 1010000 | -161.3741
|  | 1013330 | -160.6117
|  | 1016670 | -159.8952
|  | 1020000 | -161.0745
|  | 1023330 | -160.4354
|  | 1026670 | -160.0283
|  | 1030000 | -160.7987
|  | 1033330 | -161.3648
|  | 1036670 | -161.7378
|  | 1040000 | -160.192
|  | 1043330 | -160.452
|  | 1046670 | -160.396
|  | 1050000 | -159.8818
|  | 1053330 | -160.2639
|  | 1056670 | -160.6186
|  | 1060000 | -160.1152
|  | 1063330 | -160.1356
|  | 1066670 | -160.1189
|  | 1070000 | -161.214
|  | 1073330 | -160.8605
|  | 1076670 | -160.3961
|  | 1080000 | -160.4445
|  | 1083330 | -160.1478
|  | 1086670 | -161.04
|  | 1090000 | -161.4158
|  | 1093330 | -160.0224
|  | 1096670 | -160.6217
|  | 1100000 | -161.2558
|  | 1103330 | -160.9748
|  | 1106670 | -160.6508
|  | 1110000 | -160.2456
|  | 1113330 | -160.781
|  | 1116670 | -161.4379
|  | 1120000 | -160.8258
|  | 1123330 | -160.1146
|  | 1126670 | -160.5106
|  | 1130000 | -160.5617
|  | 1133330 | -162.6472
|  | 1136670 | -161.2492
|  | 1140000 | -160.5472
|  | 1143330 | -160.9123
|  | 1146670 | -160.775
|  | 1150000 | -160.8685
|  | 1153330 | -161.6387
|  | 1156670 | -160.1358
|  | 1160000 | -160.1004
|  | 1163330 | -160.9555
|  | 1166670 | -161.2692
|  | 1170000 | -160.8398
|  | 1173330 | -160.0241
|  | 1176670 | -161.1391
|  | 1180000 | -161.4061
|  | 1183330 | -161.7822
|  | 1186670 | -161.2915
|  | 1190000 | -160.7676
|  | 1193330 | -160.6721
|  | 1196670 | -160.5053
|  | 1200000 | -160.2925
|  | 1203330 | -159.0342
|  | 1206670 | -160.4054
|  | 1210000 | -161.2648
|  | 1213330 | -160.6323
|  | 1216670 | -160.1842
|  | 1220000 | -159.584
|  | 1223330 | -160.273
|  | 1226670 | -160.8504
|  | 1230000 | -160.4149
|  | 1233330 | -161.0488
|  | 1236670 | -160.9619
|  | 1240000 | -161.763
|  | 1243330 | -160.947
|  | 1246670 | -161.2822
|  | 1250000 | -161.7976
|  | 1253330 | -161.0363
|  | 1256670 | -160.9326
|  | 1260000 | -159.6415
|  | 1263330 | -159.7635
|  | 1266670 | -160.003
|  | 1270000 | -159.7622
|  | 1273330 | -160.1827
|  | 1276670 | -161.2279
|  | 1280000 | -160.4418
|  | 1283330 | -159.6849
|  | 1286670 | -159.8686
|  | 1290000 | -160.67
|  | 1293330 | -160.5498
|  | 1296670 | -160.1318
|  | 1300000 | -160.1708
|  | 1303330 | -161.1276
|  | 1306670 | -160.607
|  | 1310000 | -159.9561
|  | 1313330 | -160.5763
|  | 1316670 | -160.8869
|  | 1320000 | -159.3806
|  | 1323330 | -159.9052
|  | 1326670 | -160.9281
|  | 1330000 | -161.0456
|  | 1333330 | -160.6549
|  | 1336670 | -160.2239
|  | 1340000 | -160.8146
|  | 1343330 | -160.7205
|  | 1346670 | -159.9359
|  | 1350000 | -159.6876
|  | 1353330 | -159.8752
|  | 1356670 | -160.8719
|  | 1360000 | -161.8631
|  | 1363330 | -161.1322
|  | 1366670 | -160.6508
|  | 1370000 | -159.9231
|  | 1373330 | -160.7986
|  | 1376670 | -161.1044
|  | 1380000 | -160.3432
|  | 1383330 | -160.1492
|  | 1386670 | -160.6508
|  | 1390000 | -159.7183
|  | 1393330 | -160.0708
|  | 1396670 | -160.6899
|  | 1400000 | -160.5424
|  | 1403330 | -160.0988
|  | 1406670 | -160.9605
|  | 1410000 | -160.4317
|  | 1413330 | -160.257
|  | 1416670 | -161.385
|  | 1420000 | -159.6686
|  | 1423330 | -160.5299
|  | 1426670 | -160.9377
|  | 1430000 | -159.993
|  | 1433330 | -160.395
|  | 1436670 | -160.6983
|  | 1440000 | -160.2925
|  | 1443330 | -159.3601
|  | 1446670 | -160.2001
|  | 1450000 | -160.8476
|  | 1453330 | -160.3605
|  | 1456670 | -161.0795
|  | 1460000 | -160.4661
|  | 1463330 | -160.2813
|  | 1466670 | -161.0112
|  | 1470000 | -160.2048
|  | 1473330 | -159.927
|  | 1476670 | -161.0186
|  | 1480000 | -160.9035
|  | 1483330 | -160.9965
|  | 1486670 | -161.0706
|  | 1490000 | -160.5507
|  | 1493330 | -159.928
|  | 1496670 | -160.3622
|  | 1500000 | -160.2383
|  | 1503330 | -160.2593
|  | 1506670 | -159.6744
|  | 1510000 | -159.7028
|  | 1513330 | -161.4103
|  | 1516670 | -160.7097
|  | 1520000 | -160.8519
|  | 1523330 | -160.9518
|  | 1526670 | -161.8389
|  | 1530000 | -160.9077
|  | 1533330 | -161.5734
|  | 1536670 | -161.4144
|  | 1540000 | -161.4814
|  | 1543330 | -161.6186
|  | 1546670 | -160.8033
|  | 1550000 | -159.577
|  | 1553330 | -159.9851
|  | 1556670 | -160.767
|  | 1560000 | -160.4741
|  | 1563330 | -160.5284
|  | 1566670 | -160.4389
|  | 1570000 | -160.1764
|  | 1573330 | -160.5396
|  | 1576670 | -160.7558
|  | 1580000 | -160.25
|  | 1583330 | -161.2097
|  | 1586670 | -160.5609
|  | 1590000 | -160.1967
|  | 1593330 | -161.9127
|  | 1596670 | -162.2626
|  | 1600000 | -161.2891
|  | 1603330 | -161.5722
|  | 1606670 | -161.7365
|  | 1610000 | -160.5777
|  | 1613330 | -160.1789
|  | 1616670 | -160.4806
|  | 1620000 | -160.5887
|  | 1623330 | -161.1831
|  | 1626670 | -160.5452
|  | 1630000 | -160.2588
|  | 1633330 | -160.2643
|  | 1636670 | -160.9246
|  | 1640000 | -161.3821
|  | 1643330 | -160.4169
|  | 1646670 | -159.4315
|  | 1650000 | -159.9388
|  | 1653330 | -159.9388
|  | 1656670 | -160.1105
|  | 1660000 | -160.4924
|  | 1663330 | -161.6411
|  | 1666670 | -161.5655
|  | 1670000 | -161.0626
|  | 1673330 | -160.9848
|  | 1676670 | -161.2003
|  | 1680000 | -161.1089
|  | 1683330 | -161.5079
|  | 1686670 | -161.7235
|  | 1690000 | -160.5973
|  | 1693330 | -160.7366
|  | 1696670 | -160.9746
|  | 1700000 | -160.4587
|  | 1703330 | -160.5874
|  | 1706670 | -161.1872
|  | 1710000 | -160.8615
|  | 1713330 | -161.1876
|  | 1716670 | -159.9194
|  | 1720000 | -160.3107
|  | 1723330 | -161.4043
|  | 1726670 | -161.4124
|  | 1730000 | -160.5511
|  | 1733330 | -160.1849
|  | 1736670 | -159.9995
|  | 1740000 | -160.3464
|  | 1743330 | -160.2865
|  | 1746670 | -160.6423
|  | 1750000 | -160.5887
|  | 1753330 | -160.4868
|  | 1756670 | -160.6788
|  | 1760000 | -161.2058
|  | 1763330 | -160.8365
|  | 1766670 | -161.1123
|  | 1770000 | -159.9837
|  | 1773330 | -159.7199
|  | 1776670 | -159.8898
|  | 1780000 | -160.2615
|  | 1783330 | -160.9426
|  | 1786670 | -161.1818
|  | 1790000 | -161.2038
|  | 1793330 | -161.7534
|  | 1796670 | -161.6965
|  | 1800000 | -160.9862
|  | 1803330 | -160.5166
|  | 1806670 | -159.5444
|  | 1810000 | -159.3544
|  | 1813330 | -160.5286
|  | 1816670 | -161.0465
|  | 1820000 | -161.0667
|  | 1823330 | -160.8217
|  | 1826670 | -160.6617
|  | 1830000 | -159.9597
|  | 1833330 | -160.6557
|  | 1836670 | -161.0474
|  | 1840000 | -160.2432
|  | 1843330 | -160.4734
|  | 1846670 | -160.6757
|  | 1850000 | -159.9058
|  | 1853330 | -160.7152
|  | 1856670 | -161.0253
|  | 1860000 | -160.5786
|  | 1863330 | -160.377
|  | 1866670 | -160.7866
|  | 1870000 | -161.8493
|  | 1873330 | -161.8455
|  | 1876670 | -161.0866
|  | 1880000 | -161.251
|  | 1883330 | -160.9125
|  | 1886670 | -160.2352
|  | 1890000 | -160.4411
|  | 1893330 | -160.4559
|  | 1896670 | -161.8764
|  | 1900000 | -161.4817
|  | 1903330 | -160.152
|  | 1906670 | -159.3439
|  | 1910000 | -160.9834
|  | 1913330 | -161.0921
|  | 1916670 | -160.1294
|  | 1920000 | -160.4996
|  | 1923330 | -159.919
|  | 1926670 | -160.4793
|  | 1930000 | -160.6793
|  | 1933330 | -161.3342
|  | 1936670 | -161.1369
|  | 1940000 | -161.0574
|  | 1943330 | -161.01
|  | 1946670 | -161.0498
|  | 1950000 | -160.3227
|  | 1953330 | -159.6239
|  | 1956670 | -160.3345
|  | 1960000 | -160.7439
|  | 1963330 | -160.495
|  | 1966670 | -159.9926
|  | 1970000 | -160.3479
|  | 1973330 | -161.1674
|  | 1976670 | -161.7753
|  | 1980000 | -160.9824
|  | 1983330 | -160.8752
|  | 1986670 | -160.5214
|  | 1990000 | -160.589
|  | 1993330 | -160.0881
|  | 1996670 | -161.0646
|  | 2000000 | -160.2813
|  | 2003330 | -159.792
|  | 2006670 | -161.2641
|  | 2010000 | -160.1763
|  | 2013330 | -159.6656
|  | 2016670 | -159.6791
|  | 2020000 | -159.4895
|  | 2023330 | -159.169
|  | 2026670 | -160.9932
|  | 2030000 | -160.6707
|  | 2033330 | -159.7621
|  | 2036670 | -159.7054
|  | 2040000 | -159.774
|  | 2043330 | -160.5295
|  | 2046670 | -161.2268
|  | 2050000 | -160.6952
|  | 2053330 | -159.9407
|  | 2056670 | -160.7269
|  | 2060000 | -160.516
|  | 2063330 | -160.3872
|  | 2066670 | -160.6455
|  | 2070000 | -160.5756
|  | 2073330 | -159.8554
|  | 2076670 | -160.435
|  | 2080000 | -160.4211
|  | 2083330 | -160.4127
|  | 2086670 | -160.081
|  | 2090000 | -159.9617
|  | 2093330 | -160.27
|  | 2096670 | -161.1015
|  | 2100000 | -161.6935
|  | 2103330 | -161.124
|  | 2106670 | -160.746
|  | 2110000 | -160.7006
|  | 2113330 | -161.0155
|  | 2116670 | -160.4015
|  | 2120000 | -161.1387
|  | 2123330 | -160.4994
|  | 2126670 | -160.3477
|  | 2130000 | -160.7069
|  | 2133330 | -161.4216
|  | 2136670 | -159.9266
|  | 2140000 | -159.8073
|  | 2143330 | -160.6667
|  | 2146670 | -161.2826
|  | 2150000 | -160.6376
|  | 2153330 | -159.9188
|  | 2156670 | -160.7286
|  | 2160000 | -161.5837
|  | 2163330 | -159.7466
|  | 2166670 | -160.1623
|  | 2170000 | -161.0579
|  | 2173330 | -161.1249
|  | 2176670 | -161.5202
|  | 2180000 | -161.075
|  | 2183330 | -160.8944
|  | 2186670 | -160.7666
|  | 2190000 | -161.0276
|  | 2193330 | -160.0572
|  | 2196670 | -160.7663
|  | 2200000 | -160.484
|  | 2203330 | -160.8192
|  | 2206670 | -160.2934
|  | 2210000 | -161.0422
|  | 2213330 | -161.9934
|  | 2216670 | -160.3349
|  | 2220000 | -160.7555
|  | 2223330 | -160.3791
|  | 2226670 | -160.2343
|  | 2230000 | -160.4269
|  | 2233330 | -161.3261
|  | 2236670 | -162.2254
|  | 2240000 | -161.5716
|  | 2243330 | -161.7227
|  | 2246670 | -161.7582
|  | 2250000 | -161.0746
|  | 2253330 | -160.2209
|  | 2256670 | -159.4117
|  | 2260000 | -160.9549
|  | 2263330 | -161.7197
|  | 2266670 | -161.8972
|  | 2270000 | -160.1564
|  | 2273330 | -160.5465
|  | 2276670 | -161.0678
|  | 2280000 | -160.7421
|  | 2283330 | -161.0653
|  | 2286670 | -160.9297
|  | 2290000 | -161.2537
|  | 2293330 | -161.3677
|  | 2296670 | -162.0167
|  | 2300000 | -162.529
|  | 2303330 | -161.3698
|  | 2306670 | -160.5878
|  | 2310000 | -160.9804
|  | 2313330 | -160.0785
|  | 2316670 | -160.3578
|  | 2320000 | -161.1709
|  | 2323330 | -161.0192
|  | 2326670 | -160.8019
|  | 2330000 | -160.6307
|  | 2333330 | -161.0225
|  | 2336670 | -160.9357
|  | 2340000 | -160.8053
|  | 2343330 | -161.1875
|  | 2346670 | -160.6014
|  | 2350000 | -160.2621
|  | 2353330 | -160.8211
|  | 2356670 | -160.7931
|  | 2360000 | -160.796
|  | 2363330 | -160.281
|  | 2366670 | -160.3741
|  | 2370000 | -161.095
|  | 2373330 | -160.018
|  | 2376670 | -160.5244
|  | 2380000 | -161.1239
|  | 2383330 | -160.2899
|  | 2386670 | -161.0085
|  | 2390000 | -160.3818
|  | 2393330 | -159.6417
|  | 2396670 | -160.0367
|  | 2400000 | -160.4504
|  | 2403330 | -161.9758
|  | 2406670 | -161.4675
|  | 2410000 | -160.9801
|  | 2413330 | -161.4568
|  | 2416670 | -161.0118
|  | 2420000 | -160.5991
|  | 2423330 | -160.3505
|  | 2426670 | -161.1257
|  | 2430000 | -161.4382
|  | 2433330 | -162.6343
|  | 2436670 | -161.703
|  | 2440000 | -161.1731
|  | 2443330 | -160.1898
|  | 2446670 | -160.9023
|  | 2450000 | -160.7087
|  | 2453330 | -161.2576
|  | 2456670 | -161.0935
|  | 2460000 | -159.8487
|  | 2463330 | -159.6613
|  | 2466670 | -160.461
|  | 2470000 | -160.5905
|  | 2473330 | -160.351
|  | 2476670 | -160.4849
|  | 2480000 | -160.2655
|  | 2483330 | -160.4738
|  | 2486670 | -160.2696
|  | 2490000 | -160.2221
|  | 2493330 | -160.32
|  | 2496670 | -161.4238
|  | 2500000 | -160.0502
|  | 2503330 | -159.5122
|  | 2506670 | -159.9888
|  | 2510000 | -160.7958
|  | 2513330 | -161.7093
|  | 2516670 | -161.8881
|  | 2520000 | -161.731
|  | 2523330 | -160.6636
|  | 2526670 | -160.4324
|  | 2530000 | -160.9076
|  | 2533330 | -159.6455
|  | 2536670 | -160.4945
|  | 2540000 | -160.9251
|  | 2543330 | -161.4179
|  | 2546670 | -161.7307
|  | 2550000 | -161.0493
|  | 2553330 | -161.429
|  | 2556670 | -160.9455
|  | 2560000 | -160.5267
|  | 2563330 | -160.423
|  | 2566670 | -160.2248
|  | 2570000 | -160.4007
|  | 2573330 | -161.0002
|  | 2576670 | -160.3108
|  | 2580000 | -160.4459
|  | 2583330 | -160.4083
|  | 2586670 | -160.0943
|  | 2590000 | -159.8701
|  | 2593330 | -161.3099
|  | 2596670 | -161.7207
|  | 2600000 | -160.6441
|  | 2603330 | -160.2696
|  | 2606670 | -160.6566
|  | 2610000 | -161.2346
|  | 2613330 | -160.4406
|  | 2616670 | -160.6735
|  | 2620000 | -161.4184
|  | 2623330 | -161.2508
|  | 2626670 | -161.0618
|  | 2630000 | -161.1572
|  | 2633330 | -161.0016
|  | 2636670 | -160.7218
|  | 2640000 | -160.7494
|  | 2643330 | -160.9592
|  | 2646670 | -160.534
|  | 2650000 | -159.9805
|  | 2653330 | -160.9613
|  | 2656670 | -160.743
|  | 2660000 | -160.7492
|  | 2663330 | -161.2209
|  | 2666670 | -160.6491
|  | 2670000 | -160.9991
|  | 2673330 | -160.9659
|  | 2676670 | -160.5997
|  | 2680000 | -161.2808
|  | 2683330 | -161.1833
|  | 2686670 | -161.1698
|  | 2690000 | -160.5566
|  | 2693330 | -160.498
|  | 2696670 | -161.5576
|  | 2700000 | -161.7642
|  | 2703330 | -161.5182
|  | 2706670 | -160.485
|  | 2710000 | -160.474
|  | 2713330 | -160.1225
|  | 2716670 | -160.8352
|  | 2720000 | -160.883
|  | 2723330 | -160.2103
|  | 2726670 | -160.4367
|  | 2730000 | -159.918
|  | 2733330 | -160.0854
|  | 2736670 | -159.7231
|  | 2740000 | -160.3306
|  | 2743330 | -160.8653
|  | 2746670 | -160.1045
|  | 2750000 | -160.3811
|  | 2753330 | -160.5733
|  | 2756670 | -162.0166
|  | 2760000 | -162.2453
|  | 2763330 | -161.7497
|  | 2766670 | -161.0631
|  | 2770000 | -161.4849
|  | 2773330 | -161.0247
|  | 2776670 | -160.5424
|  | 2780000 | -160.531
|  | 2783330 | -160.5954
|  | 2786670 | -161.2855
|  | 2790000 | -161.177
|  | 2793330 | -161.793
|  | 2796670 | -160.2401
|  | 2800000 | -159.3187
|  | 2803330 | -159.9332
|  | 2806670 | -160.7821
|  | 2810000 | -160.447
|  | 2813330 | -160.5234
|  | 2816670 | -160.5471
|  | 2820000 | -161.0476
|  | 2823330 | -160.8856
|  | 2826670 | -160.2655
|  | 2830000 | -160.3293
|  | 2833330 | -161.0023
|  | 2836670 | -161.1771
|  | 2840000 | -161.6446
|  | 2843330 | -160.2377
|  | 2846670 | -160.7272
|  | 2850000 | -161.2377
|  | 2853330 | -161.4532
|  | 2856670 | -161.3315
|  | 2860000 | -161.4974
|  | 2863330 | -160.3932
|  | 2866670 | -160.7758
|  | 2870000 | -161.0543
|  | 2873330 | -160.839
|  | 2876670 | -160.2091
|  | 2880000 | -160.8657
|  | 2883330 | -160.727
|  | 2886670 | -161.5262
|  | 2890000 | -160.4962
|  | 2893330 | -161.046
|  | 2896670 | -160.4106
|  | 2900000 | -159.9513
|  | 2903330 | -160.7468
|  | 2906670 | -161.1996
|  | 2910000 | -161.949
|  | 2913330 | -161.7967
|  | 2916670 | -161.0455
|  | 2920000 | -161.1069
|  | 2923330 | -159.6897
|  | 2926670 | -156.7659
|  | 2930000 | -158.1905
|  | 2933330 | -159.8793
|  | 2936670 | -160.6165
|  | 2940000 | -161.0781
|  | 2943330 | -161.133
|  | 2946670 | -161.4638
|  | 2950000 | -161.0142
|  | 2953330 | -161.2769
|  | 2956670 | -161.0583
|  | 2960000 | -159.2914
|  | 2963330 | -159.2878
|  | 2966670 | -160.7836
|  | 2970000 | -160.9278
|  | 2973330 | -160.7338
|  | 2976670 | -160.2197
|  | 2980000 | -160.636
|  | 2983330 | -160.1652
|  | 2986670 | -160.0789
|  | 2990000 | -160.7466
|  | 2993330 | -160.1561
|  | 2996670 | -160.3236
|  | 3000000 | -161.0409
|  | 3003330 | -161.0007
|  | 3006670 | -159.902
|  | 3010000 | -160.0953
|  | 3013330 | -160.5236
|  | 3016670 | -161.0353
|  | 3020000 | -160.9812
|  | 3023330 | -162.0992
|  | 3026670 | -161.2442
|  | 3030000 | -161.0867
|  | 3033330 | -160.564
|  | 3036670 | -160.9825
|  | 3040000 | -161.6367
|  | 3043330 | -162.0419
|  | 3046670 | -161.7315
|  | 3050000 | -160.8538
|  | 3053330 | -160.5734
|  | 3056670 | -161.6602
|  | 3060000 | -161.4603
|  | 3063330 | -161.0812
|  | 3066670 | -160.5548
|  | 3070000 | -160.8611
|  | 3073330 | -161.4248
|  | 3076670 | -160.7463
|  | 3080000 | -160.6109
|  | 3083330 | -160.5219
|  | 3086670 | -160.9884
|  | 3090000 | -160.8425
|  | 3093330 | -160.0842
|  | 3096670 | -159.6533
|  | 3100000 | -159.5664
|  | 3103330 | -160.5664
|  | 3106670 | -160.3047
|  | 3110000 | -160.5698
|  | 3113330 | -160.8279
|  | 3116670 | -160.7248
|  | 3120000 | -160.6662
|  | 3123330 | -159.9004
|  | 3126670 | -160.3117
|  | 3130000 | -159.7808
|  | 3133330 | -159.8408
|  | 3136670 | -161.0899
|  | 3140000 | -161.0189
|  | 3143330 | -160.944
|  | 3146670 | -159.9682
|  | 3150000 | -160.3341
|  | 3153330 | -160.3166
|  | 3156670 | -161.061
|  | 3160000 | -160.2669
|  | 3163330 | -160.4708
|  | 3166670 | -159.9956
|  | 3170000 | -160.2896
|  | 3173330 | -161.5786
|  | 3176670 | -160.4587
|  | 3180000 | -160.7366
|  | 3183330 | -160.8531
|  | 3186670 | -161.0994
|  | 3190000 | -161.1064
|  | 3193330 | -160.3869
|  | 3196670 | -161.3565
|  | 3200000 | -161.494
|  | 3203330 | -160.4721
|  | 3206670 | -161.0968
|  | 3210000 | -161.9219
|  | 3213330 | -160.4307
|  | 3216670 | -159.8071
|  | 3220000 | -160.1208
|  | 3223330 | -160.6132
|  | 3226670 | -161.1203
|  | 3230000 | -161.3257
|  | 3233330 | -160.6426
|  | 3236670 | -160.125
|  | 3240000 | -160.4817
|  | 3243330 | -160.3692
|  | 3246670 | -160.0955
|  | 3250000 | -159.6185
|  | 3253330 | -160.1087
|  | 3256670 | -160.9914
|  | 3260000 | -160.8037
|  | 3263330 | -160.3296
|  | 3266670 | -160.7291
|  | 3270000 | -161.8441
|  | 3273330 | -161.5623
|  | 3276670 | -161.6901
|  | 3280000 | -160.974
|  | 3283330 | -161.2912
|  | 3286670 | -160.2352
|  | 3290000 | -160.0553
|  | 3293330 | -160.6583
|  | 3296670 | -160.1487
|  | 3300000 | -160.2007
|  | 3303330 | -160.8668
|  | 3306670 | -161.2749
|  | 3310000 | -161.7299
|  | 3313330 | -160.8577
|  | 3316670 | -160.9058
|  | 3320000 | -159.9792
|  | 3323330 | -160.4108
|  | 3326670 | -161.4647
|  | 3330000 | -162.9981
|  | 3333330 | -162.0048
|  | 3336670 | -161.2087
|  | 3340000 | -160.5035
|  | 3343330 | -160.0353
|  | 3346670 | -160.9713
|  | 3350000 | -160.7316
|  | 3353330 | -160.817
|  | 3356670 | -160.8018
|  | 3360000 | -160.9815
|  | 3363330 | -160.6537
|  | 3366670 | -160.0251
|  | 3370000 | -160.9563
|  | 3373330 | -161.2331
|  | 3376670 | -160.9214
|  | 3380000 | -161.0669
|  | 3383330 | -160.8717
|  | 3386670 | -160.0968
|  | 3390000 | -160.0354
|  | 3393330 | -160.8976
|  | 3396670 | -160.1404
|  | 3400000 | -160.7002
|  | 3403330 | -161.2963
|  | 3406670 | -161.2896
|  | 3410000 | -161.2326
|  | 3413330 | -161.6026
|  | 3416670 | -161.0893
|  | 3420000 | -160.8947
|  | 3423330 | -161.0991
|  | 3426670 | -160.675
|  | 3430000 | -160.3177
|  | 3433330 | -160.3246
|  | 3436670 | -160.5932
|  | 3440000 | -160.6411
|  | 3443330 | -159.3079
|  | 3446670 | -159.3512
|  | 3450000 | -160.0928
|  | 3453330 | -160.3353
|  | 3456670 | -160.1952
|  | 3460000 | -161.4531
|  | 3463330 | -163.2283
|  | 3466670 | -162.2864
|  | 3470000 | -161.4242
|  | 3473330 | -161.3388
|  | 3476670 | -161.3832
|  | 3480000 | -160.8484
|  | 3483330 | -161.2161
|  | 3486670 | -161.9234
|  | 3490000 | -161.9603
|  | 3493330 | -161.3357
|  | 3496670 | -160.8963
|  | 3500000 | -160.8243
|  | 3503330 | -161.4845
|  | 3506670 | -161.986
|  | 3510000 | -162.0383
|  | 3513330 | -161.6423
|  | 3516670 | -160.1234
|  | 3520000 | -160.5138
|  | 3523330 | -161.1233
|  | 3526670 | -161.2781
|  | 3530000 | -161.3744
|  | 3533330 | -160.8055
|  | 3536670 | -160.9175
|  | 3540000 | -160.643
|  | 3543330 | -160.8667
|  | 3546670 | -160.5351
|  | 3550000 | -160.8617
|  | 3553330 | -161.5395
|  | 3556670 | -160.8296
|  | 3560000 | -160.6348
|  | 3563330 | -159.7436
|  | 3566670 | -160.3109
|  | 3570000 | -160.9715
|  | 3573330 | -161.2892
|  | 3576670 | -160.8711
|  | 3580000 | -160.3579
|  | 3583330 | -161.0038
|  | 3586670 | -160.3674
|  | 3590000 | -160.4243
|  | 3593330 | -160.5737
|  | 3596670 | -160.5398
|  | 3600000 | -160.0335
|  | 3603330 | -161.3592
|  | 3606670 | -161.5792
|  | 3610000 | -161.7742
|  | 3613330 | -161.5014
|  | 3616670 | -160.9711
|  | 3620000 | -160.3949
|  | 3623330 | -159.7702
|  | 3626670 | -160.6285
|  | 3630000 | -161.3466
|  | 3633330 | -160.3896
|  | 3636670 | -160.5258
|  | 3640000 | -159.8303
|  | 3643330 | -160.53
|  | 3646670 | -160.4852
|  | 3650000 | -161.0762
|  | 3653330 | -159.9898
|  | 3656670 | -159.3541
|  | 3660000 | -159.8792
|  | 3663330 | -161.2799
|  | 3666670 | -161.2863
|  | 3670000 | -160.2635
|  | 3673330 | -160.9137
|  | 3676670 | -160.5143
|  | 3680000 | -160.2169
|  | 3683330 | -160.6455
|  | 3686670 | -160.4762
|  | 3690000 | -161.386
|  | 3693330 | -160.1443
|  | 3696670 | -160.4731
|  | 3700000 | -160.3845
|  | 3703330 | -160.4599
|  | 3706670 | -161.0259
|  | 3710000 | -161.4349
|  | 3713330 | -160.8652
|  | 3716670 | -160.3224
|  | 3720000 | -160.3473
|  | 3723330 | -159.9557
|  | 3726670 | -160.3343
|  | 3730000 | -161.0376
|  | 3733330 | -160.3004
|  | 3736670 | -160.8266
|  | 3740000 | -160.8529
|  | 3743330 | -160.6265
|  | 3746670 | -161.1862
|  | 3750000 | -160.8761
|  | 3753330 | -160.3391
|  | 3756670 | -160.9848
|  | 3760000 | -161.5614
|  | 3763330 | -160.2308
|  | 3766670 | -159.3778
|  | 3770000 | -160.581
|  | 3773330 | -160.718
|  | 3776670 | -160.9228
|  | 3780000 | -160.5169
|  | 3783330 | -160.3082
|  | 3786670 | -160.1375
|  | 3790000 | -160.9366
|  | 3793330 | -160.1618
|  | 3796670 | -160.1433
|  | 3800000 | -160.7702
|  | 3803330 | -161.1536
|  | 3806670 | -160.7399
|  | 3810000 | -161.1638
|  | 3813330 | -161.3812
|  | 3816670 | -161.1754
|  | 3820000 | -160.69
|  | 3823330 | -160.4667
|  | 3826670 | -160.5251
|  | 3830000 | -159.7453
|  | 3833330 | -160.1807
|  | 3836670 | -160.5807
|  | 3840000 | -160.5895
|  | 3843330 | -160.0774
|  | 3846670 | -160.2171
|  | 3850000 | -159.5093
|  | 3853330 | -160.5875
|  | 3856670 | -161.2512
|  | 3860000 | -161.144
|  | 3863330 | -161.3028
|  | 3866670 | -161.3996
|  | 3870000 | -161.3619
|  | 3873330 | -161.6314
|  | 3876670 | -160.201
|  | 3880000 | -160.7523
|  | 3883330 | -160.6997
|  | 3886670 | -160.2625
|  | 3890000 | -160.1951
|  | 3893330 | -160.4472
|  | 3896670 | -160.8051
|  | 3900000 | -159.7831
|  | 3903330 | -159.1422
|  | 3906670 | -160.143
|  | 3910000 | -159.9778
|  | 3913330 | -160.2634
|  | 3916670 | -160.6561
|  | 3920000 | -160.86
|  | 3923330 | -161.7105
|  | 3926670 | -160.6682
|  | 3930000 | -160.5722
|  | 3933330 | -161.8083
|  | 3936670 | -163.0545
|  | 3940000 | -161.4629
|  | 3943330 | -161.6519
|  | 3946670 | -161.1223
|  | 3950000 | -160.2743
|  | 3953330 | -159.7085
|  | 3956670 | -159.2577
|  | 3960000 | -161.3331
|  | 3963330 | -161.2755
|  | 3966670 | -160.8094
|  | 3970000 | -160.0163
|  | 3973330 | -160.5823
|  | 3976670 | -161.2233
|  | 3980000 | -160.8425
|  | 3983330 | -161.03
|  | 3986670 | -160.3506
|  | 3990000 | -160.8616
|  | 3993330 | -162.188
|  | 3996670 | -161.1254
|  | 4000000 | -161.5079
|  | 4003330 | -160.4873
|  | 4006670 | -159.5154
|  | 4010000 | -160.7117
|  | 4013330 | -162.0587
|  | 4016670 | -161.4063
|  | 4020000 | -160.9508
|  | 4023330 | -161.1135
|  | 4026670 | -160.7652
|  | 4030000 | -161.242
|  | 4033330 | -161.2652
|  | 4036670 | -160.5352
|  | 4040000 | -160.3889
|  | 4043330 | -160.7921
|  | 4046670 | -160.7145
|  | 4050000 | -159.7774
|  | 4053330 | -160.7465
|  | 4056670 | -160.6681
|  | 4060000 | -160.1095
|  | 4063330 | -161.0967
|  | 4066670 | -160.8588
|  | 4070000 | -161.5523
|  | 4073330 | -161.4998
|  | 4076670 | -161.0909
|  | 4080000 | -160.7504
|  | 4083330 | -160.5924
|  | 4086670 | -160.4212
|  | 4090000 | -160.8365
|  | 4093330 | -160.883
|  | 4096670 | -160.5031
|  | 4100000 | -160.7664
|  | 4103330 | -160.6865
|  | 4106670 | -161.077
|  | 4110000 | -160.7655
|  | 4113330 | -159.7878
|  | 4116670 | -159.8685
|  | 4120000 | -160.2477
|  | 4123330 | -161.6317
|  | 4126670 | -162.3892
|  | 4130000 | -161.6502
|  | 4133330 | -161.8185
|  | 4136670 | -162.8198
|  | 4140000 | -161.6063
|  | 4143330 | -160.2331
|  | 4146670 | -160.1489
|  | 4150000 | -160.7291
|  | 4153330 | -161.1576
|  | 4156670 | -160.3761
|  | 4160000 | -160.7495
|  | 4163330 | -161.1969
|  | 4166670 | -160.8219
|  | 4170000 | -160.4612
|  | 4173330 | -160.7066
|  | 4176670 | -161.2027
|  | 4180000 | -160.5876
|  | 4183330 | -160.5207
|  | 4186670 | -160.9212
|  | 4190000 | -160.9015
|  | 4193330 | -160.9
|  | 4196670 | -160.63
|  | 4200000 | -161.3627
|  | 4203330 | -161.0762
|  | 4206670 | -160.389
|  | 4210000 | -160.6445
|  | 4213330 | -160.8012
|  | 4216670 | -159.6394
|  | 4220000 | -159.4193
|  | 4223330 | -159.3991
|  | 4226670 | -160.5131
|  | 4230000 | -160.4488
|  | 4233330 | -160.4946
|  | 4236670 | -160.9357
|  | 4240000 | -160.3526
|  | 4243330 | -159.9462
|  | 4246670 | -160.3001
|  | 4250000 | -161.1231
|  | 4253330 | -161.0332
|  | 4256670 | -161.1156
|  | 4260000 | -160.6183
|  | 4263330 | -160.8706
|  | 4266670 | -160.7518
|  | 4270000 | -159.7997
|  | 4273330 | -159.4997
|  | 4276670 | -160.6224
|  | 4280000 | -161.8088
|  | 4283330 | -161.3196
|  | 4286670 | -161.3157
|  | 4290000 | -161.0062
|  | 4293330 | -161.6219
|  | 4296670 | -161.8393
|  | 4300000 | -161.0777
|  | 4303330 | -161.7982
|  | 4306670 | -161.7074
|  | 4310000 | -160.811
|  | 4313330 | -160.3401
|  | 4316670 | -160.0129
|  | 4320000 | -160.168
|  | 4323330 | -162.1563
|  | 4326670 | -161.7352
|  | 4330000 | -160.4146
|  | 4333330 | -160.7274
|  | 4336670 | -160.2515
|  | 4340000 | -160.4335
|  | 4343330 | -161.0834
|  | 4346670 | -160.4246
|  | 4350000 | -160.3466
|  | 4353330 | -160.4898
|  | 4356670 | -161.2383
|  | 4360000 | -160.9653
|  | 4363330 | -161.1966
|  | 4366670 | -160.8189
|  | 4370000 | -160.6509
|  | 4373330 | -160.8434
|  | 4376670 | -161.0806
|  | 4380000 | -160.3974
|  | 4383330 | -160.1443
|  | 4386670 | -160.1216
|  | 4390000 | -160.9995
|  | 4393330 | -160.9627
|  | 4396670 | -161.1218
|  | 4400000 | -160.3503
|  | 4403330 | -160.7215
|  | 4406670 | -160.6289
|  | 4410000 | -161.9395
|  | 4413330 | -160.9082
|  | 4416670 | -161.3935
|  | 4420000 | -161.138
|  | 4423330 | -161.4172
|  | 4426670 | -161.2111
|  | 4430000 | -160.4688
|  | 4433330 | -159.7719
|  | 4436670 | -160.7439
|  | 4440000 | -160.9027
|  | 4443330 | -160.054
|  | 4446670 | -159.2319
|  | 4450000 | -159.9206
|  | 4453330 | -160.2801
|  | 4456670 | -160.8828
|  | 4460000 | -161.7852
|  | 4463330 | -160.8639
|  | 4466670 | -160.6889
|  | 4470000 | -160.8744
|  | 4473330 | -160.9913
|  | 4476670 | -161.2586
|  | 4480000 | -161.0224
|  | 4483330 | -161.0447
|  | 4486670 | -159.6985
|  | 4490000 | -160.5356
|  | 4493330 | -161.3893
|  | 4496670 | -160.8907
|  | 4500000 | -160.179
|  | 4503330 | -159.5721
|  | 4506670 | -160.4157
|  | 4510000 | -160.1769
|  | 4513330 | -160.0882
|  | 4516670 | -161.2056
|  | 4520000 | -161.9399
|  | 4523330 | -161.7091
|  | 4526670 | -161.596
|  | 4530000 | -161.6254
|  | 4533330 | -161.0377
|  | 4536670 | -159.9998
|  | 4540000 | -161.0049
|  | 4543330 | -161.2248
|  | 4546670 | -160.3591
|  | 4550000 | -160.4581
|  | 4553330 | -161.0859
|  | 4556670 | -161.2097
|  | 4560000 | -160.7339
|  | 4563330 | -160.5284
|  | 4566670 | -161.0326
|  | 4570000 | -160.9014
|  | 4573330 | -160.0181
|  | 4576670 | -160.0326
|  | 4580000 | -160.9846
|  | 4583330 | -161.5495
|  | 4586670 | -161.1835
|  | 4590000 | -161.1743
|  | 4593330 | -161.0514
|  | 4596670 | -161.5098
|  | 4600000 | -161.5748
|  | 4603330 | -161.7024
|  | 4606670 | -161.8628
|  | 4610000 | -160.4475
|  | 4613330 | -160.4177
|  | 4616670 | -160.275
|  | 4620000 | -160.3965
|  | 4623330 | -160.9583
|  | 4626670 | -161.0878
|  | 4630000 | -160.3931
|  | 4633330 | -160.0979
|  | 4636670 | -160.1934
|  | 4640000 | -160.2594
|  | 4643330 | -159.516
|  | 4646670 | -160.3074
|  | 4650000 | -160.444
|  | 4653330 | -160.5082
|  | 4656670 | -160.7256
|  | 4660000 | -160.4822
|  | 4663330 | -160.9994
|  | 4666670 | -161.0331
|  | 4670000 | -159.9119
|  | 4673330 | -160.2705
|  | 4676670 | -161.4505
|  | 4680000 | -162.0015
|  | 4683330 | -161.0643
|  | 4686670 | -159.848
|  | 4690000 | -159.9937
|  | 4693330 | -160.4979
|  | 4696670 | -161.6583
|  | 4700000 | -161.529
|  | 4703330 | -160.3561
|  | 4706670 | -160.3606
|  | 4710000 | -161.0487
|  | 4713330 | -161.1647
|  | 4716670 | -161.0136
|  | 4720000 | -161.1198
|  | 4723330 | -161.0844
|  | 4726670 | -160.231
|  | 4730000 | -160.287
|  | 4733330 | -159.8019
|  | 4736670 | -160.3387
|  | 4740000 | -161.0141
|  | 4743330 | -160.795
|  | 4746670 | -159.7139
|  | 4750000 | -159.6662
|  | 4753330 | -159.7354
|  | 4756670 | -160.9042
|  | 4760000 | -161.3216
|  | 4763330 | -160.7589
|  | 4766670 | -161.3007
|  | 4770000 | -161.8333
|  | 4773330 | -160.9102
|  | 4776670 | -160.5073
|  | 4780000 | -160.2755
|  | 4783330 | -159.9083
|  | 4786670 | -159.6414
|  | 4790000 | -159.9088
|  | 4793330 | -159.9666
|  | 4796670 | -160.5055
|  | 4800000 | -161.089
|  | 4803330 | -161.2583
|  | 4806670 | -160.6375
|  | 4810000 | -160.3838
|  | 4813330 | -161.6109
|  | 4816670 | -161.6364
|  | 4820000 | -161.3752
|  | 4823330 | -160.2492
|  | 4826670 | -159.9498
|  | 4830000 | -160.2109
|  | 4833330 | -160.4672
|  | 4836670 | -160.6241
|  | 4840000 | -160.9637
|  | 4843330 | -161.1809
|  | 4846670 | -160.131
|  | 4850000 | -160.0082
|  | 4853330 | -161.7633
|  | 4856670 | -160.8034
|  | 4860000 | -160.8654
|  | 4863330 | -160.2916
|  | 4866670 | -160.3956
|  | 4870000 | -159.896
|  | 4873330 | -159.6717
|  | 4876670 | -158.3075
|  | 4880000 | -157.7889
|  | 4883330 | -159.0484
|  | 4886670 | -160.3623
|  | 4890000 | -160.4229
|  | 4893330 | -159.5001
|  | 4896670 | -159.6227
|  | 4900000 | -159.9635
|  | 4903330 | -160.3784
|  | 4906670 | -160.8112
|  | 4910000 | -161.0478
|  | 4913330 | -161.607
|  | 4916670 | -161.3028
|  | 4920000 | -160.5196
|  | 4923330 | -160.3193
|  | 4926670 | -161.2746
|  | 4930000 | -162.6494
|  | 4933330 | -160.9672
|  | 4936670 | -160.4636
|  | 4940000 | -161.1821
|  | 4943330 | -160.9954
|  | 4946670 | -161.557
|  | 4950000 | -161.8395
|  | 4953330 | -161.2867
|  | 4956670 | -160.3502
|  | 4960000 | -160.9235
|  | 4963330 | -160.4013
|  | 4966670 | -160.2965
|  | 4970000 | -160.5094
|  | 4973330 | -159.5127
|  | 4976670 | -158.8269
|  | 4980000 | -160.3147
|  | 4983330 | -160.9071
|  | 4986670 | -160.4014
|  | 4990000 | -160.6086
|  | 4993330 | -160.9395
|  | 4996670 | -161.7104
|  | 5000000 | -160.9899
|  | 5003330 | -160.8615
|  | 5006670 | -160.8098
|  | 5010000 | -161.1357
|  | 5013330 | -161.1843
|  | 5016670 | -160.8978
|  | 5020000 | -161.051
|  | 5023330 | -161.0894
|  | 5026670 | -160.8651
|  | 5030000 | -161.1898
|  | 5033330 | -160.7521
|  | 5036670 | -161.1733
|  | 5040000 | -160.819
|  | 5043330 | -160.3908
|  | 5046670 | -161.1686
|  | 5050000 | -160.2257
|  | 5053330 | -160.0078
|  | 5056670 | -160.1152
|  | 5060000 | -160.8961
|  | 5063330 | -160.3795
|  | 5066670 | -159.9523
|  | 5070000 | -160.7055
|  | 5073330 | -161.5087
|  | 5076670 | -161.5813
|  | 5080000 | -162.403
|  | 5083330 | -161.5104
|  | 5086670 | -160.8246
|  | 5090000 | -160.5919
|  | 5093330 | -160.442
|  | 5096670 | -161.198
|  | 5100000 | -161.2614
|  | 5103330 | -160.1144
|  | 5106670 | -160.3657
|  | 5110000 | -160.6373
|  | 5113330 | -160.3152
|  | 5116670 | -160.8077
|  | 5120000 | -160.4981
|  | 5123330 | -161.0095
|  | 5126670 | -160.7012
|  | 5130000 | -160.8329
|  | 5133330 | -160.3985
|  | 5136670 | -159.6921
|  | 5140000 | -160.5119
|  | 5143330 | -161.3393
|  | 5146670 | -160.6951
|  | 5150000 | -161.1365
|  | 5153330 | -160.6372
|  | 5156670 | -161.1906
|  | 5160000 | -160.0571
|  | 5163330 | -159.8712
|  | 5166670 | -160.7215
|  | 5170000 | -161.4927
|  | 5173330 | -160.9433
|  | 5176670 | -160.4709
|  | 5180000 | -160.986
|  | 5183330 | -161.2365
|  | 5186670 | -160.4964
|  | 5190000 | -160.0042
|  | 5193330 | -159.7083
|  | 5196670 | -160.3526
|  | 5200000 | -161.5729
|  | 5203330 | -161.0221
|  | 5206670 | -160.9687
|  | 5210000 | -160.1183
|  | 5213330 | -160.2175
|  | 5216670 | -160.2538
|  | 5220000 | -160.6905
|  | 5223330 | -160.7733
|  | 5226670 | -160.87
|  | 5230000 | -161.0372
|  | 5233330 | -161.2213
|  | 5236670 | -161.2467
|  | 5240000 | -160.6407
|  | 5243330 | -159.8968
|  | 5246670 | -160.3144
|  | 5250000 | -161.9315
|  | 5253330 | -161.9995
|  | 5256670 | -161.2129
|  | 5260000 | -161.2028
|  | 5263330 | -160.8305
|  | 5266670 | -160.6083
|  | 5270000 | -160.6272
|  | 5273330 | -160.3059
|  | 5276670 | -161.1004
|  | 5280000 | -161.5253
|  | 5283330 | -160.7585
|  | 5286670 | -160.9375
|  | 5290000 | -160.4847
|  | 5293330 | -160.3448
|  | 5296670 | -159.6785
|  | 5300000 | -160.0888
|  | 5303330 | -160.7975
|  | 5306670 | -160.2962
|  | 5310000 | -160.1245
|  | 5313330 | -160.5115
|  | 5316670 | -160.2095
|  | 5320000 | -160.4987
|  | 5323330 | -160.5945
|  | 5326670 | -159.7067
|  | 5330000 | -159.8111
|  | 5333330 | -160.5456
|  | 5336670 | -161.3254
|  | 5340000 | -161.4501
|  | 5343330 | -161.1536
|  | 5346670 | -161.3822
|  | 5350000 | -160.5864
|  | 5353330 | -160.5697
|  | 5356670 | -159.9689
|  | 5360000 | -160.4799
|  | 5363330 | -160.479
|  | 5366670 | -160.3014
|  | 5370000 | -160.7754
|  | 5373330 | -161.1233
|  | 5376670 | -160.1987
|  | 5380000 | -160.7041
|  | 5383330 | -162.0667
|  | 5386670 | -161.3432
|  | 5390000 | -161.4978
|  | 5393330 | -161.1733
|  | 5396670 | -160.9634
|  | 5400000 | -160.7404
|  | 5403330 | -160.3017
|  | 5406670 | -160.8256
|  | 5410000 | -160.9962
|  | 5413330 | -161.5067
|  | 5416670 | -162.4624
|  | 5420000 | -161.8016
|  | 5423330 | -161.5644
|  | 5426670 | -161.419
|  | 5430000 | -161.0825
|  | 5433330 | -162.0039
|  | 5436670 | -161.8533
|  | 5440000 | -161.0067
|  | 5443330 | -160.3108
|  | 5446670 | -160.2529
|  | 5450000 | -160.8205
|  | 5453330 | -161.2999
|  | 5456670 | -160.9977
|  | 5460000 | -160.7287
|  | 5463330 | -159.9595
|  | 5466670 | -160.0088
|  | 5470000 | -159.953
|  | 5473330 | -160.4509
|  | 5476670 | -161.3273
|  | 5480000 | -160.5848
|  | 5483330 | -160.4605
|  | 5486670 | -160.3354
|  | 5490000 | -161.0093
|  | 5493330 | -160.7062
|  | 5496670 | -161.532
|  | 5500000 | -162.0405
|  | 5503330 | -161.0489
|  | 5506670 | -161.7815
|  | 5510000 | -161.977
|  | 5513330 | -160.5516
|  | 5516670 | -160.1971
|  | 5520000 | -160.4094
|  | 5523330 | -160.6817
|  | 5526670 | -161.605
|  | 5530000 | -162.3123
|  | 5533330 | -160.4227
|  | 5536670 | -159.9754
|  | 5540000 | -160.7448
|  | 5543330 | -160.7477
|  | 5546670 | -160.6098
|  | 5550000 | -159.9612
|  | 5553330 | -160.7744
|  | 5556670 | -161.0088
|  | 5560000 | -161.6156
|  | 5563330 | -162.5076
|  | 5566670 | -161.4401
|  | 5570000 | -160.8008
|  | 5573330 | -160.9508
|  | 5576670 | -161.4375
|  | 5580000 | -160.6958
|  | 5583330 | -160.5967
|  | 5586670 | -161.2188
|  | 5590000 | -161.8662
|  | 5593330 | -160.6703
|  | 5596670 | -160.8748
|  | 5600000 | -161.8935
|  | 5603330 | -160.7654
|  | 5606670 | -160.7055
|  | 5610000 | -160.9826
|  | 5613330 | -160.8671
|  | 5616670 | -161.0434
|  | 5620000 | -161.329
|  | 5623330 | -161.0431
|  | 5626670 | -161.6375
|  | 5630000 | -160.6491
|  | 5633330 | -159.8134
|  | 5636670 | -160.4507
|  | 5640000 | -159.3514
|  | 5643330 | -160.0747
|  | 5646670 | -160.3565
|  | 5650000 | -159.6761
|  | 5653330 | -160.7018
|  | 5656670 | -160.7205
|  | 5660000 | -161.2785
|  | 5663330 | -160.9884
|  | 5666670 | -160.5798
|  | 5670000 | -160.7614
|  | 5673330 | -160.9858
|  | 5676670 | -161.0145
|  | 5680000 | -160.4861
|  | 5683330 | -161.0285
|  | 5686670 | -160.6849
|  | 5690000 | -160.4316
|  | 5693330 | -160.679
|  | 5696670 | -160.3367
|  | 5700000 | -160.6887
|  | 5703330 | -160.6839
|  | 5706670 | -160.6737
|  | 5710000 | -159.9154
|  | 5713330 | -160.2389
|  | 5716670 | -161.13
|  | 5720000 | -161.0933
|  | 5723330 | -159.9299
|  | 5726670 | -161.2631
|  | 5730000 | -161.05
|  | 5733330 | -161.2771
|  | 5736670 | -161.5858
|  | 5740000 | -161.0704
|  | 5743330 | -161.6079
|  | 5746670 | -161.9988
|  | 5750000 | -161.8584
|  | 5753330 | -161.3829
|  | 5756670 | -161.4097
|  | 5760000 | -160.3726
|  | 5763330 | -160.5074
|  | 5766670 | -160.9176
|  | 5770000 | -160.894
|  | 5773330 | -161.0154
|  | 5776670 | -161.9697
|  | 5780000 | -161.1329
|  | 5783330 | -160.1719
|  | 5786670 | -160.7689
|  | 5790000 | -160.6436
|  | 5793330 | -161.519
|  | 5796670 | -161.5654
|  | 5800000 | -161.2916
|  | 5803330 | -160.0969
|  | 5806670 | -160.149
|  | 5810000 | -161.3055
|  | 5813330 | -160.0887
|  | 5816670 | -160.2785
|  | 5820000 | -160.5618
|  | 5823330 | -160.595
|  | 5826670 | -160.1584
|  | 5830000 | -160.8248
|  | 5833330 | -160.9043
|  | 5836670 | -160.6202
|  | 5840000 | -160.3579
|  | 5843330 | -161.4442
|  | 5846670 | -160.5845
|  | 5850000 | -159.3856
|  | 5853330 | -159.5736
|  | 5856670 | -159.2615
|  | 5860000 | -160.0021
|  | 5863330 | -161.5258
|  | 5866670 | -161.404
|  | 5870000 | -160.2758
|  | 5873330 | -160.7819
|  | 5876670 | -159.835
|  | 5880000 | -160.8253
|  | 5883330 | -161.1039
|  | 5886670 | -160.5654
|  | 5890000 | -160.7967
|  | 5893330 | -161.9488
|  | 5896670 | -161.4667
|  | 5900000 | -161.3275
|  | 5903330 | -160.9814
|  | 5906670 | -161.5358
|  | 5910000 | -161.4562
|  | 5913330 | -161.7353
|  | 5916670 | -161.1629
|  | 5920000 | -160.2923
|  | 5923330 | -160.4518
|  | 5926670 | -161.1961
|  | 5930000 | -161.071
|  | 5933330 | -160.187
|  | 5936670 | -159.7187
|  | 5940000 | -160.0352
|  | 5943330 | -160.9102
|  | 5946670 | -161.4773
|  | 5950000 | -160.9502
|  | 5953330 | -161.0229
|  | 5956670 | -160.9675
|  | 5960000 | -161.9374
|  | 5963330 | -161.9486
|  | 5966670 | -160.903
|  | 5970000 | -160.5025
|  | 5973330 | -161.5095
|  | 5976670 | -161.137
|  | 5980000 | -159.9912
|  | 5983330 | -160.5438
|  | 5986670 | -161.3567
|  | 5990000 | -162.2588
|  | 5993330 | -162.4096
|  | 5996670 | -161.0718
|  | 6000000 | -160.8927
|  | 6003330 | -161.3576
|  | 6006670 | -161.9145
|  | 6010000 | -161.3048
|  | 6013330 | -160.2571
|  | 6016670 | -159.271
|  | 6020000 | -159.5501
|  | 6023330 | -159.68
|  | 6026670 | -160.7444
|  | 6030000 | -161.8272
|  | 6033330 | -161.857
|  | 6036670 | -161.085
|  | 6040000 | -160.4978
|  | 6043330 | -160.4195
|  | 6046670 | -160.3713
|  | 6050000 | -159.8191
|  | 6053330 | -161.9185
|  | 6056670 | -162.3946
|  | 6060000 | -161.514
|  | 6063330 | -160.9443
|  | 6066670 | -160.2923
|  | 6070000 | -160.3293
|  | 6073330 | -160.9194
|  | 6076670 | -160.0758
|  | 6080000 | -160.1911
|  | 6083330 | -160.6482
|  | 6086670 | -160.7355
|  | 6090000 | -160.3411
|  | 6093330 | -159.7991
|  | 6096670 | -160.6168
|  | 6100000 | -160.4087
|  | 6103330 | -160.4407
|  | 6106670 | -160.561
|  | 6110000 | -161.1988
|  | 6113330 | -160.562
|  | 6116670 | -160.9201
|  | 6120000 | -160.2941
|  | 6123330 | -162.0667
|  | 6126670 | -161.5829
|  | 6130000 | -161.4072
|  | 6133330 | -161.2291
|  | 6136670 | -160.1901
|  | 6140000 | -160.1806
|  | 6143330 | -160.536
|  | 6146670 | -161.4562
|  | 6150000 | -162.9872
|  | 6153330 | -162.0935
|  | 6156670 | -160.9154
|  | 6160000 | -161.7068
|  | 6163330 | -160.6242
|  | 6166670 | -160.9459
|  | 6170000 | -161.4622
|  | 6173330 | -160.1624
|  | 6176670 | -159.9797
|  | 6180000 | -160.3036
|  | 6183330 | -160.9271
|  | 6186670 | -161.0844
|  | 6190000 | -161.794
|  | 6193330 | -161.014
|  | 6196670 | -160.4647
|  | 6200000 | -159.5887
|  | 6203330 | -160.2477
|  | 6206670 | -160.9482
|  | 6210000 | -160.1304
|  | 6213330 | -160.3465
|  | 6216670 | -160.9589
|  | 6220000 | -161.5516
|  | 6223330 | -161.2342
|  | 6226670 | -160.3324
|  | 6230000 | -161.3934
|  | 6233330 | -161.2189
|  | 6236670 | -161.0094
|  | 6240000 | -161.0173
|  | 6243330 | -160.8562
|  | 6246670 | -160.1566
|  | 6250000 | -160.3771
|  | 6253330 | -160.499
|  | 6256670 | -161.5916
|  | 6260000 | -160.9986
|  | 6263330 | -161.0054
|  | 6266670 | -161.4593
|  | 6270000 | -161.0541
|  | 6273330 | -159.8043
|  | 6276670 | -159.6606
|  | 6280000 | -159.503
|  | 6283330 | -161.4104
|  | 6286670 | -161.336
|  | 6290000 | -160.0428
|  | 6293330 | -160.3522
|  | 6296670 | -161.8506
|  | 6300000 | -161.4693
|  | 6303330 | -161.4672
|  | 6306670 | -160.3006
|  | 6310000 | -160.7172
|  | 6313330 | -160.6283
|  | 6316670 | -161.249
|  | 6320000 | -161.2987
|  | 6323330 | -160.3435
|  | 6326670 | -160.0648
|  | 6330000 | -160.409
|  | 6333330 | -160.7723
|  | 6336670 | -161.7105
|  | 6340000 | -161.3794
|  | 6343330 | -160.3755
|  | 6346670 | -161.0509
|  | 6350000 | -159.8627
|  | 6353330 | -159.1272
|  | 6356670 | -160.4059
|  | 6360000 | -161.086
|  | 6363330 | -161.0248
|  | 6366670 | -160.9061
|  | 6370000 | -161.5578
|  | 6373330 | -160.5314
|  | 6376670 | -160.4591
|  | 6380000 | -160.8433
|  | 6383330 | -160.7109
|  | 6386670 | -161.1934
|  | 6390000 | -161.4202
|  | 6393330 | -161.4186
|  | 6396670 | -161.1381
|  | 6400000 | -159.9324
|  | 6403330 | -160.2044
|  | 6406670 | -161.601
|  | 6410000 | -161.7982
|  | 6413330 | -161.8615
|  | 6416670 | -160.9057
|  | 6420000 | -160.7609
|  | 6423330 | -161.2679
|  | 6426670 | -161.029
|  | 6430000 | -159.9613
|  | 6433330 | -159.5581
|  | 6436670 | -160.2916
|  | 6440000 | -161.5407
|  | 6443330 | -161.3486
|  | 6446670 | -161.4848
|  | 6450000 | -161.3075
|  | 6453330 | -161.4752
|  | 6456670 | -160.4965
|  | 6460000 | -160.2019
|  | 6463330 | -160.3508
|  | 6466670 | -160.7544
|  | 6470000 | -160.1949
|  | 6473330 | -160.327
|  | 6476670 | -160.9258
|  | 6480000 | -160.3638
|  | 6483330 | -160.1762
|  | 6486670 | -159.9804
|  | 6490000 | -160.572
|  | 6493330 | -161.4833
|  | 6496670 | -161.5437
|  | 6500000 | -161.1574
|  | 6503330 | -160.8229
|  | 6506670 | -161.0688
|  | 6510000 | -160.084
|  | 6513330 | -160.1684
|  | 6516670 | -160.6942
|  | 6520000 | -160.0576
|  | 6523330 | -159.9061
|  | 6526670 | -160.7838
|  | 6530000 | -161.1203
|  | 6533330 | -161.1246
|  | 6536670 | -160.7694
|  | 6540000 | -161.008
|  | 6543330 | -161.6122
|  | 6546670 | -161.8579
|  | 6550000 | -161.6112
|  | 6553330 | -160.381
|  | 6556670 | -160.0551
|  | 6560000 | -160.3607
|  | 6563330 | -160.5106
|  | 6566670 | -160.3253
|  | 6570000 | -160.7705
|  | 6573330 | -161.0776
|  | 6576670 | -160.154
|  | 6580000 | -159.7331
|  | 6583330 | -161.1805
|  | 6586670 | -161.9669
|  | 6590000 | -160.8584
|  | 6593330 | -160.3245
|  | 6596670 | -160.6453
|  | 6600000 | -162.2375
|  | 6603330 | -162.5264
|  | 6606670 | -161.8561
|  | 6610000 | -161.8774
|  | 6613330 | -161.5282
|  | 6616670 | -160.0549
|  | 6620000 | -160.8403
|  | 6623330 | -160.6473
|  | 6626670 | -159.9406
|  | 6630000 | -159.9716
|  | 6633330 | -160.888
|  | 6636670 | -160.6526
|  | 6640000 | -159.9123
|  | 6643330 | -159.5077
|  | 6646670 | -159.5892
|  | 6650000 | -159.8604
|  | 6653330 | -160.7219
|  | 6656670 | -159.3069
|  | 6660000 | -159.7254
|  | 6663330 | -160.0024
|  | 6666670 | -159.8842
|  | 6670000 | -160.043
|  | 6673330 | -160.5744
|  | 6676670 | -160.4988
|  | 6680000 | -161.1926
|  | 6683330 | -161.2296
|  | 6686670 | -160.8868
|  | 6690000 | -161.1592
|  | 6693330 | -162.1934
|  | 6696670 | -161.1672
|  | 6700000 | -160.2535
|  | 6703330 | -159.9638
|  | 6706670 | -161.7729
|  | 6710000 | -161.4552
|  | 6713330 | -160.5632
|  | 6716670 | -160.8266
|  | 6720000 | -161.4282
|  | 6723330 | -160.5143
|  | 6726670 | -160.0673
|  | 6730000 | -160.8969
|  | 6733330 | -162.1327
|  | 6736670 | -160.3046
|  | 6740000 | -160.6257
|  | 6743330 | -161.0379
|  | 6746670 | -161.701
|  | 6750000 | -161.2568
|  | 6753330 | -160.0378
|  | 6756670 | -160.9355
|  | 6760000 | -161.4663
|  | 6763330 | -160.9412
|  | 6766670 | -160.6734
|  | 6770000 | -160.8174
|  | 6773330 | -160.9695
|  | 6776670 | -161.2505
|  | 6780000 | -161.1238
|  | 6783330 | -161.078
|  | 6786670 | -160.9612
|  | 6790000 | -160.9089
|  | 6793330 | -162.1753
|  | 6796670 | -161.2655
|  | 6800000 | -160.1178
|  | 6803330 | -159.8666
|  | 6806670 | -160.9262
|  | 6810000 | -161.4181
|  | 6813330 | -161.6844
|  | 6816670 | -160.0855
|  | 6820000 | -159.6464
|  | 6823330 | -159.4611
|  | 6826670 | -159.0004
|  | 6830000 | -159.1733
|  | 6833330 | -160.1459
|  | 6836670 | -160.8424
|  | 6840000 | -160.6573
|  | 6843330 | -160.1855
|  | 6846670 | -160.331
|  | 6850000 | -160.8177
|  | 6853330 | -160.7678
|  | 6856670 | -160.7917
|  | 6860000 | -160.3242
|  | 6863330 | -160.6366
|  | 6866670 | -160.6827
|  | 6870000 | -160.8657
|  | 6873330 | -162.3066
|  | 6876670 | -160.3284
|  | 6880000 | -159.764
|  | 6883330 | -160.0109
|  | 6886670 | -161.2776
|  | 6890000 | -160.9602
|  | 6893330 | -160.4117
|  | 6896670 | -160.2812
|  | 6900000 | -161.7705
|  | 6903330 | -161.7398
|  | 6906670 | -161.4102
|  | 6910000 | -160.7063
|  | 6913330 | -160.494
|  | 6916670 | -160.0155
|  | 6920000 | -160.7673
|  | 6923330 | -161.02
|  | 6926670 | -161.3725
|  | 6930000 | -160.3162
|  | 6933330 | -159.9779
|  | 6936670 | -161.4454
|  | 6940000 | -161.4993
|  | 6943330 | -160.6554
|  | 6946670 | -160.8669
|  | 6950000 | -160.1963
|  | 6953330 | -160.8809
|  | 6956670 | -161.9312
|  | 6960000 | -161.8293
|  | 6963330 | -160.859
|  | 6966670 | -160.8556
|  | 6970000 | -161.5249
|  | 6973330 | -161.6314
|  | 6976670 | -161.5288
|  | 6980000 | -161.2325
|  | 6983330 | -161.6865
|  | 6986670 | -161.9541
|  | 6990000 | -162.5924
|  | 6993330 | -161.7951
|  | 6996670 | -161.7019
|  | 7000000 | -160.7286
|  | 7003330 | -161.4452
|  | 7006670 | -160.5799
|  | 7010000 | -160.138
|  | 7013330 | -161.3387
|  | 7016670 | -161.3276
|  | 7020000 | -160.4995
|  | 7023330 | -160.2701
|  | 7026670 | -161.1317
|  | 7030000 | -161.1064
|  | 7033330 | -161.4528
|  | 7036670 | -161.8798
|  | 7040000 | -161.4864
|  | 7043330 | -160.5665
|  | 7046670 | -161.2575
|  | 7050000 | -161.6769
|  | 7053330 | -161.5381
|  | 7056670 | -162.0637
|  | 7060000 | -162.4512
|  | 7063330 | -162.1288
|  | 7066670 | -161.6961
|  | 7070000 | -160.8664
|  | 7073330 | -160.921
|  | 7076670 | -161.0162
|  | 7080000 | -160.8643
|  | 7083330 | -162.0544
|  | 7086670 | -161.3754
|  | 7090000 | -161.2514
|  | 7093330 | -161.8217
|  | 7096670 | -162.1403
|  | 7100000 | -161.7191
|  | 7103330 | -161.4379
|  | 7106670 | -160.9024
|  | 7110000 | -161.1017
|  | 7113330 | -160.7381
|  | 7116670 | -161.2149
|  | 7120000 | -160.0526
|  | 7123330 | -159.9219
|  | 7126670 | -161.0943
|  | 7130000 | -161.3122
|  | 7133330 | -161.3523
|  | 7136670 | -160.5311
|  | 7140000 | -160.3933
|  | 7143330 | -160.7922
|  | 7146670 | -160.3171
|  | 7150000 | -159.44
|  | 7153330 | -160.1952
|  | 7156670 | -161.5835
|  | 7160000 | -160.5678
|  | 7163330 | -160.2455
|  | 7166670 | -160.704
|  | 7170000 | -160.2507
|  | 7173330 | -160.2408
|  | 7176670 | -160.1122
|  | 7180000 | -160.3088
|  | 7183330 | -161.4777
|  | 7186670 | -161.4708
|  | 7190000 | -160.8588
|  | 7193330 | -160.7429
|  | 7196670 | -161.3554
|  | 7200000 | -160.2625
|  | 7203330 | -160.7828
|  | 7206670 | -161.4412
|  | 7210000 | -161.2284
|  | 7213330 | -160.8424
|  | 7216670 | -160.3985
|  | 7220000 | -160.7631
|  | 7223330 | -160.8604
|  | 7226670 | -161.4469
|  | 7230000 | -161.2793
|  | 7233330 | -160.5727
|  | 7236670 | -161.1237
|  | 7240000 | -160.849
|  | 7243330 | -160.7755
|  | 7246670 | -160.905
|  | 7250000 | -160.3701
|  | 7253330 | -160.268
|  | 7256670 | -160.8907
|  | 7260000 | -160.5119
|  | 7263330 | -160.5651
|  | 7266670 | -160.2875
|  | 7270000 | -160.6846
|  | 7273330 | -160.2287
|  | 7276670 | -160.6427
|  | 7280000 | -161.1283
|  | 7283330 | -160.6004
|  | 7286670 | -160.7865
|  | 7290000 | -161.0733
|  | 7293330 | -160.3209
|  | 7296670 | -160.7123
|  | 7300000 | -161.4054
|  | 7303330 | -161.3444
|  | 7306670 | -160.6313
|  | 7310000 | -160.4152
|  | 7313330 | -160.4086
|  | 7316670 | -161.3011
|  | 7320000 | -161.2485
|  | 7323330 | -161.5987
|  | 7326670 | -161.3247
|  | 7330000 | -160.5892
|  | 7333330 | -161.0765
|  | 7336670 | -160.4503
|  | 7340000 | -161.1851
|  | 7343330 | -160.8471
|  | 7346670 | -160.297
|  | 7350000 | -160.4224
|  | 7353330 | -160.9397
|  | 7356670 | -162.125
|  | 7360000 | -161.7706
|  | 7363330 | -160.8266
|  | 7366670 | -160.7453
|  | 7370000 | -160.8153
|  | 7373330 | -160.5531
|  | 7376670 | -160.4955
|  | 7380000 | -160.7999
|  | 7383330 | -160.9024
|  | 7386670 | -161.776
|  | 7390000 | -160.124
|  | 7393330 | -160.2852
|  | 7396670 | -161.6612
|  | 7400000 | -160.9444
|  | 7403330 | -160.8177
|  | 7406670 | -160.9493
|  | 7410000 | -161.0094
|  | 7413330 | -160.2361
|  | 7416670 | -160.4765
|  | 7420000 | -160.8081
|  | 7423330 | -160.6805
|  | 7426670 | -160.4538
|  | 7430000 | -161.1206
|  | 7433330 | -161.2755
|  | 7436670 | -161.4607
|  | 7440000 | -160.8733
|  | 7443330 | -161.3751
|  | 7446670 | -161.3809
|  | 7450000 | -162.0133
|  | 7453330 | -162.2072
|  | 7456670 | -161.8226
|  | 7460000 | -161.0046
|  | 7463330 | -162.2355
|  | 7466670 | -160.6581
|  | 7470000 | -160.5476
|  | 7473330 | -161.0987
|  | 7476670 | -161.5545
|  | 7480000 | -160.2928
|  | 7483330 | -160.9084
|  | 7486670 | -161.3777
|  | 7490000 | -160.6031
|  | 7493330 | -160.4747
|  | 7496670 | -161.3654
|  | 7500000 | -160.5881
|  | 7503330 | -160.9281
|  | 7506670 | -160.9137
|  | 7510000 | -161.2469
|  | 7513330 | -161.2156
|  | 7516670 | -159.5158
|  | 7520000 | -159.6762
|  | 7523330 | -160.382
|  | 7526670 | -160.219
|  | 7530000 | -161.9549
|  | 7533330 | -161.417
|  | 7536670 | -159.9616
|  | 7540000 | -160.2356
|  | 7543330 | -161.4102
|  | 7546670 | -161.9405
|  | 7550000 | -161.3508
|  | 7553330 | -161.1096
|  | 7556670 | -161.8149
|  | 7560000 | -160.7385
|  | 7563330 | -160.5866
|  | 7566670 | -161.4713
|  | 7570000 | -160.6928
|  | 7573330 | -160.4174
|  | 7576670 | -160.5907
|  | 7580000 | -160.5034
|  | 7583330 | -160.7375
|  | 7586670 | -161.101
|  | 7590000 | -161.8177
|  | 7593330 | -162.3999
|  | 7596670 | -161.5303
|  | 7600000 | -160.3003
|  | 7603330 | -160.5734
|  | 7606670 | -160.7655
|  | 7610000 | -160.9663
|  | 7613330 | -161.9338
|  | 7616670 | -161.7669
|  | 7620000 | -160.9633
|  | 7623330 | -159.805
|  | 7626670 | -159.7038
|  | 7630000 | -160.9203
|  | 7633330 | -160.6612
|  | 7636670 | -160.5049
|  | 7640000 | -161.7055
|  | 7643330 | -161.886
|  | 7646670 | -161.454
|  | 7650000 | -160.6374
|  | 7653330 | -160.8447
|  | 7656670 | -160.7476
|  | 7660000 | -160.9393
|  | 7663330 | -160.5302
|  | 7666670 | -160.415
|  | 7670000 | -161.5495
|  | 7673330 | -160.3328
|  | 7676670 | -160.1505
|  | 7680000 | -160.5169
|  | 7683330 | -161.1415
|  | 7686670 | -161.9836
|  | 7690000 | -161.0787
|  | 7693330 | -161.0933
|  | 7696670 | -161.1739
|  | 7700000 | -160.8756
|  | 7703330 | -160.2242
|  | 7706670 | -160.5821
|  | 7710000 | -161.195
|  | 7713330 | -161.632
|  | 7716670 | -161.1872
|  | 7720000 | -160.7655
|  | 7723330 | -161.0269
|  | 7726670 | -161.507
|  | 7730000 | -160.3874
|  | 7733330 | -160.873
|  | 7736670 | -160.2336
|  | 7740000 | -160.1054
|  | 7743330 | -160.6094
|  | 7746670 | -160.5295
|  | 7750000 | -160.8535
|  | 7753330 | -161.7562
|  | 7756670 | -160.9938
|  | 7760000 | -160.9827
|  | 7763330 | -161.1596
|  | 7766670 | -161.4253
|  | 7770000 | -161.6575
|  | 7773330 | -160.9496
|  | 7776670 | -160.3541
|  | 7780000 | -160.0853
|  | 7783330 | -160.3707
|  | 7786670 | -159.949
|  | 7790000 | -159.9826
|  | 7793330 | -160.6606
|  | 7796670 | -159.5978
|  | 7800000 | -159.9462
|  | 7803330 | -160.8829
|  | 7806670 | -160.2456
|  | 7810000 | -159.9649
|  | 7813330 | -160.298
|  | 7816670 | -160.7524
|  | 7820000 | -161.2755
|  | 7823330 | -160.427
|  | 7826670 | -160.4222
|  | 7830000 | -160.3742
|  | 7833330 | -161.0973
|  | 7836670 | -161.2161
|  | 7840000 | -160.3638
|  | 7843330 | -160.0832
|  | 7846670 | -161.6163
|  | 7850000 | -160.4909
|  | 7853330 | -160.1908
|  | 7856670 | -161.8952
|  | 7860000 | -161.4961
|  | 7863330 | -160.7447
|  | 7866670 | -160.554
|  | 7870000 | -161.0775
|  | 7873330 | -161.1786
|  | 7876670 | -161.6408
|  | 7880000 | -161.1525
|  | 7883330 | -160.8557
|  | 7886670 | -161.1906
|  | 7890000 | -160.5704
|  | 7893330 | -160.8179
|  | 7896670 | -160.2552
|  | 7900000 | -160.9107
|  | 7903330 | -161.1942
|  | 7906670 | -161.2078
|  | 7910000 | -161.118
|  | 7913330 | -161.0094
|  | 7916670 | -161.6785
|  | 7920000 | -161.875
|  | 7923330 | -161.6367
|  | 7926670 | -160.6381
|  | 7930000 | -160.8828
|  | 7933330 | -160.6789
|  | 7936670 | -161.0857
|  | 7940000 | -159.6347
|  | 7943330 | -161.0017
|  | 7946670 | -161.9434
|  | 7950000 | -161.5417
|  | 7953330 | -159.9717
|  | 7956670 | -160.1098
|  | 7960000 | -161.47
|  | 7963330 | -161.4011
|  | 7966670 | -161.352
|  | 7970000 | -160.7202
|  | 7973330 | -160.9573
|  | 7976670 | -161.0785
|  | 7980000 | -161.1975
|  | 7983330 | -161.997
|  | 7986670 | -161.4715
|  | 7990000 | -161.3409
|  | 7993330 | -160.5717
|  | 7996670 | -159.9034
|  | 8000000 | -160.1432
|  | 8003330 | -159.5458
|  | 8006670 | -160.3895
|  | 8010000 | -161.8512
|  | 8013330 | -161.9439
|  | 8016670 | -161.4483
|  | 8020000 | -161.183
|  | 8023330 | -160.2831
|  | 8026670 | -159.8721
|  | 8030000 | -159.8549
|  | 8033330 | -161.17
|  | 8036670 | -160.66
|  | 8040000 | -160.3824
|  | 8043330 | -160.2253
|  | 8046670 | -159.7349
|  | 8050000 | -160.4344
|  | 8053330 | -161.6167
|  | 8056670 | -161.7717
|  | 8060000 | -161.3443
|  | 8063330 | -161.8147
|  | 8066670 | -160.5341
|  | 8070000 | -160.2174
|  | 8073330 | -160.5354
|  | 8076670 | -161.6237
|  | 8080000 | -162.1548
|  | 8083330 | -160.5706
|  | 8086670 | -160.0583
|  | 8090000 | -160.5224
|  | 8093330 | -160.5341
|  | 8096670 | -160.001
|  | 8100000 | -160.707
|  | 8103330 | -161.2291
|  | 8106670 | -160.5183
|  | 8110000 | -160.6281
|  | 8113330 | -160.5778
|  | 8116670 | -160.1906
|  | 8120000 | -160.6067
|  | 8123330 | -161.8731
|  | 8126670 | -161.4516
|  | 8130000 | -161.9777
|  | 8133330 | -161.0803
|  | 8136670 | -159.9552
|  | 8140000 | -160.5099
|  | 8143330 | -161.0911
|  | 8146670 | -161.3706
|  | 8150000 | -160.7309
|  | 8153330 | -160.4183
|  | 8156670 | -161.2694
|  | 8160000 | -160.5102
|  | 8163330 | -160.6385
|  | 8166670 | -160.7611
|  | 8170000 | -160.0969
|  | 8173330 | -160.7251
|  | 8176670 | -160.0863
|  | 8180000 | -160.7152
|  | 8183330 | -161.7218
|  | 8186670 | -160.0471
|  | 8190000 | -160.8286
|  | 8193330 | -161.8163
|  | 8196670 | -161.8776
|  | 8200000 | -162.7493
|  | 8203330 | -160.8498
|  | 8206670 | -160.0969
|  | 8210000 | -160.7794
|  | 8213330 | -160.5142
|  | 8216670 | -160.2173
|  | 8220000 | -160.7235
|  | 8223330 | -160.5175
|  | 8226670 | -161.8462
|  | 8230000 | -160.6881
|  | 8233330 | -160.2359
|  | 8236670 | -160.8546
|  | 8240000 | -161.0597
|  | 8243330 | -160.8802
|  | 8246670 | -161.131
|  | 8250000 | -161.6402
|  | 8253330 | -161.2036
|  | 8256670 | -160.4059
|  | 8260000 | -160.5131
|  | 8263330 | -160.8595
|  | 8266670 | -161.1117
|  | 8270000 | -160.1612
|  | 8273330 | -159.599
|  | 8276670 | -160.8487
|  | 8280000 | -161.9027
|  | 8283330 | -160.837
|  | 8286670 | -160.1368
|  | 8290000 | -160.7544
|  | 8293330 | -161.6385
|  | 8296670 | -161.339
|  | 8300000 | -160.7609
|  | 8303330 | -160.5124
|  | 8306670 | -159.9911
|  | 8310000 | -160.7925
|  | 8313330 | -160.9687
|  | 8316670 | -161.3125
|  | 8320000 | -162.0497
|  | 8323330 | -160.4039
|  | 8326670 | -160.7643
|  | 8330000 | -161.2912
|  | 8333330 | -160.8048
|  | 8336670 | -161.0659
|  | 8340000 | -161.2971
|  | 8343330 | -161.4599
|  | 8346670 | -162.5699
|  | 8350000 | -161.552
|  | 8353330 | -160.2097
|  | 8356670 | -160.1527
|  | 8360000 | -160.5571
|  | 8363330 | -160.9705
|  | 8366670 | -160.7086
|  | 8370000 | -160.3504
|  | 8373330 | -161.3889
|  | 8376670 | -161.2065
|  | 8380000 | -161.4307
|  | 8383330 | -161.3954
|  | 8386670 | -160.5782
|  | 8390000 | -160.7448
|  | 8393330 | -160.6732
|  | 8396670 | -160.7278
|  | 8400000 | -160.2731
|  | 8403330 | -160.2118
|  | 8406670 | -161.1036
|  | 8410000 | -161.1139
|  | 8413330 | -160.8708
|  | 8416670 | -161.0304
|  | 8420000 | -161.5735
|  | 8423330 | -160.1105
|  | 8426670 | -161.2641
|  | 8430000 | -162.1277
|  | 8433330 | -161.0935
|  | 8436670 | -161.2248
|  | 8440000 | -160.5196
|  | 8443330 | -159.3382
|  | 8446670 | -160.3134
|  | 8450000 | -161.9457
|  | 8453330 | -161.3822
|  | 8456670 | -160.2268
|  | 8460000 | -160.6634
|  | 8463330 | -161.6817
|  | 8466670 | -160.627
|  | 8470000 | -160.4044
|  | 8473330 | -160.7993
|  | 8476670 | -160.9293
|  | 8480000 | -161.1842
|  | 8483330 | -160.7681
|  | 8486670 | -161.7258
|  | 8490000 | -161.1804
|  | 8493330 | -161.4766
|  | 8496670 | -162.0622
|  | 8500000 | -161.6631
|  | 8503330 | -161.0048
|  | 8506670 | -160.9555
|  | 8510000 | -160.9349
|  | 8513330 | -160.4518
|  | 8516670 | -160.6634
|  | 8520000 | -160.5117
|  | 8523330 | -160.3362
|  | 8526670 | -161.1122
|  | 8530000 | -161.4467
|  | 8533330 | -160.5699
|  | 8536670 | -160.4183
|  | 8540000 | -161.0314
|  | 8543330 | -161.1723
|  | 8546670 | -160.6419
|  | 8550000 | -161.1234
|  | 8553330 | -160.4979
|  | 8556670 | -159.8983
|  | 8560000 | -160.8716
|  | 8563330 | -161.0237
|  | 8566670 | -160.7592
|  | 8570000 | -160.8861
|  | 8573330 | -161.8109
|  | 8576670 | -162.2423
|  | 8580000 | -161.4366
|  | 8583330 | -161.138
|  | 8586670 | -161.7898
|  | 8590000 | -161.9889
|  | 8593330 | -160.9501
|  | 8596670 | -161.368
|  | 8600000 | -161.0758
|  | 8603330 | -161.0765
|  | 8606670 | -161.1352
|  | 8610000 | -162.3745
|  | 8613330 | -161.2087
|  | 8616670 | -160.2183
|  | 8620000 | -161.1199
|  | 8623330 | -161.3625
|  | 8626670 | -161.2386
|  | 8630000 | -161.8958
|  | 8633330 | -161.2108
|  | 8636670 | -160.8696
|  | 8640000 | -161.7115
|  | 8643330 | -161.8535
|  | 8646670 | -161.6077
|  | 8650000 | -160.4696
|  | 8653330 | -160.5167
|  | 8656670 | -160.6902
|  | 8660000 | -160.0661
|  | 8663330 | -160.4647
|  | 8666670 | -161.5277
|  | 8670000 | -159.6872
|  | 8673330 | -160.6407
|  | 8676670 | -161.4421
|  | 8680000 | -160.8129
|  | 8683330 | -161.4237
|  | 8686670 | -161.9279
|  | 8690000 | -161.066
|  | 8693330 | -161.2721
|  | 8696670 | -161.3952
|  | 8700000 | -160.1994
|  | 8703330 | -161.1614
|  | 8706670 | -161.5124
|  | 8710000 | -161.1018
|  | 8713330 | -160.3091
|  | 8716670 | -160.8608
|  | 8720000 | -161.477
|  | 8723330 | -160.4868
|  | 8726670 | -160.9477
|  | 8730000 | -161.2754
|  | 8733330 | -162.0733
|  | 8736670 | -161.7383
|  | 8740000 | -161.3717
|  | 8743330 | -161.5987
|  | 8746670 | -161.7311
|  | 8750000 | -160.4856
|  | 8753330 | -160.0686
|  | 8756670 | -161.2232
|  | 8760000 | -161.3124
|  | 8763330 | -161.706
|  | 8766670 | -161.5601
|  | 8770000 | -161.3243
|  | 8773330 | -161.216
|  | 8776670 | -161.0103
|  | 8780000 | -160.9173
|  | 8783330 | -160.4356
|  | 8786670 | -160.4225
|  | 8790000 | -161.7754
|  | 8793330 | -161.126
|  | 8796670 | -160.877
|  | 8800000 | -161.3065
|  | 8803330 | -160.8874
|  | 8806670 | -160.8756
|  | 8810000 | -159.0333
|  | 8813330 | -159.557
|  | 8816670 | -161.4753
|  | 8820000 | -160.6491
|  | 8823330 | -160.4965
|  | 8826670 | -161.0231
|  | 8830000 | -160.9763
|  | 8833330 | -161.616
|  | 8836670 | -161.7398
|  | 8840000 | -160.4193
|  | 8843330 | -160.7059
|  | 8846670 | -161.634
|  | 8850000 | -160.6719
|  | 8853330 | -160.6991
|  | 8856670 | -160.5913
|  | 8860000 | -160.6091
|  | 8863330 | -161.8623
|  | 8866670 | -161.0403
|  | 8870000 | -161.4157
|  | 8873330 | -161.6336
|  | 8876670 | -161.5865
|  | 8880000 | -160.7312
|  | 8883330 | -161.113
|  | 8886670 | -161.0433
|  | 8890000 | -161.4053
|  | 8893330 | -160.6611
|  | 8896670 | -161.0868
|  | 8900000 | -161.2764
|  | 8903330 | -160.342
|  | 8906670 | -160.4706
|  | 8910000 | -161.3043
|  | 8913330 | -160.6807
|  | 8916670 | -160.5581
|  | 8920000 | -160.8141
|  | 8923330 | -161.6118
|  | 8926670 | -161.1853
|  | 8930000 | -160.4617
|  | 8933330 | -161.1835
|  | 8936670 | -160.5125
|  | 8940000 | -159.8829
|  | 8943330 | -161.1051
|  | 8946670 | -161.643
|  | 8950000 | -160.7906
|  | 8953330 | -161.2803
|  | 8956670 | -160.757
|  | 8960000 | -160.1863
|  | 8963330 | -160.5113
|  | 8966670 | -161.0493
|  | 8970000 | -161.9268
|  | 8973330 | -160.6658
|  | 8976670 | -160.1921
|  | 8980000 | -160.5992
|  | 8983330 | -160.3924
|  | 8986670 | -160.2667
|  | 8990000 | -160.1071
|  | 8993330 | -159.7254
|  | 8996670 | -160.6131
|  | 9000000 | -161.4749
|  | 9003330 | -160.9797
|  | 9006670 | -160.7376
|  | 9010000 | -161.3112
|  | 9013330 | -162.4279
|  | 9016670 | -160.641
|  | 9020000 | -160.2843
|  | 9023330 | -159.9461
|  | 9026670 | -159.9988
|  | 9030000 | -160.7198
|  | 9033330 | -160.7905
|  | 9036670 | -161.0778
|  | 9040000 | -161.9845
|  | 9043330 | -160.617
|  | 9046670 | -159.8759
|  | 9050000 | -160.3619
|  | 9053330 | -161.2415
|  | 9056670 | -162.5108
|  | 9060000 | -162.3486
|  | 9063330 | -161.9401
|  | 9066670 | -162.6002
|  | 9070000 | -160.7677
|  | 9073330 | -160.8806
|  | 9076670 | -161.2305
|  | 9080000 | -161.4419
|  | 9083330 | -161.6671
|  | 9086670 | -161.8354
|  | 9090000 | -160.6986
|  | 9093330 | -160.8432
|  | 9096670 | -161.0766
|  | 9100000 | -160.7808
|  | 9103330 | -160.864
|  | 9106670 | -161.5164
|  | 9110000 | -161.3903
|  | 9113330 | -161.3177
|  | 9116670 | -160.8678
|  | 9120000 | -162.0446
|  | 9123330 | -162.5237
|  | 9126670 | -161.0495
|  | 9130000 | -161.5546
|  | 9133330 | -162.4006
|  | 9136670 | -161.71
|  | 9140000 | -161.2461
|  | 9143330 | -160.7097
|  | 9146670 | -160.1489
|  | 9150000 | -161.6002
|  | 9153330 | -160.3504
|  | 9156670 | -160.3885
|  | 9160000 | -160.898
|  | 9163330 | -160.3812
|  | 9166670 | -160.9231
|  | 9170000 | -160.5823
|  | 9173330 | -159.9609
|  | 9176670 | -160.5922
|  | 9180000 | -161.2681
|  | 9183330 | -161.4074
|  | 9186670 | -161.1596
|  | 9190000 | -161.4445
|  | 9193330 | -162.1375
|  | 9196670 | -161.3827
|  | 9200000 | -160.3956
|  | 9203330 | -161.1336
|  | 9206670 | -160.5067
|  | 9210000 | -160.2262
|  | 9213330 | -161.4413
|  | 9216670 | -161.6613
|  | 9220000 | -161.2023
|  | 9223330 | -160.697
|  | 9226670 | -160.5346
|  | 9230000 | -160.6406
|  | 9233330 | -160.417
|  | 9236670 | -160.692
|  | 9240000 | -161.2303
|  | 9243330 | -161.5055
|  | 9246670 | -161.4296
|  | 9250000 | -160.95
|  | 9253330 | -161.4009
|  | 9256670 | -159.9252
|  | 9260000 | -159.9831
|  | 9263330 | -161.2723
|  | 9266670 | -161.0349
|  | 9270000 | -160.6606
|  | 9273330 | -160.313
|  | 9276670 | -160.7297
|  | 9280000 | -161.046
|  | 9283330 | -161.2011
|  | 9286670 | -160.9814
|  | 9290000 | -161.3129
|  | 9293330 | -161.3087
|  | 9296670 | -160.9468
|  | 9300000 | -161.2061
|  | 9303330 | -161.2364
|  | 9306670 | -161.0029
|  | 9310000 | -161.1615
|  | 9313330 | -161.4652
|  | 9316670 | -161.184
|  | 9320000 | -161.1846
|  | 9323330 | -161.1749
|  | 9326670 | -161.0586
|  | 9330000 | -161.8039
|  | 9333330 | -161.462
|  | 9336670 | -161.6149
|  | 9340000 | -160.9312
|  | 9343330 | -160.0662
|  | 9346670 | -161.2097
|  | 9350000 | -162.5448
|  | 9353330 | -161.6888
|  | 9356670 | -161.5058
|  | 9360000 | -161.3115
|  | 9363330 | -161.8466
|  | 9366670 | -160.724
|  | 9370000 | -160.4939
|  | 9373330 | -161.8871
|  | 9376670 | -161.2349
|  | 9380000 | -160.673
|  | 9383330 | -160.8581
|  | 9386670 | -161.5889
|  | 9390000 | -162.0965
|  | 9393330 | -162.16
|  | 9396670 | -161.5828
|  | 9400000 | -160.9613
|  | 9403330 | -161.1716
|  | 9406670 | -161.4458
|  | 9410000 | -161.2462
|  | 9413330 | -161.3064
|  | 9416670 | -160.9759
|  | 9420000 | -161.5008
|  | 9423330 | -161.4998
|  | 9426670 | -161.1509
|  | 9430000 | -161.1742
|  | 9433330 | -160.4612
|  | 9436670 | -160.6193
|  | 9440000 | -161.4189
|  | 9443330 | -160.2568
|  | 9446670 | -160.391
|  | 9450000 | -160.9051
|  | 9453330 | -160.7475
|  | 9456670 | -160.9776
|  | 9460000 | -160.8994
|  | 9463330 | -160.7597
|  | 9466670 | -161.4144
|  | 9470000 | -160.6438
|  | 9473330 | -160.4557
|  | 9476670 | -160.3251
|  | 9480000 | -159.6652
|  | 9483330 | -160.5543
|  | 9486670 | -160.4085
|  | 9490000 | -160.5118
|  | 9493330 | -161.1541
|  | 9496670 | -162.1327
|  | 9500000 | -162.2853
|  | 9503330 | -162.5457
|  | 9506670 | -162.0909
|  | 9510000 | -161.074
|  | 9513330 | -160.4644
|  | 9516670 | -160.4336
|  | 9520000 | -161.2801
|  | 9523330 | -160.8498
|  | 9526670 | -160.5528
|  | 9530000 | -160.6292
|  | 9533330 | -160.5735
|  | 9536670 | -160.2563
|  | 9540000 | -160.6084
|  | 9543330 | -161.8722
|  | 9546670 | -161.8144
|  | 9550000 | -161.1409
|  | 9553330 | -161.0839
|  | 9556670 | -161.4415
|  | 9560000 | -161.2949
|  | 9563330 | -160.2903
|  | 9566670 | -159.5093
|  | 9570000 | -160.1442
|  | 9573330 | -160.1727
|  | 9576670 | -160.6187
|  | 9580000 | -160.7041
|  | 9583330 | -161.0157
|  | 9586670 | -160.6364
|  | 9590000 | -160.6749
|  | 9593330 | -160.2439
|  | 9596670 | -160.2419
|  | 9600000 | -161.0743
|  | 9603330 | -161.1536
|  | 9606670 | -160.2178
|  | 9610000 | -160.4449
|  | 9613330 | -160.9822
|  | 9616670 | -160.7039
|  | 9620000 | -160.1629
|  | 9623330 | -161.322
|  | 9626670 | -160.4508
|  | 9630000 | -160.3767
|  | 9633330 | -161.6368
|  | 9636670 | -162.4373
|  | 9640000 | -162.0939
|  | 9643330 | -160.6458
|  | 9646670 | -159.9236
|  | 9650000 | -160.7878
|  | 9653330 | -161.347
|  | 9656670 | -161.5329
|  | 9660000 | -159.9285
|  | 9663330 | -160.2955
|  | 9666670 | -161.5469
|  | 9670000 | -161.5844
|  | 9673330 | -160.4111
|  | 9676670 | -160.6337
|  | 9680000 | -160.9575
|  | 9683330 | -161.5954
|  | 9686670 | -160.4642
|  | 9690000 | -160.4415
|  | 9693330 | -160.3086
|  | 9696670 | -160.3021
|  | 9700000 | -160.2942
|  | 9703330 | -160.9017
|  | 9706670 | -160.5419
|  | 9710000 | -160.6336
|  | 9713330 | -161.2235
|  | 9716670 | -161.2884
|  | 9720000 | -161.1083
|  | 9723330 | -160.5506
|  | 9726670 | -161.1469
|  | 9730000 | -160.5797
|  | 9733330 | -160.8638
|  | 9736670 | -160.3979
|  | 9740000 | -160.6389
|  | 9743330 | -161.3176
|  | 9746670 | -161.5085
|  | 9750000 | -160.4503
|  | 9753330 | -159.1858
|  | 9756670 | -159.1563
|  | 9760000 | -159.0749
|  | 9763330 | -159.8659
|  | 9766670 | -160.5459
|  | 9770000 | -161.2818
|  | 9773330 | -160.9026
|  | 9776670 | -160.6986
|  | 9780000 | -160.4012
|  | 9783330 | -161.1021
|  | 9786670 | -161.303
|  | 9790000 | -160.975
|  | 9793330 | -160.9779
|  | 9796670 | -160.6955
|  | 9800000 | -160.7715
|  | 9803330 | -160.4229
|  | 9806670 | -160.7347
|  | 9810000 | -160.4768
|  | 9813330 | -161.5494
|  | 9816670 | -161.2303
|  | 9820000 | -160.607
|  | 9823330 | -160.7252
|  | 9826670 | -161.2173
|  | 9830000 | -162.7131
|  | 9833330 | -161.0568
|  | 9836670 | -160.1677
|  | 9840000 | -162.2127
|  | 9843330 | -162.5107
|  | 9846670 | -162.229
|  | 9850000 | -160.4744
|  | 9853330 | -160.3163
|  | 9856670 | -160.5746
|  | 9860000 | -161.5679
|  | 9863330 | -160.6339
|  | 9866670 | -161.0266
|  | 9870000 | -162.1607
|  | 9873330 | -161.1967
|  | 9876670 | -160.9761
|  | 9880000 | -161.5422
|  | 9883330 | -161.486
|  | 9886670 | -161.7705
|  | 9890000 | -161.3078
|  | 9893330 | -160.5661
|  | 9896670 | -160.1243
|  | 9900000 | -159.9247
|  | 9903330 | -159.7188
|  | 9906670 | -160.5011
|  | 9910000 | -161.27
|  | 9913330 | -161.623
|  | 9916670 | -160.022
|  | 9920000 | -160.1175
|  | 9923330 | -161.5491
|  | 9926670 | -161.0253
|  | 9930000 | -161.2114
|  | 9933330 | -160.8368
|  | 9936670 | -161.6989
|  | 9940000 | -161.81
|  | 9943330 | -160.8655
|  | 9946670 | -160.9223
|  | 9950000 | -161.9859
|  | 9953330 | -161.7465
|  | 9956670 | -160.5751
|  | 9960000 | -160.0127
|  | 9963330 | -159.4696
|  | 9966670 | -160.8383
|  | 9970000 | -161.7252
|  | 9973330 | -162.331
|  | 9976670 | -161.6646
|  | 9980000 | -160.42
|  | 9983330 | -161.0898
|  | 9986670 | -160.142
|  | 9990000 | -159.6801
|  | 9993330 | -160.8113
|  | 9996670 | -160.5795
|  | 10000000 | -160.7716

## LI Curves
Single Mode Operating Regions
|  | Current (mA) | Power (mW)
|  |  | Increasing Current | Decreasing Current
|  | 82 |  | 11.876
|  | 84 |  | 12.432
|  | 86 |  | 12.973
|  | 88 |  | 13.441
Product Raw Data |  | 90 | 13.868 | 13.836
ULN Laser, Temperature Tuning, Extended Butterfly Package, PM Fiber |  | 92 | 14.527 | 14.337
|  | 94 | 15.142 | 14.808
Item # | ULN15PT | 96 | 15.783 | 15.21
DISCLAIMER: The data presented here are typical. Slight variations in performance data will occur from lot to lot. Please contact Technical Support with any questions regarding the use or reliability of this data. |  | 98 |  | 15.652
|  | 100 |  | 16.119
|  | 102 |  | 16.6
|  | 104 |  | 16.984
|  | 106 |  | 17.464
|  | 108 |  | 17.902
This data may be used in publications. However, please cite Thorlabs as the source. |  | 110 |  | 18.324
|  | 112 |  | 18.796
|  | 114 |  | 19.304
Additional Information: |  | 116 |  | 19.694
Data represents a typical ULN15PT ultra-low-noise laser with its case temperature and chip temperature at 25 °C. Users should reference the laser's serialized data sheet to see the drive currents that provide stable single mode operation for their particular device. |  | 118 |  | 20.23
|  | 120 |  | 20.588
|  | 122 |  | 21.135
|  | 124 |  | 21.641
|  | 126 |  | 22.166
|  | 128 |  | 22.539
|  | 130 |  | 23.028
|  | 132 |  | 23.511
|  | 134 |  | 24.018
|  | 136 |  | 24.551
|  | 138 |  | 25.165
|  | 140 |  | 25.681
|  | 142 |  | 26.219
|  | 144 |  | 26.651
|  | 146 |  | 27.258
|  | 148 | 27.849 | 27.756
|  | 150 | 28.561 | 28.331
|  | 152 | 29.031 | 28.906
|  | 154 | 29.673 | 29.481
|  | 156 | 30.224 | 30.122
|  | 158 | 30.92 | 30.685
|  | 160 | 31.532 | 31.252
|  | 162 | 32.069 | 31.847
|  | 164 | 32.711 | 32.582
|  | 166 | 33.355 | 33.11
|  | 168 | 33.947 | 33.871
|  | 170 | 34.635 | 34.384
|  | 172 | 35.201 | 35.031
|  | 174 | 35.98 | 35.827
|  | 176 | 36.563 | 36.482
|  | 178 | 37.173 | 37.022
|  | 180 | 37.987 | 37.688
|  | 182 | 38.574 | 38.355
|  | 184 | 39.27 | 39.174
|  | 186 | 39.973 | 39.727
|  | 188 | 40.689 | 40.536
|  | 190 | 41.503 | 41.148
|  | 192 | 42.208 | 41.822
|  | 194 |  | 42.606
196
198
200
202
204
206
208
210
212
214
216
218
220
222
224
226
228
230
232
234
236
238
240
242
244
246
248
250
252
254
|  | 256 |  | 61.587
|  | 258 |  | 59.541
|  | 260 |  | 58.599
|  | 262 |  | 57.922
|  | 264 |  | 57.883
|  | 266 |  | 57.644
|  | 268 |  | 57.686
|  | 270 |  | 58.206
|  | 272 |  | 57.992
|  | 274 |  | 58.532
|  | 276 |  | 58.507
|  | 278 |  | 59.196
|  | 280 |  | 59.378
|  | 282 | 60.318 | 60.057
|  | 284 | 60.41 | 60.378
|  | 286 | 61.207 | 60.962
|  | 288 | 61.585 | 61.308
|  | 290 | 62.512 | 61.996
|  | 292 | 62.962 | 62.7
|  | 294 | 63.823 | 63.233
|  | 296 | 64.276 | 64.008
|  | 298 | 65.204 | 64.888
|  | 300 | 65.826 | 65.643
|  | 302 | 66.424 | 66.261
|  | 304 | 67.341 | 67.033
|  | 306 | 68.018 | 67.712
|  | 308 | 68.948 | 68.785
|  | 310 | 69.906 | 69.466
|  | 312 | 70.534 | 70.105
|  | 314 | 71.655 | 70.945
|  | 316 | 72.35 | 71.902
|  | 318 | 73.432 | 72.826
|  | 320 | 74.17 | 73.549
|  | 322 |  | 74.674
324
326
328
330
332
334
336
338
340
342
344
346
348
350
352
354
356
358
360
362
364
366
368
370
372
374
376
|  | 378 |  | 87.862
|  | 380 |  | 86.619
|  | 382 |  | 85.476
|  | 384 |  | 85.224
|  | 386 |  | 84.838
|  | 388 |  | 85.056
|  | 390 |  | 85.056
|  | 392 |  | 85.174
|  | 394 |  | 85.325
|  | 396 |  | 86.115
|  | 398 |  | 86.535
|  | 400 |  | 87.072
|  | 402 | 87.66 | 87.912
|  | 404 | 88.433 | 88.114
|  | 406 | 89.576 | 88.92
|  | 408 | 90.483 | 90.012
|  | 410 | 91.457 | 91.071
|  | 412 | 92.196 | 91.625
|  | 414 | 93.019 | 92.616
|  | 416 | 94.229 | 93.557
|  | 418 | 95.002 | 94.851
|  | 420 | 96.279 | 95.791
|  | 422 | 97.371 | 96.564
|  | 424 | 98.463 | 97.942
|  | 426 |  | 98.731
428
430
432
434
436
438
440
442
444
446
448
450
452
454
456
458
460
462
464
466
468
470
472
474
|  | 476 |  | 109.685
|  | 478 |  | 107.484
|  | 480 |  | 106.224
|  | 482 |  | 105.72
|  | 484 |  | 105.132
|  | 486 |  | 105.35
|  | 488 |  | 105.552
|  | 490 | 106.325 | 106.09
|  | 492 | 107.064 | 106.711
|  | 494 | 108.055 | 107.198
|  | 496 | 108.475 | 108.173
|  | 498 | 109.265 | 108.727
|  | 500 | 110.373 | 109.937
|  | 502 | 111.331 | 110.609
|  | 504 | 112.809 | 111.969
|  | 506 | 113.75 | 112.742
|  | 508 | 114.59 | 114.019
|  | 510 | 115.917 | 115.481
|  | 512 | 117.026 | 116.438
|  | 514 | 119.143 | 117.799
516
518
520
522
524
526
528
530
532
534
536
538
540
542
544
546
548
550
552
554
556
558
|  | 560 |  | 128.299
|  | 562 |  | 124.519
|  | 564 |  | 122.788
|  | 566 |  | 122.402
|  | 568 |  | 121.428
|  | 570 |  | 121.999
|  | 572 |  | 122.032
|  | 574 | 122.772 | 122.469
|  | 576 | 123.578 | 123.108
|  | 578 | 124.956 | 123.981
|  | 580 | 125.527 | 125.14
|  | 582 | 126.552 | 126.081
|  | 584 | 127.845 | 127.358
|  | 586 | 129.122 | 128.45
|  | 588 | 130.567 | 129.76
|  | 590 | 132.045 | 131.239
|  | 592 | 133.439 | 132.415
|  | 594 |  | 134.263
596
598
600
602
604
606
608
610
612
614
616
618
620
622
624
626
628
630
632
634
|  | 636 |  | 138.849
|  | 638 |  | 135.674
|  | 640 |  | 135.153
|  | 642 |  | 134.699
|  | 644 |  | 135.002
|  | 646 |  | 134.75
|  | 648 | 136.161 | 135.338
|  | 650 | 136.883 | 136.463
|  | 652 | 138.53 | 137.27
|  | 654 | 139.605 | 138.899
|  | 656 | 140.613 | 139.454
|  | 658 | 142.259 | 140.966
|  | 660 | 143.183 | 142.091
|  | 662 | 144.695 | 143.939
|  | 664 |  | 145.619
666
668
670
672
674
676
678
680
682
684
686
688
690
692
694
696
698
700
702
|  | 704 |  | 148.122
|  | 706 |  | 146.106
|  | 708 |  | 144.678
|  | 710 |  | 144.695
|  | 712 |  | 145.216
|  | 714 |  | 145.787
|  | 716 | 146.526 | 146.577
|  | 718 | 148.055 | 147.45
|  | 720 | 149.113 | 148.525
|  | 722 | 150.609 | 150.071
|  | 724 | 152.541 | 151.163
|  | 726 | 154.052 | 152.994
|  | 728 |  | 154.573
730
732
734
736
738
740
742
744
746
748
750
752
754
756
758
760
762
|  | 764 |  | 159.008
|  | 766 |  | 154.388
|  | 768 |  | 152.641
|  | 770 |  | 151.835
|  | 772 |  | 151.734
|  | 774 |  | 152.641
|  | 776 |  | 153.129
|  | 778 | 154.405 | 154.304
|  | 780 | 155.867 | 155.766
|  | 782 | 157.412 | 156.64
|  | 784 | 159.445 | 158.152
|  | 786 |  | 159.949